## Results- Total Res
BPA Appliance Standards Impact Analysis
Scenario Selection
[14 empty] | Standard Effective Year | 2007
[14 empty] | Cumulative Savings (aMW, through 2034) | 180.333 | aMW
[14 empty] | 6th Plan One-time Adjustment (aMW) | 0 | aMW
[14 empty] | Claimable Non Programmatic Savings (aMW) Due to Standard | 2.8638 | aMW
Notes
1. Standard not included in council's baseline
| Unit Energy Consumption (kWh/year) | [5 empty] | Stock and Shipments |  |  | First Year Energy Consumption |  | Total Energy Consumption of Stock (kWh) |  |  | Total Energy Consumption of Stock (aMW) |  |  | Savings (aMW)
Year | Council's Pre-case Shipment UEC | Model Pre-case Shipment UEC | Model Post-case Shipment UEC | Model Weighted Pre-case Installed UEC | Model Weighted Post-case Installed UEC | Council's Shipments | Model Shipments | Model Installed Stock (at Year End) | Council Shipment * UEC (5P/6P) | Model Shipments * Model Pre-Case UEC | Model Shipments * Model Post-Case UEC | Modeled Pre-case Consumption (Installed UEC * Stock) | Modeled Post-case Consumption (Installed UEC* Stock) | Year | Modeled Pre-case Consumption (Installed UEC * Stock) | Modeled Post-case Consumption (Installed UEC* Stock) | One-time Adjustment |  | PNW Cumulative Savings | DOE Carbon Savings Proxy | Annual Savings Due to Standard Before Program Adjustments | Program Savings | Annual Non-programmatic Savings Due to Standard
2005 | 0 | 73.5553 | 73.5553 | 73.5553 | 73.5553 | 0 | 548897.6619 | 7449893.2181 | 0 | 40374310.2513 | 40374310.2513 | 547978832.8831 | 547978832.8831 | 2005 | 62.5547 | 62.5547 | 0 | 2005 | 0 |  | 0
2006 | 0 | 73.5553 | 73.5553 | 73.5553 | 73.5553 | 0 | 635539.978 | 7555446.7557 | 0 | 46747308.3449 | 46747308.3449 | 555742850.788 | 555742850.788 | 2006 | 63.441 | 63.441 | 0 | 2006 | 0 | 0 | 0
2007 | 0 | 73.5553 | 65.3612 | 73.5553 | 73.5553 | 0 | 618010.9232 | 7643451.5074 | 0 | 45457954.1596 | 40393940.31 | 562216063.1832 | 562216063.1832 | 2007 | 64.1799 | 64.1799 | 0 | 2007 | 0 | 0 | 0.57587
2008 | 0 | 73.5553 | 65.3612 | 73.5553 | 72.8392 | 0 | 588935.2027 | 7702076.787 | 0 | 43319281.9787 | 38493516.1045 | 566528260.8692 | 561013280.2486 | 2008 | 64.6722 | 64.0426 | 0 | 2008 | 0.62956 | 0.62956 | 0.55305
2009 | 0 | 73.5553 | 65.3612 | 73.5553 | 72.164 | 0 | 573546.5362 | 7744586.1354 | 0 | 42187364.6115 | 37487694.2761 | 569655047.0445 | 558880521.1371 | 2009 | 65.0291 | 63.7991 | 0 | 2009 | 1.23 | 1.8595 | 0.53647
2010 | 0 | 73.5553 | 65.3612 | 73.5553 | 71.5165 | 0 | 592716.366 | 7807872.9757 | 0 | 43597406.4243 | 38740657.5006 | 574310127.0346 | 558391787.903 | 2010 | 65.5605 | 63.7434 | 0 | 2010 | 1.8172 | 3.6767 | 0.55221
2011 | 0 | 73.5553 | 65.3612 | 73.5553 | 70.8651 | 0 | 613737.8043 | 7892461.3859 | 0 | 45143643.7853 | 40114644.0959 | 580532049.5479 | 559300312.2238 | 2011 | 66.2708 | 63.8471 | 0 | 2011 | 2.4237 | 6.1004 | 0.56957
2012 | 0 | 73.5553 | 65.3612 | 73.5553 | 70.213 | 0 | 625412.453 | 7987769.012 | 0 | 46002375.6062 | 40877713.2343 | 587542426.7671 | 560844979.666 | 2012 | 67.0711 | 64.0234 | 0 | 2012 | 3.0477 | 9.1481 | 0.57782
2013 | 0 | 73.5553 | 65.3612 | 73.5553 | 69.5698 | 0 | 629440.9426 | 8085381.2735 | 0 | 46298692.2097 | 41141020.1828 | 594722322.0426 | 562498533.5665 | 2013 | 67.8907 | 64.2122 | 0 | 2013 | 3.6785 | 12.8266 | 0.58086
2014 | 0 | 73.5553 | 65.3612 | 73.5553 | 68.9395 | 0 | 632497.1905 | 8183204.9528 | 0 | 46523495.3189 | 41340780.2367 | 601917768.2078 | 564145878.6895 | 2014 | 68.7121 | 64.4002 | 0 | 2014 | 4.3119 | 17.1384 | 0.58334
2015 | 0 | 73.5553 | 65.3612 | 73.5553 | 68.3293 | 0 | 620431.0955 | 8282244.8329 | 0 | 45635970.5636 | 40552125.6954 | 609202672.3472 | 565920236.9182 | 2015 | 69.5437 | 64.6028 | 0 | 2015 | 4.9409 | 22.0794 | 0.57649
2016 | 0 | 73.5553 | 65.3612 | 73.5553 | 67.7351 | 0 | 627865.2929 | 8382361.3905 | 0 | 46182794.8876 | 41038033.8167 | 616566771.7737 | 567780423.9363 | 2016 | 70.3843 | 64.8151 | 0 | 2016 | 5.5692 | 27.6486 | 0.5811
2017 | 0 | 73.5553 | 65.3612 | 73.5553 | 67.1503 | 0 | 634181.8902 | 8481661.2893 | 0 | 46647413.8405 | 41450894.2412 | 623870801.6532 | 569546135.1002 | 2017 | 71.2181 | 65.0167 | 0 | 2017 | 6.2014 | 33.85 | 0.58517
2018 | 0 | 73.5553 | 65.3612 | 73.5553 | 66.5739 | 0 | 639004.7556 | 8580218.0925 | 0 | 47002160.9602 | 41766122.5492 | 631120172.9423 | 571218782.6898 | 2018 | 72.0457 | 65.2076 | 0 | 2018 | 6.8381 | 40.6881 | 0.59025
2019 | 0 | 73.5553 | 65.3612 | 73.5553 | 66.0051 | 0 | 646865.0248 | 8678185.4554 | 0 | 47580325.1023 | 42279879.2345 | 638326187.7934 | 572804512.4622 | 2019 | 72.8683 | 65.3886 | 0 | 2019 | 7.4796 | 48.1677 | 0.59601
2020 | 0 | 73.5553 | 65.3612 | 73.5553 | 65.3612 | 0 | 733063.6498 | 8775709.1272 | 0 | 53920687.3814 | 47913925.4686 | 645499566.8299 | 573590946.9465 | 2020 | 73.6872 | 65.4784 | 0 | 2020 | 8.2087 | 56.3765 | 0.67749
2021 | 0 | 73.5553 | 65.3612 | 73.5553 | 65.3612 | 0 | 713649.8488 | 8871348.0528 | 0 | 52492700.1985 | 46645015.9874 | 652534312.8687 | 579842022.6238 | 2021 | 74.4902 | 66.192 | 0 | 2021 | 8.2982 | 64.6747 | 0.090653
2022 | 0 | 73.5553 | 65.3612 | 73.5553 | 65.3612 | 0 | 683944.9186 | 8966357.7686 | 0 | 50307746.3347 | 44703465.8762 | 659522777.2247 | 586051972.3955 | 2022 | 75.288 | 66.9009 | 0 | 2022 | 8.3871 | 73.0618 | 0.090807
2023 | 0 | 73.5553 | 65.3612 | 73.5553 | 65.3612 | 0 | 668047.8114 | 9060859.0438 | 0 | 49138430.4802 | 43664411.7502 | 666473843.0934 | 592228689.8696 | 2023 | 76.0815 | 67.606 | 0 | 2023 | 8.4755 | 81.5372 | 0.090844
2024 | 0 | 73.5553 | 65.3612 | 73.5553 | 65.3612 | 0 | 686312.5284 | 9154455.2062 | 0 | 50481896.488 | 44858215.711 | 673358333.1571 | 598346248.08 | 2024 | 76.8674 | 68.3044 | 0 | 2024 | 8.563 | 90.1002 | 0.090351
2025 | 0 | 73.5553 | 65.3612 | 73.5553 | 65.3612 | 0 | 706868.8206 | 9247586.2226 | 0 | 51993919.9113 | 46201799.7996 | 680208609.2831 | 604433403.7836 | 2025 | 77.6494 | 68.9992 | 0 | 2025 | 8.6501 | 98.7504 | 0.089833
2026 | 0 | 73.5553 | 65.3612 | 73.5553 | 65.3612 | 0 | 717496.1799 | 9339669.9494 | 0 | 52775618.082 | 46896416.8327 | 686981851.759 | 610452107.382 | 2026 | 78.4226 | 69.6863 | 0 | 2026 | 8.7363 | 107.4867 | 0.08869
2027 | 0 | 73.5553 | 65.3612 | 73.5553 | 65.3612 | 0 | 719948.8501 | 9430177.857 | 0 | 52956024.8836 | 47056726.3254 | 693639184.4329 | 616367813.5246 | 2027 | 79.1826 | 70.3616 | 0 | 2027 | 8.8209 | 116.3076 | 0.087256
2028 | 0 | 73.5553 | 65.3612 | 73.5553 | 65.3612 | 0 | 721050.729 | 9518731.3955 | 0 | 53037073.8697 | 47128746.4585 | 700152762.9837 | 622155779.7464 | 2028 | 79.9261 | 71.0223 | 0 | 2028 | 8.9038 | 125.2114 | 0.085534
2029 | 0 | 73.5553 | 65.3612 | 73.5553 | 65.3612 | 0 | 707486.7881 | 9605787.0881 | 0 | 52039374.6698 | 46242190.9002 | 706556167.0899 | 627845844.9512 | 2029 | 80.6571 | 71.6719 | 0 | 2029 | 8.9852 | 134.1966 | 0.084065
2030 | 0 | 73.5553 | 65.3612 | 73.5553 | 65.3612 | 0 | 714139.7834 | 9692061.5786 | 0 | 52528737.4703 | 46677038.7089 | 712902109.6725 | 633484849.8434 | 2030 | 81.3815 | 72.3156 | 0 | 2030 | 9.0659 | 143.2625 | 0.082972
2031 | 0 | 73.5553 | 65.3612 | 73.5553 | 65.3612 | 0 | 720456.3807 | 9778336.0691 | 0 | 52993356.4232 | 47089899.1334 | 719248052.2552 | 639123854.7356 | 2031 | 82.1059 | 72.9593 | 0 | 2031 | 9.1466 | 152.409 | 0.082972
2032 | 0 | 73.5553 | 65.3612 | 73.5553 | 65.3612 | 0 | 725279.2461 | 9864610.5596 | 0 | 53348103.5429 | 47405127.4414 | 725593994.8379 | 644762859.6278 | 2032 | 82.8304 | 73.6031 | 0 | 2032 | 9.2273 | 161.6363 | 0.082972
2033 | 0 | 73.5553 | 65.3612 | 73.5553 | 65.3612 | 0 | 733139.5152 | 9950885.05 | 0 | 53926267.685 | 47918884.1267 | 731939937.4206 | 650401864.52 | 2033 | 83.5548 | 74.2468 | 0 | 2033 | 9.308 | 170.9443 | 0.082972
2034 | 0 | 73.5553 | 65.3612 | 73.5553 | 65.3612 | 0 | 819338.1403 | 10037159.5405 | 0 | 60266629.964 | 53552930.3608 | 738285880.0033 | 656040869.4122 | 2034 | 84.2792 | 74.8905 | 0 | 2034 | 9.3887 | 180.333 | 0.082972
Total | [8 empty] | 0 | 1470907065.4293 |  | 19253129737.7896 | 17673412258.838 | Total | 2197.8459 | 2017.5128 | 0 | Total | 180.333

## Results-SF
BPA Appliance Standards Impact Analysis
Summary
[14 empty] | Standard Effective Year | 2007
[14 empty] | Cumulative Savings (aMW, through 2034) | 91.9622 | aMW
[14 empty] | 6th Plan One-time Adjustment (aMW) | 0 | aMW
[14 empty] | Claimable Non Programmatic Savings (aMW) Due to Standard | 1.4879 | aMW
Notes
1. Standard not included in council's baseline
| Unit Energy Consumption (kWh/year | [5 empty] | Stock and Shipments |  |  | First Year Energy Consumption |  | Total Energy Consumption (kWh) |  |  | Total Energy Consumption (aMW) |  |  | Savings (aMW)
Year | Council's Pre-case Shipment UEC | Model Pre-case Shipment UEC | Model Post-case Shipment UEC | Model Weighted Pre-case Installed UEC | Model Weighted Post-case Installed UEC | Council's Shipments | Model Shipments | Model Installed Stock (at Year End) | Council Shipments * Council UEC | Model Shipments * Model Pre-Case UEC | Model Shipments * Model Post-Case UEC | Modeled Pre-case Consumption (Installed UEC * Stock) | Modeled Post-case Consumption (Installed UEC* Stock) | Year | Modeled Pre-case Consumption (Installed UEC * Stock) | Modeled Post-case Consumption (Installed UEC* Stock) |  | PNW Cumulative Savings | DOE Carbon Savings Proxy | Annual Savings Due to Standard Before Program Adjustments | Annual Savings Due to Standard Before Program Adjustments | Program Savings | Annual Non-programmatic Savings Due to Standard | Check
2005 | 0 | 75.7168 | 75.7168 | 75.7168 | 75.7168 | 0 | 403287.5896 | 5418794.9653 | 0 | 30535655.5739 | 30535655.5739 | 410293946.3918 | 410293946.3918 | 2005 | 46.8372 | 46.8372 |  | 2005 | 0 |  | 0
2006 | 0 | 75.7168 | 75.7168 | 75.7168 | 75.7168 | 0 | 464641.1526 | 5498495.9698 | 0 | 35181152.5179 | 35181152.5179 | 416328653.3451 | 416328653.3451 | 2006 | 47.5261 | 47.5261 |  | 2006 | 0 | 0 | 0 |  |  | 0
2007 | 0 | 75.7168 | 69.9342 | 75.7168 | 75.7168 | 0 | 445762.4061 | 5559270.7643 | 0 | 33751713.7908 | 31174030.4047 | 420930327.7869 | 420930327.7869 | 2007 | 48.0514 | 48.0514 |  | 2007 | 0 | 0 | 0.29426 |  |  | -0.29426
2008 | 0 | 75.7168 | 69.9342 | 75.7168 | 75.2186 | 0 | 421164.9102 | 5595150.3994 | 0 | 31889269.5109 | 29453824.5815 | 423647019.8081 | 420859511.7532 | 2008 | 48.3615 | 48.0433 |  | 2008 | 0.31821 | 0.31821 | 0.27802 |  |  | 0.04019
2009 | 0 | 75.7168 | 69.9342 | 75.7168 | 74.7545 | 0 | 413528.0148 | 5622686.3639 | 0 | 31311028.0498 | 28919744.5343 | 425731955.6015 | 420320861.0769 | 2009 | 48.5995 | 47.9818 | 0 | 2009 | 0.6177 | 0.93591 | 0.27298 |  |  | 0.026519
2010 | 0 | 75.7168 | 69.9342 | 75.7168 | 74.3033 | 0 | 429028.8149 | 5667415.4988 | 0 | 32484699.4044 | 30003780.3472 | 429118703.6507 | 421107863.5004 | 2010 | 48.9862 | 48.0717 |  | 2010 | 0.91448 | 1.8504 | 0.28321 |  |  | 0.013565
2011 | 0 | 75.7168 | 69.9342 | 75.7168 | 73.8458 | 0 | 445846.7857 | 5729126.161 | 0 | 33758102.7412 | 31179931.4187 | 433791239.0191 | 423071702.1978 | 2011 | 49.5195 | 48.2959 |  | 2011 | 1.2237 | 3.0741 | 0.29431 |  |  | 0.0149
2012 | 0 | 75.7168 | 69.9342 | 75.7168 | 73.3845 | 0 | 456700.9251 | 5800602.1571 | 0 | 34579943.7076 | 31939006.8076 | 439203174.4557 | 425674515.3977 | 2012 | 50.1373 | 48.593 |  | 2012 | 1.5444 | 4.6185 | 0.30148 |  |  | 0.019199
2013 | 0 | 75.7168 | 69.9342 | 75.7168 | 72.9269 | 0 | 460057.866 | 5873886.4301 | 0 | 34834120.614 | 32173771.7342 | 444752026.8765 | 428364038.4362 | 2013 | 50.7708 | 48.9 |  | 2013 | 1.8708 | 6.4892 | 0.30369 |  |  | 0.022715
2014 | 0 | 75.7168 | 69.9342 | 75.7168 | 72.4777 | 0 | 462293.2901 | 5946653.7944 | 0 | 35003379.8316 | 32330104.2993 | 450261740.6181 | 430999505.0616 | 2014 | 51.3997 | 49.2009 |  | 2014 | 2.1989 | 8.6881 | 0.30517 |  |  | 0.022942
2015 | 0 | 75.7168 | 69.9342 | 75.7168 | 72.0481 | 0 | 448831.3198 | 6019647.2855 | 0 | 33984082.1906 | 31388652.3823 | 455788575.9602 | 433703851.8618 | 2015 | 52.0307 | 49.5096 |  | 2015 | 2.5211 | 11.2092 | 0.29628 |  |  | 0.02592
2016 | 0 | 75.7168 | 69.9342 | 75.7168 | 71.6302 | 0 | 456546.7791 | 6092875.7239 | 0 | 34568272.2662 | 31928226.7367 | 461333200.765 | 436433977.5777 | 2016 | 52.6636 | 49.8212 |  | 2016 | 2.8424 | 14.0516 | 0.30138 |  |  | 0.019915
2017 | 0 | 75.7168 | 69.9342 | 75.7168 | 71.2144 | 0 | 462614.5489 | 6164821.3161 | 0 | 35027704.5276 | 32352571.2715 | 466780692.5309 | 439024284.1632 | 2017 | 53.2855 | 50.1169 |  | 2017 | 3.1685 | 17.2201 | 0.30538 |  |  | 0.020782
2018 | 0 | 75.7168 | 69.9342 | 75.7168 | 70.804 | 0 | 465029.4754 | 6235333.8784 | 0 | 35210555.0927 | 32521457.1868 | 472119679.8192 | 441486385.0548 | 2018 | 53.8949 | 50.398 |  | 2018 | 3.497 | 20.7171 | 0.30697 |  |  | 0.021437
2019 | 0 | 75.7168 | 69.9342 | 75.7168 | 70.3949 | 0 | 472255.7208 | 6304302.0096 | 0 | 35757703.447 | 33026818.7675 | 477341727.6924 | 443790643.5207 | 2019 | 54.4911 | 50.661 |  | 2019 | 3.83 | 24.5471 | 0.31174 |  |  | 0.021336
2020 | 0 | 75.7168 | 69.9342 | 75.7168 | 69.9342 | 0 | 532442.9229 | 6372103.7799 | 0 | 40314887.2537 | 37235961.67 | 482475462.4282 | 445627882.1423 | 2020 | 55.0771 | 50.8708 |  | 2020 | 4.2063 | 28.7534 | 0.35148 |  |  | 0.024837
2021 | 0 | 75.7168 | 69.9342 | 75.7168 | 69.9342 | 0 | 511791.4424 | 6438132.8162 | 0 | 38751222.7315 | 35791717.2189 | 487474971.3689 | 450245568.9565 | 2021 | 55.6478 | 51.3979 |  | 2021 | 4.2499 | 33.0034 | 0.043587 |  |  | -3.5943e-15
2022 | 0 | 75.7168 | 69.9342 | 75.7168 | 69.9342 | 0 | 486020.9582 | 6502988.8643 | 0 | 36799963.509 | 33989479.4212 | 492385665.367 | 454781223.7962 | 2022 | 56.2084 | 51.9157 |  | 2022 | 4.2927 | 37.2961 | 0.042813 |  |  | -7.9797e-16
2023 | 0 | 75.7168 | 69.9342 | 75.7168 | 69.9342 | 0 | 477538.3285 | 6566999.178 | 0 | 36157685.724 | 33396253.6276 | 497232323.0412 | 459257732.8894 | 2023 | 56.7617 | 52.4267 |  | 2023 | 4.335 | 41.6311 | 0.042254 |  |  | -1.8874e-15
2024 | 0 | 75.7168 | 69.9342 | 75.7168 | 69.9342 | 0 | 492069.9863 | 6630040.3494 | 0 | 37257976.7018 | 34412513.2643 | 502005600.3386 | 463666465.8065 | 2024 | 57.3066 | 52.93 |  | 2024 | 4.3766 | 46.0077 | 0.041615 |  |  | -4.1842e-15
2025 | 0 | 75.7168 | 69.9342 | 75.7168 | 69.9342 | 0 | 508672.9315 | 6692866.4952 | 0 | 38515098.9904 | 35573626.7026 | 506762596.5878 | 468060161.0905 | 2025 | 57.8496 | 53.4315 |  | 2025 | 4.4181 | 50.4258 | 0.041473 |  |  | -2.0817e-16
2026 | 0 | 75.7168 | 69.9342 | 75.7168 | 69.9342 | 0 | 518955.7573 | 6755121.3274 | 0 | 39293681.9018 | 36292747.7376 | 511476334.782 | 472413902.0204 | 2026 | 58.3877 | 53.9285 |  | 2026 | 4.4592 | 54.885 | 0.041096 |  |  | 6.7585e-15
2027 | 0 | 75.7168 | 69.9342 | 75.7168 | 69.9342 | 0 | 521091.4324 | 6816154.8938 | 0 | 39455388.4371 | 36442104.4333 | 516097602.6051 | 476682234.7196 | 2027 | 58.9153 | 54.4158 |  | 2027 | 4.4995 | 59.3845 | 0.040289 |  |  | -1.02e-15
2028 | 0 | 75.7168 | 69.9342 | 75.7168 | 69.9342 | 0 | 521737.5516 | 6875599.1553 | 0 | 39504310.5314 | 36487290.2531 | 520598533.3048 | 480839420.6733 | 2028 | 59.4291 | 54.8903 |  | 2028 | 4.5387 | 63.9232 | 0.03924 |  |  | -5.4401e-15
2029 | 0 | 75.7168 | 69.9342 | 75.7168 | 69.9342 | 0 | 507191.9556 | 6933959.7911 | 0 | 38402964.199 | 35470055.8612 | 525017415.3132 | 484920824.1521 | 2029 | 59.9335 | 55.3563 |  | 2029 | 4.5772 | 68.5004 | 0.038525 |  |  | -7.494e-16
2030 | 0 | 75.7168 | 69.9342 | 75.7168 | 69.9342 | 0 | 514673.0595 | 6992086.0714 | 0 | 38969409.6236 | 35993240.7578 | 529418552.6706 | 488985838.1732 | 2030 | 60.4359 | 55.8203 |  | 2030 | 4.6156 | 73.116 | 0.03837 |  |  | 1.5474e-14
2031 | 0 | 75.7168 | 69.9342 | 75.7168 | 69.9342 | 0 | 520740.8293 | 7050212.3518 | 0 | 39428841.885 | 36417585.2926 | 533819690.028 | 493050852.1942 | 2031 | 60.9383 | 56.2843 |  | 2031 | 4.654 | 77.77 | 0.03837 |  |  | -1.2948e-14
2032 | 0 | 75.7168 | 69.9342 | 75.7168 | 69.9342 | 0 | 523155.7558 | 7108338.6321 | 0 | 39611692.4501 | 36586471.2079 | 538220827.3854 | 497115866.2153 | 2032 | 61.4407 | 56.7484 |  | 2032 | 4.6923 | 82.4624 | 0.03837 |  |  | 1.2629e-15
2033 | 0 | 75.7168 | 69.9342 | 75.7168 | 69.9342 | 0 | 530382.0012 | 7166464.9125 | 0 | 40158840.8044 | 37091832.7886 | 542621964.7428 | 501180880.2364 | 2033 | 61.9431 | 57.2124 |  | 2033 | 4.7307 | 87.1931 | 0.03837 |  |  | -5.8425e-15
2034 | 0 | 75.7168 | 69.9342 | 75.7168 | 69.9342 | 0 | 590569.2033 | 7224591.1928 | 0 | 44716024.6111 | 41300975.6911 | 547023102.1002 | 505245894.2575 | 2034 | 62.4456 | 57.6765 |  | 2034 | 4.7691 | 91.9622 | 0.03837 |  |  | 1.5474e-14
Total | [8 empty] | 0 | 1095215372.6201 | 1016590584.4916 | 14360053306.3846 | 13554464814.449 | Total | 1639.2755 | 1547.3133 | 0 | Total | 91.9622

## Results-MF
BPA Appliance Standards Impact Analysis
Scenario Selection
[14 empty] | Standard Effective Year | 2007
[14 empty] | Cumulative Savings (aMW, through 2034) | 51.6003 | aMW
[14 empty] | 6th Plan One-time Adjustment (aMW) | 0 | aMW
[14 empty] | Claimable Non Programmatic Savings (aMW) Due to Standard | 0.79634 | aMW
Notes
1. Standard not included in council's baseline
| Unit Energy Consumption (kWh/year | [5 empty] | Stock and Shipments |  | First Year Energy Consumption |  |  | Total Energy Consumption (aMW) |  |  | Total Energy Consumption (aMW) |  |  | Savings (aMW)
Year | Council's Pre-case Shipment UEC | Model Pre-case Shipment UEC | Model Post-case Shipment UEC | Model Weighted Pre-case Installed UEC | Model Weighted Post-case Installed UEC | Council's Shipments | Model Shipments | Model Installed Stock (at Year End) | Council Shipments * Council UEC | Model Shipments * Model Pre-Case UEC | Model Shipments * Model Post-Case UEC | Modeled Pre-case Consumption (Installed UEC * Stock) | Modeled Post-case Consumption (Installed UEC* Stock) | Year | Modeled Pre-case Consumption (Installed UEC * Stock) | Modeled Post-case Consumption (Installed UEC* Stock) |  | PNW Cumulative Savings | DOE Carbon Savings Proxy | Annual Savings Due to Standard Before Program Adjustments | Annual Savings Due to Standard Before Program Adjustments | Program Savings | Annual Non-programmatic Savings Due to Standard | Check
2005 | 0 | 58.1447 | 58.1447 | 58.1447 | 58.1447 | 0 | 93002.8722 | 1288602.0694 | 0 | 5407619.8152 | 5407619.8152 | 74925321.3064 | 74925321.3064 | 2005 | 8.5531 | 8.5531 | 0 | 2005 | 0 |  | 0
2006 | 0 | 58.1447 | 58.1447 | 58.1447 | 58.1447 | 0 | 111196.7025 | 1307857.8825 | 0 | 6465493.7799 | 6465493.7799 | 76044943.8952 | 76044943.8952 | 2006 | 8.6809 | 8.6809 | 0 | 2006 | 0 | 0 | 0
2007 | 0 | 58.1447 | 45.0585 | 58.1447 | 58.1447 | 0 | 110787.2471 | 1326732.3856 | 0 | 6441686.1347 | 4991912.3654 | 77142395.3441 | 77142395.3441 | 2007 | 8.8062 | 8.8062 | 0 | 2007 | 0 | 0 | 0.1655
2008 | 0 | 58.1447 | 45.0585 | 58.1447 | 56.9706 | 0 | 106019.033 | 1340819.0808 | 0 | 6164439.9793 | 4777063.5692 | 77961461.3578 | 76387211.0684 | 2008 | 8.8997 | 8.72 | 0 | 2008 | 0.17971 | 0.17971 | 0.15838
2009 | 0 | 58.1447 | 45.0585 | 58.1447 | 55.8728 | 0 | 98163.9677 | 1347007.3667 | 0 | 5707709.9255 | 4423125.7407 | 78321277.1 | 75261115.8379 | 2009 | 8.9408 | 8.5915 | 0 | 2009 | 0.34933 | 0.52904 | 0.14664
2010 | 0 | 58.1447 | 45.0585 | 58.1447 | 54.8603 | 0 | 101765.7985 | 1356744.2392 | 0 | 5917137.1291 | 4585419.0013 | 78887424.1837 | 74431459.7045 | 2010 | 9.0054 | 8.4967 | 0 | 2010 | 0.50867 | 1.0377 | 0.15202
2011 | 0 | 58.1447 | 45.0585 | 58.1447 | 53.8332 | 0 | 106045.1522 | 1370934.634 | 0 | 6165958.6683 | 4778240.4603 | 79712519.7769 | 73801863.5469 | 2011 | 9.0996 | 8.4249 | 0 | 2011 | 0.67473 | 1.7124 | 0.15842
2012 | 0 | 58.1447 | 45.0585 | 58.1447 | 52.7965 | 0 | 107213.6138 | 1386376.2308 | 0 | 6233898.4624 | 4830889.6411 | 80610366.0797 | 73195799.454 | 2012 | 9.2021 | 8.3557 | 0 | 2012 | 0.84641 | 2.5589 | 0.16016 |  |  | 0.011518
2013 | 0 | 58.1447 | 45.0585 | 58.1447 | 51.7753 | 0 | 108341.9113 | 1402687.8348 | 0 | 6299502.9313 | 4881729.0879 | 81558798.6468 | 72624548.4497 | 2013 | 9.3104 | 8.2905 | 0 | 2013 | 1.0199 | 3.5787 | 0.16185 |  |  | 0.011634
2014 | 0 | 58.1447 | 45.0585 | 58.1447 | 50.7719 | 0 | 109710.7691 | 1420206.2025 | 0 | 6379094.6964 | 4943407.8329 | 82577398.0704 | 72106574.787 | 2014 | 9.4266 | 8.2313 | 0 | 2014 | 1.1953 | 4.774 | 0.16389 |  |  | 0.011517
2015 | 0 | 58.1447 | 45.0585 | 58.1447 | 49.7874 | 0 | 111246.384 | 1439157.4399 | 0 | 6468382.4928 | 5012600.4085 | 83679311.2084 | 71651960.8608 | 2015 | 9.5524 | 8.1794 | 0 | 2015 | 1.373 | 6.147 | 0.16619 |  |  | 0.011501
2016 | 0 | 58.1447 | 45.0585 | 58.1447 | 48.8332 | 0 | 111112.2143 | 1459285.7395 | 0 | 6460581.2414 | 5006554.9163 | 84849664.2257 | 71261628.398 | 2016 | 9.686 | 8.1349 | 0 | 2016 | 1.5511 | 7.6982 | 0.16598 |  |  | 0.012176
2017 | 0 | 58.1447 | 45.0585 | 58.1447 | 47.9047 | 0 | 112147.2079 | 1480074.6328 | 0 | 6520760.5879 | 5053190.2254 | 86058427.2311 | 70902601.6941 | 2017 | 9.824 | 8.0939 | 0 | 2017 | 1.7301 | 9.4283 | 0.16753 |  |  | 0.011441
2018 | 0 | 58.1447 | 45.0585 | 58.1447 | 46.9855 | 0 | 114835.404 | 1501588.2776 | 0 | 6677064.8186 | 5174316.4345 | 87309330.6627 | 70552843.2102 | 2018 | 9.9668 | 8.054 | 0 | 2018 | 1.9128 | 11.3411 | 0.17155 |  |  | 0.011177
2019 | 0 | 58.1447 | 45.0585 | 58.1447 | 46.0916 | 0 | 115354.3107 | 1523939.7161 | 0 | 6707236.4684 | 5197697.6159 | 88608947.3159 | 70240807.2598 | 2019 | 10.1152 | 8.0184 | 0 | 2019 | 2.0968 | 13.438 | 0.17232 |  |  | 0.011657
2020 | 0 | 58.1447 | 45.0585 | 58.1447 | 45.0585 | 0 | 134043.2802 | 1546786.2938 | 0 | 7793900.1304 | 6039795.4235 | 89937353.6664 | 69695942.7229 | 2020 | 10.2668 | 7.9562 | 0 | 2020 | 2.3107 | 15.7486 | 0.20024 |  |  | 0.013603
2021 | 0 | 58.1447 | 45.0585 | 58.1447 | 45.0585 | 0 | 133230.2389 | 1569229.2856 | 0 | 7746626.1265 | 6003160.9648 | 91242293.6582 | 70707191.3222 | 2021 | 10.4158 | 8.0716 | 0 | 2021 | 2.3442 | 18.0928 | 0.033526 |  |  | -6.5919e-16
2022 | 0 | 58.1447 | 45.0585 | 58.1447 | 45.0585 | 0 | 128713.173 | 1591923.4256 | 0 | 7483982.8948 | 5799628.5404 | 92561836.5737 | 71729756.2934 | 2022 | 10.5664 | 8.1883 | 0 | 2022 | 2.3781 | 20.4709 | 0.033902 |  |  | 1.0963e-15
2023 | 0 | 58.1447 | 45.0585 | 58.1447 | 45.0585 | 0 | 120962.4314 | 1614721.8893 | 0 | 7033318.706 | 5450391.3858 | 93887445.3542 | 72757021.9386 | 2023 | 10.7177 | 8.3056 | 0 | 2023 | 2.4121 | 22.8831 | 0.034057 |  |  | -2.3176e-15
2024 | 0 | 58.1447 | 45.0585 | 58.1447 | 45.0585 | 0 | 124500.9751 | 1637457.066 | 0 | 7239066.1059 | 5609833.0239 | 95209374.331 | 73781435.9612 | 2024 | 10.8687 | 8.4225 | 0 | 2024 | 2.4461 | 25.3292 | 0.033963 |  |  | 2.498e-16
2025 | 0 | 58.1447 | 45.0585 | 58.1447 | 45.0585 | 0 | 128534.6354 | 1659946.5492 | 0 | 7473601.8877 | 5791583.8955 | 96517017.5504 | 74794779.3964 | 2025 | 11.0179 | 8.5382 | 0 | 2025 | 2.4797 | 27.8089 | 0.033596 |  |  | -1.7347e-16
2026 | 0 | 58.1447 | 45.0585 | 58.1447 | 45.0585 | 0 | 129365.8342 | 1682098.7697 | 0 | 7521931.6533 | 5829036.5049 | 97805050.7413 | 75792926.2602 | 2026 | 11.165 | 8.6522 | 0 | 2026 | 2.5128 | 30.3217 | 0.033092 |  |  | -1.0061e-15
2027 | 0 | 58.1447 | 45.0585 | 58.1447 | 45.0585 | 0 | 130389.4967 | 1704146.3551 | 0 | 7581452.1529 | 5875161.2479 | 99086999.9629 | 76786358.4202 | 2027 | 11.3113 | 8.7656 | 0 | 2027 | 2.5457 | 32.8674 | 0.032936 |  |  | 3.7678e-15
2028 | 0 | 58.1447 | 45.0585 | 58.1447 | 45.0585 | 0 | 131714.0894 | 1726149.6754 | 0 | 7658470.1393 | 5934845.4721 | 100366375.4058 | 77777796.0594 | 2028 | 11.4573 | 8.8787 | 0 | 2028 | 2.5786 | 35.446 | 0.03287 |  |  | 2.9837e-16
2029 | 0 | 58.1447 | 45.0585 | 58.1447 | 45.0585 | 0 | 133176.3526 | 1748079.644 | 0 | 7743492.9268 | 6000732.9269 | 101641485.8399 | 78765928.5778 | 2029 | 11.6029 | 8.9915 | 0 | 2029 | 2.6114 | 38.0574 | 0.03276 |  |  | -4.2744e-15
2030 | 0 | 58.1447 | 45.0585 | 58.1447 | 45.0585 | 0 | 132803.5841 | 1769771.0138 | 0 | 7721818.4324 | 5983936.5208 | 102902723.0309 | 79743310.1823 | 2030 | 11.7469 | 9.1031 | 0 | 2030 | 2.6438 | 40.7011 | 0.032404 |  |  | 1.7555e-15
2031 | 0 | 58.1447 | 45.0585 | 58.1447 | 45.0585 | 0 | 133838.5778 | 1791462.3836 | 0 | 7781997.7789 | 6030571.8298 | 104163960.222 | 80720691.7867 | 2031 | 11.8909 | 9.2147 | 0 | 2031 | 2.6762 | 43.3773 | 0.032404 |  |  | -1.7764e-15
2032 | 0 | 58.1447 | 45.0585 | 58.1447 | 45.0585 | 0 | 136526.7738 | 1813153.7535 | 0 | 7938302.0097 | 6151698.039 | 105425197.413 | 81698073.3912 | 2032 | 12.0348 | 9.3263 | 0 | 2032 | 2.7086 | 46.0859 | 0.032404 |  |  | 0
2033 | 0 | 58.1447 | 45.0585 | 58.1447 | 45.0585 | 0 | 137045.6805 | 1834845.1233 | 0 | 7968473.6594 | 6175079.2203 | 106686434.6041 | 82675454.9956 | 2033 | 12.1788 | 9.4378 | 0 | 2033 | 2.741 | 48.8269 | 0.032404 |  |  | 1.7555e-15
2034 | 0 | 58.1447 | 45.0585 | 58.1447 | 45.0585 | 0 | 155734.65 | 1856536.4931 | 0 | 9055137.3214 | 7017177.0279 | 107947671.7951 | 83652836.6001 | 2034 | 12.3228 | 9.5494 | 0 | 2034 | 2.7734 | 51.6003 | 0.032404 |  |  | -1.7972e-15
Total | [8 empty] | 0 | 209758139.0566 | 165221892.918 | 2703628806.5539 | 2251610578.725 | Total | 308.6334 | 257.0332 | 0 | Total | 51.6003

## Results-MH
BPA Appliance Standards Impact Analysis
Summary
[14 empty] | Standard Effective Year | 2007
[14 empty] | Cumulative Savings (aMW, through 2034) | 35.4903 | aMW
[14 empty] | 6th Plan One-time Adjustment (aMW) | 0 | aMW
[14 empty] | Claimable Non Programmatic Savings (aMW) Due to Standard | 0.5796 | aMW
Notes
1. Standard not included in council's baseline
| Unit Energy Consumption (kWh/year | [5 empty] | Stock and Shipments |  | First Year Energy Consumption |  |  | Total Energy Consumption of Stock (kWh) |  |  | Total Energy Consumption (aMW) |  |  | Savings (aMW)
Year | Council's Pre-case Shipment UEC | Model Pre-case Shipment UEC | Model Post-case Shipment UEC | Model Weighted Pre-case Installed UEC | Model Weighted Post-case Installed UEC | Council's Shipments | Model Shipments | Model Installed Stock (at Year End) | Council Shipments * Council UEC | Model Shipments * Model Pre-Case UEC | Model Shipments * Model Post-Case UEC | Modeled Pre-case Consumption (Installed UEC * Stock) | Modeled Post-case Consumption (Installed UEC* Stock) | Year | Modeled Pre-case Consumption (Installed UEC * Stock) | Modeled Post-case Consumption (Installed UEC* Stock) |  |  | PNW Cumulative Savings | DOE Carbon Savings Proxy | Annual Savings Due to Standard Before Program Adjustments | Program Savings | Annual Non-programmatic Savings Due to Standard | Check
2005 | 0 | 84.3482 | 84.3482 | 84.3482 | 84.3482 | 0 | 52607.2 | 742496.1834 | 0 | 4437321.201 | 4437321.201 | 62628196.4494 | 62628196.4494 | 2005 | 7.1493 | 7.1493 |  | 2005 | 0 |  | 0
2006 | 0 | 84.3482 | 84.3482 | 84.3482 | 84.3482 | 0 | 59702.1229 | 749092.9034 | 0 | 5035764.9878 | 5035764.9878 | 63184617.7285 | 63184617.7285 | 2006 | 7.2129 | 7.2129 |  | 2006 | 0 | 0 | 0
2007 | 0 | 84.3482 | 67.7989 | 84.3482 | 84.3482 | 0 | 61461.27 | 757448.3575 | 0 | 5184145.8286 | 4167006.9472 | 63889385.0123 | 63889385.0123 | 2007 | 7.2933 | 7.2933 |  | 2007 | 0 | 0 | 0.11611
2008 | 0 | 84.3482 | 67.7989 | 84.3482 | 82.9041 | 0 | 61751.2595 | 766107.3069 | 0 | 5208605.9146 | 4186667.9196 | 64619751.5764 | 63513439.6025 | 2008 | 7.3767 | 7.2504 |  | 2008 | 0.12629 | 0.12629 | 0.11666
2009 | 0 | 84.3482 | 67.7989 | 84.3482 | 81.4885 | 0 | 61854.5536 | 774892.4048 | 0 | 5217318.5845 | 4193671.1478 | 65360758.533 | 63144795.9699 | 2009 | 7.4613 | 7.2083 | 0 | 2009 | 0.25296 | 0.37926 | 0.11685
2010 | 0 | 84.3482 | 67.7989 | 84.3482 | 80.1049 | 0 | 61921.7526 | 783713.2376 | 0 | 5222986.6916 | 4198227.1619 | 66104779.662 | 62779307.3657 | 2010 | 7.5462 | 7.1666 |  | 2010 | 0.37962 | 0.75888 | 0.11698
2011 | 0 | 84.3482 | 67.7989 | 84.3482 | 78.7531 | 0 | 61845.8664 | 792400.5909 | 0 | 5216585.8346 | 4193082.1648 | 66837542.0386 | 62404028.0201 | 2011 | 7.6299 | 7.1237 |  | 2011 | 0.50611 | 1.265 | 0.11684
2012 | 0 | 84.3482 | 67.7989 | 84.3482 | 77.4348 | 0 | 61497.9141 | 800790.6241 | 0 | 5187236.695 | 4169491.38 | 67545226.0085 | 62009082.0363 | 2012 | 7.7106 | 7.0787 |  | 2012 | 0.63198 | 1.897 | 0.11618 |  |  | 0.00969
2013 | 0 | 84.3482 | 67.7989 | 84.3482 | 76.1521 | 0 | 61041.1653 | 808807.0086 | 0 | 5148710.7682 | 4138524.3104 | 68221393.3982 | 61592363.5897 | 2013 | 7.7878 | 7.0311 |  | 2013 | 0.75674 | 2.6537 | 0.11532 |  |  | 0.0094406
2014 | 0 | 84.3482 | 67.7989 | 84.3482 | 74.9033 | 0 | 60493.1313 | 816344.9559 | 0 | 5102485.0945 | 4101368.1983 | 68857205.4772 | 61146936.6663 | 2014 | 7.8604 | 6.9802 |  | 2014 | 0.88017 | 3.5339 | 0.11428 |  |  | 0.0091464
2015 | 0 | 84.3482 | 67.7989 | 84.3482 | 73.6809 | 0 | 60353.3917 | 823440.1076 | 0 | 5090698.3162 | 4091894.0075 | 69455668.558 | 60671827.7056 | 2015 | 7.9287 | 6.926 |  | 2015 | 1.0027 | 4.5366 | 0.11402 |  |  | 0.0085351
2016 | 0 | 84.3482 | 67.7989 | 84.3482 | 72.4795 | 0 | 60206.2995 | 830199.9271 | 0 | 5078291.3609 | 4081921.3194 | 70025846.9833 | 60172434.6472 | 2016 | 7.9938 | 6.869 |  | 2016 | 1.1248 | 5.6614 | 0.11374 |  |  | 0.0083563
2017 | 0 | 84.3482 | 67.7989 | 84.3482 | 71.3099 | 0 | 59420.1333 | 836765.3404 | 0 | 5011979.6778 | 4028620.1097 | 70579627.6005 | 59669683.327 | 2017 | 8.057 | 6.8116 |  | 2017 | 1.2454 | 6.9068 | 0.11226 |  |  | 0.008353
2018 | 0 | 84.3482 | 67.7989 | 84.3482 | 70.1691 | 0 | 59139.8761 | 843295.9365 | 0 | 4988340.4982 | 4009618.9803 | 71130471.4535 | 59173355.4419 | 2018 | 8.1199 | 6.7549 |  | 2018 | 1.365 | 8.2718 | 0.11173 |  |  | 0.007814
2019 | 0 | 84.3482 | 67.7989 | 84.3482 | 69.0485 | 0 | 59254.9932 | 849943.7297 | 0 | 4998050.4121 | 4017423.7914 | 71691200.6647 | 58687326.0901 | 2019 | 8.1839 | 6.6995 |  | 2019 | 1.4845 | 9.7563 | 0.11194 |  |  | 0.0075493
2020 | 0 | 84.3482 | 67.7989 | 84.3482 | 67.7989 | 0 | 66577.4467 | 856819.0535 | 0 | 5615685.9825 | 4513878.1347 | 72271121.6594 | 58091395.5731 | 2020 | 8.2501 | 6.6314 |  | 2020 | 1.6187 | 11.375 | 0.12578 |  |  | 0.0084525
2021 | 0 | 84.3482 | 67.7989 | 84.3482 | 67.7989 | 0 | 68628.1674 | 863985.9509 | 0 | 5788660.5326 | 4652914.762 | 72875636.3634 | 58577303.3879 | 2021 | 8.3191 | 6.6869 |  | 2021 | 1.6322 | 13.0072 | 0.01354 |  |  | 1.5873e-15
2022 | 0 | 84.3482 | 67.7989 | 84.3482 | 67.7989 | 0 | 69210.7873 | 871445.4787 | 0 | 5837803.4536 | 4692415.7522 | 73504833.9025 | 59083051.2204 | 2022 | 8.391 | 6.7446 |  | 2022 | 1.6463 | 14.6535 | 0.014092 |  |  | -3.5735e-16
2023 | 0 | 84.3482 | 67.7989 | 84.3482 | 67.7989 | 0 | 69547.0514 | 879137.9765 | 0 | 5866166.7196 | 4715214.0935 | 74153682.0375 | 59604594.1662 | 2023 | 8.465 | 6.8042 |  | 2023 | 1.6609 | 16.3144 | 0.014533 |  |  | -2.6958e-15
2024 | 0 | 84.3482 | 67.7989 | 84.3482 | 67.7989 | 0 | 69741.567 | 886957.7909 | 0 | 5882573.7474 | 4728402.0326 | 74813269.0934 | 60134769.0368 | 2024 | 8.5403 | 6.8647 |  | 2024 | 1.6756 | 17.99 | 0.014773 |  |  | 2.0973e-15
2025 | 0 | 84.3482 | 67.7989 | 84.3482 | 67.7989 | 0 | 69661.2537 | 894773.1781 | 0 | 5875799.4693 | 4722956.8802 | 75472482.7281 | 60664643.7522 | 2025 | 8.6156 | 6.9252 |  | 2025 | 1.6904 | 19.6804 | 0.014765 |  |  | 1.0235e-16
2026 | 0 | 84.3482 | 67.7989 | 84.3482 | 67.7989 | 0 | 69174.5884 | 902449.8523 | 0 | 5834750.1382 | 4689961.5029 | 76119996.1713 | 61185113.8751 | 2026 | 8.6895 | 6.9846 |  | 2026 | 1.7049 | 21.3853 | 0.014503 |  |  | 8.5695e-16
2027 | 0 | 84.3482 | 67.7989 | 84.3482 | 67.7989 | 0 | 68467.9211 | 909876.6081 | 0 | 5775144.0468 | 4642050.2355 | 76746429.4499 | 61688639.8001 | 2027 | 8.761 | 7.0421 |  | 2027 | 1.7189 | 23.1042 | 0.014031 |  |  | -1.9759e-15
2028 | 0 | 84.3482 | 67.7989 | 84.3482 | 67.7989 | 0 | 67599.088 | 916982.5649 | 0 | 5701859.5636 | 4583144.3017 | 77345803.919 | 62170415.9035 | 2028 | 8.8294 | 7.0971 |  | 2028 | 1.7324 | 24.8366 | 0.013424 |  |  | 2.047e-15
2029 | 0 | 84.3482 | 67.7989 | 84.3482 | 67.7989 | 0 | 67118.4799 | 923747.653 | 0 | 5661321.1438 | 4550559.5939 | 77916426.7465 | 62629081.4899 | 2029 | 8.8946 | 7.1494 |  | 2029 | 1.7451 | 26.5817 | 0.012781 |  |  | -7.3726e-16
2030 | 0 | 84.3482 | 67.7989 | 84.3482 | 67.7989 | 0 | 66663.1398 | 930204.4933 | 0 | 5622914.0438 | 4519688.0371 | 78461049.4294 | 63066848.2076 | 2030 | 8.9567 | 7.1994 |  | 2030 | 1.7573 | 28.339 | 0.012198 |  |  | -1.452e-15
2031 | 0 | 84.3482 | 67.7989 | 84.3482 | 67.7989 | 0 | 65876.9736 | 936661.3337 | 0 | 5556602.3607 | 4466386.8274 | 79005672.1123 | 63504614.9252 | 2031 | 9.0189 | 7.2494 |  | 2031 | 1.7695 | 30.1085 | 0.012198 |  |  | -5.6379e-16
2032 | 0 | 84.3482 | 67.7989 | 84.3482 | 67.7989 | 0 | 65596.7165 | 943118.174 | 0 | 5532963.1811 | 4447385.698 | 79550294.7952 | 63942381.6429 | 2032 | 9.0811 | 7.2994 |  | 2032 | 1.7817 | 31.8903 | 0.012198 |  |  | 3.2439e-16
2033 | 0 | 84.3482 | 67.7989 | 84.3482 | 67.7989 | 0 | 65711.8335 | 949575.0143 | 0 | 5542673.095 | 4455190.509 | 80094917.4781 | 64380148.3605 | 2033 | 9.1433 | 7.3493 |  | 2033 | 1.7939 | 33.6842 | 0.012198 |  |  | -5.6379e-16
2034 | 0 | 84.3482 | 67.7989 | 84.3482 | 67.7989 | 0 | 73034.287 | 956031.8546 | 0 | 6160308.6654 | 4951644.8523 | 80639540.161 | 64817915.0782 | 2034 | 9.2054 | 7.3993 |  | 2034 | 1.8061 | 35.4903 | 0.012198 |  |  | 3.2439e-16
Total | [8 empty] | 0 | 162383748.0092 | 132382396.84 | 2159102827.1913 | 1848207696.0718 | Total | 246.4729 | 210.9826 | 0 | Total | 35.4903

## UEC-SF
Unit Energy Consumption
|  | Product | Ceiling Fan Light Kits
[5 empty] | 5th Plan Time Horizon | 2005-2009
|  | Number of Product Classes | 1 |  | 6th Plan Time Horizon | 2010-2014
[5 empty] | 6th Plan Projection | 2014-2034
|  | Product Class | Market Share by Product Class
| 1 | Ceiling Fan Light Kits | 100%
Efficiency Tier by Product Class
|  | Ceiling Fan Light Kits | Annual Energy Consumption
kWh/yr
|  | Baseline | 75.7168
|  | 2007 Standard level (Post-case) | 69.9342
Market Share Matrix
Pre-Case Market Share Matrix by Product Class and Efficiency Distribution
|  | Ceiling Fan Light Kits | 1990 | 1991 | 1992 | 1993 | 1994 | 1995 | 1996 | 1997 | 1998 | 1999 | 2000 | 2001 | 2002 | 2003 | 2004 | 2005 | 2006 | 2007 | 2008 | 2009 | 2010 | 2011 | 2012 | 2013 | 2014 | 2015 | 2016 | 2017 | 2018 | 2019 | 2020 | 2021 | 2022 | 2023 | 2024 | 2025 | 2026 | 2027 | 2028 | 2029 | 2030 | 2031 | 2032 | 2033 | 2034
|  | Baseline | 100% | 100% | 100% | 100% | 100% | 100% | 100% | 100% | 100% | 100% | 100% | 100% | 100% | 100% | 100% | 100% | 100% | 100% | 100% | 100% | 100% | 100% | 100% | 100% | 100% | 100% | 100% | 100% | 100% | 100% | 100% | 100% | 100% | 100% | 100% | 100% | 100% | 100% | 100% | 100% | 100% | 100% | 100% | 100% | 100%
2007 Standard level (Post-case) | bar: 1990 to 2034
Post Case Market Share Matrix by Product Class and Efficiency Distribution
|  | Standard Effective Year | 1990: 2007
|  | Ceiling Fan Light Kits | 1990 | 1991 | 1992 | 1993 | 1994 | 1995 | 1996 | 1997 | 1998 | 1999 | 2000 | 2001 | 2002 | 2003 | 2004 | 2005 | 2006 | 2007 | 2008 | 2009 | 2010 | 2011 | 2012 | 2013 | 2014 | 2015 | 2016 | 2017 | 2018 | 2019 | 2020 | 2021 | 2022 | 2023 | 2024 | 2025 | 2026 | 2027 | 2028 | 2029 | 2030 | 2031 | 2032 | 2033 | 2034
|  | Baseline | 100% | 100% | 100% | 100% | 100% | 100% | 100% | 100% | 100% | 100% | 100% | 100% | 100% | 100% | 100% | 100% | 100% | 0% | 0% | 0% | 0% | 0% | 0% | 0% | 0% | 0% | 0% | 0% | 0% | 0% | 0% | 0% | 0% | 0% | 0% | 0% | 0% | 0% | 0% | 0% | 0% | 0% | 0% | 0% | 0%
|  | 2007 Standard level (Post-case) | 0% | 0% | 0% | 0% | 0% | 0% | 0% | 0% | 0% | 0% | 0% | 0% | 0% | 0% | 0% | 0% | 0% | 100% | 100% | 100% | 100% | 100% | 100% | 100% | 100% | 100% | 100% | 100% | 100% | 100% | 100% | 100% | 100% | 100% | 100% | 100% | 100% | 100% | 100% | 100% | 100% | 100% | 100% | 100% | 100%
Aggregated Shipment Unit Energy Consumption
Pre-case Unit Energy Consumption by Product Class Weighted by Market Share
|  | Year | 1990 | 1991 | 1992 | 1993 | 1994 | 1995 | 1996 | 1997 | 1998 | 1999 | 2000 | 2001 | 2002 | 2003 | 2004 | 2005 | 2006 | 2007 | 2008 | 2009 | 2010 | 2011 | 2012 | 2013 | 2014 | 2015 | 2016 | 2017 | 2018 | 2019 | 2020 | 2021 | 2022 | 2023 | 2024 | 2025 | 2026 | 2027 | 2028 | 2029 | 2030 | 2031 | 2032 | 2033 | 2034
|  | Average pre-case UEC | 75.7168 | 75.7168 | 75.7168 | 75.7168 | 75.7168 | 75.7168 | 75.7168 | 75.7168 | 75.7168 | 75.7168 | 75.7168 | 75.7168 | 75.7168 | 75.7168 | 75.7168 | 75.7168 | 75.7168 | 75.7168 | 75.7168 | 75.7168 | 75.7168 | 75.7168 | 75.7168 | 75.7168 | 75.7168 | 75.7168 | 75.7168 | 75.7168 | 75.7168 | 75.7168 | 75.7168 | 75.7168 | 75.7168 | 75.7168 | 75.7168 | 75.7168 | 75.7168 | 75.7168 | 75.7168 | 75.7168 | 75.7168 | 75.7168 | 75.7168 | 75.7168 | 75.7168
Post Case Unit Energy Consumption by Product Class Weighted by Market Share
|  | Year | 1990 | 1991 | 1992 | 1993 | 1994 | 1995 | 1996 | 1997 | 1998 | 1999 | 2000 | 2001 | 2002 | 2003 | 2004 | 2005 | 2006 | 2007 | 2008 | 2009 | 2010 | 2011 | 2012 | 2013 | 2014 | 2015 | 2016 | 2017 | 2018 | 2019 | 2020 | 2021 | 2022 | 2023 | 2024 | 2025 | 2026 | 2027 | 2028 | 2029 | 2030 | 2031 | 2032 | 2033 | 2034
|  | Average post-case UEC | 75.7168 | 75.7168 | 75.7168 | 75.7168 | 75.7168 | 75.7168 | 75.7168 | 75.7168 | 75.7168 | 75.7168 | 75.7168 | 75.7168 | 75.7168 | 75.7168 | 75.7168 | 75.7168 | 75.7168 | 69.9342 | 69.9342 | 69.9342 | 69.9342 | 69.9342 | 69.9342 | 69.9342 | 69.9342 | 69.9342 | 69.9342 | 69.9342 | 69.9342 | 69.9342 | 69.9342 | 69.9342 | 69.9342 | 69.9342 | 69.9342 | 69.9342 | 69.9342 | 69.9342 | 69.9342 | 69.9342 | 69.9342 | 69.9342 | 69.9342 | 69.9342 | 69.9342
Aggregated Installed Unit Energy Consumption Weighted by Vintage
Pre-case Unit Energy Consumption by Product Class Weighted by Vintage
|  | Year | 1990 | 1991 | 1992 | 1993 | 1994 | 1995 | 1996 | 1997 | 1998 | 1999 | 2000 | 2001 | 2002 | 2003 | 2004 | 2005 | 2006 | 2007 | 2008 | 2009 | 2010 | 2011 | 2012 | 2013 | 2014 | 2015 | 2016 | 2017 | 2018 | 2019 | 2020 | 2021 | 2022 | 2023 | 2024 | 2025 | 2026 | 2027 | 2028 | 2029 | 2030 | 2031 | 2032 | 2033 | 2034
|  | Average pre-case UEC | 0 | 75.7168 | 75.7168 | 75.7168 | 75.7168 | 75.7168 | 75.7168 | 75.7168 | 75.7168 | 75.7168 | 75.7168 | 75.7168 | 75.7168 | 75.7168 | 75.7168 | 75.7168 | 75.7168 | 75.7168 | 75.7168 | 75.7168 | 75.7168 | 75.7168 | 75.7168 | 75.7168 | 75.7168 | 75.7168 | 75.7168 | 75.7168 | 75.7168 | 75.7168 | 75.7168 | 75.7168 | 75.7168 | 75.7168 | 75.7168 | 75.7168 | 75.7168 | 75.7168 | 75.7168 | 75.7168 | 75.7168 | 75.7168 | 75.7168 | 75.7168 | 75.7168
Post-Case Unit Energy Consumption by Product Class Weighted by Market Share
|  | Year | 1990 | 1991 | 1992 | 1993 | 1994 | 1995 | 1996 | 1997 | 1998 | 1999 | 2000 | 2001 | 2002 | 2003 | 2004 | 2005 | 2006 | 2007 | 2008 | 2009 | 2010 | 2011 | 2012 | 2013 | 2014 | 2015 | 2016 | 2017 | 2018 | 2019 | 2020 | 2021 | 2022 | 2023 | 2024 | 2025 | 2026 | 2027 | 2028 | 2029 | 2030 | 2031 | 2032 | 2033 | 2034
|  | Average post-case UEC | 0 | 75.7168 | 75.7168 | 75.7168 | 75.7168 | 75.7168 | 75.7168 | 75.7168 | 75.7168 | 75.7168 | 75.7168 | 75.7168 | 75.7168 | 75.7168 | 75.7168 | 75.7168 | 75.7168 | 75.7168 | 75.2186 | 74.7545 | 74.3033 | 73.8458 | 73.3845 | 72.9269 | 72.4777 | 72.0481 | 71.6302 | 71.2144 | 70.804 | 70.3949 | 69.9342 | 69.9342 | 69.9342 | 69.9342 | 69.9342 | 69.9342 | 69.9342 | 69.9342 | 69.9342 | 69.9342 | 69.9342 | 69.9342 | 69.9342 | 69.9342 | 69.9342

## UEC-MF
Unit Energy Consumption
|  | Product | Ceiling Fan Light Kits
[5 empty] | 5th Plan Time Horizon | 2005-2009
|  | Number of Product Classes | 1 |  | 6th Plan Time Horizon | 2010-2014
[5 empty] | 6th Plan Projection | 2014-2034
|  | Product Class | Market Share by Product Class
| 1 | Ceiling Fan Light Kits | 100%
Efficiency Tier by Product Class
|  | Ceiling Fan Light Kits | Annual Energy Consumption
kWh/yr
|  | Baseline | 58.1447
|  | 2007 Standard level (Post-case) | 45.0585
Market Share Matrix
Pre-Case Market Share Matrix by Product Class and Efficiency Distribution
|  | Ceiling Fan Light Kits | 1990 | 1991 | 1992 | 1993 | 1994 | 1995 | 1996 | 1997 | 1998 | 1999 | 2000 | 2001 | 2002 | 2003 | 2004 | 2005 | 2006 | 2007 | 2008 | 2009 | 2010 | 2011 | 2012 | 2013 | 2014 | 2015 | 2016 | 2017 | 2018 | 2019 | 2020 | 2021 | 2022 | 2023 | 2024 | 2025 | 2026 | 2027 | 2028 | 2029 | 2030 | 2031 | 2032 | 2033 | 2034
|  | Baseline | 100% | 100% | 100% | 100% | 100% | 100% | 100% | 100% | 100% | 100% | 100% | 100% | 100% | 100% | 100% | 100% | 100% | 100% | 100% | 100% | 100% | 100% | 100% | 100% | 100% | 100% | 100% | 100% | 100% | 100% | 100% | 100% | 100% | 100% | 100% | 100% | 100% | 100% | 100% | 100% | 100% | 100% | 100% | 100% | 100%
2007 Standard level (Post-case) | bar: 1990 to 2034
Post Case Market Share Matrix by Product Class and Efficiency Distribution
|  | Standard Effective Year | 1990: 2007
|  | Ceiling Fan Light Kits | 1990 | 1991 | 1992 | 1993 | 1994 | 1995 | 1996 | 1997 | 1998 | 1999 | 2000 | 2001 | 2002 | 2003 | 2004 | 2005 | 2006 | 2007 | 2008 | 2009 | 2010 | 2011 | 2012 | 2013 | 2014 | 2015 | 2016 | 2017 | 2018 | 2019 | 2020 | 2021 | 2022 | 2023 | 2024 | 2025 | 2026 | 2027 | 2028 | 2029 | 2030 | 2031 | 2032 | 2033 | 2034
|  | Baseline | 100% | 100% | 100% | 100% | 100% | 100% | 100% | 100% | 100% | 100% | 100% | 100% | 100% | 100% | 100% | 100% | 100% | 0% | 0% | 0% | 0% | 0% | 0% | 0% | 0% | 0% | 0% | 0% | 0% | 0% | 0% | 0% | 0% | 0% | 0% | 0% | 0% | 0% | 0% | 0% | 0% | 0% | 0% | 0% | 0%
|  | 2007 Standard level (Post-case) | 0% | 0% | 0% | 0% | 0% | 0% | 0% | 0% | 0% | 0% | 0% | 0% | 0% | 0% | 0% | 0% | 0% | 100% | 100% | 100% | 100% | 100% | 100% | 100% | 100% | 100% | 100% | 100% | 100% | 100% | 100% | 100% | 100% | 100% | 100% | 100% | 100% | 100% | 100% | 100% | 100% | 100% | 100% | 100% | 100%
Aggregated Shipment Unit Energy Consumption
Pre-case Unit Energy Consumption by Product Class Weighted by Market Share
|  | Year | 1990 | 1991 | 1992 | 1993 | 1994 | 1995 | 1996 | 1997 | 1998 | 1999 | 2000 | 2001 | 2002 | 2003 | 2004 | 2005 | 2006 | 2007 | 2008 | 2009 | 2010 | 2011 | 2012 | 2013 | 2014 | 2015 | 2016 | 2017 | 2018 | 2019 | 2020 | 2021 | 2022 | 2023 | 2024 | 2025 | 2026 | 2027 | 2028 | 2029 | 2030 | 2031 | 2032 | 2033 | 2034
|  | Average pre-case UEC | 58.1447 | 58.1447 | 58.1447 | 58.1447 | 58.1447 | 58.1447 | 58.1447 | 58.1447 | 58.1447 | 58.1447 | 58.1447 | 58.1447 | 58.1447 | 58.1447 | 58.1447 | 58.1447 | 58.1447 | 58.1447 | 58.1447 | 58.1447 | 58.1447 | 58.1447 | 58.1447 | 58.1447 | 58.1447 | 58.1447 | 58.1447 | 58.1447 | 58.1447 | 58.1447 | 58.1447 | 58.1447 | 58.1447 | 58.1447 | 58.1447 | 58.1447 | 58.1447 | 58.1447 | 58.1447 | 58.1447 | 58.1447 | 58.1447 | 58.1447 | 58.1447 | 58.1447
Post Case Unit Energy Consumption by Product Class Weighted by Market Share
|  | Year | 1990 | 1991 | 1992 | 1993 | 1994 | 1995 | 1996 | 1997 | 1998 | 1999 | 2000 | 2001 | 2002 | 2003 | 2004 | 2005 | 2006 | 2007 | 2008 | 2009 | 2010 | 2011 | 2012 | 2013 | 2014 | 2015 | 2016 | 2017 | 2018 | 2019 | 2020 | 2021 | 2022 | 2023 | 2024 | 2025 | 2026 | 2027 | 2028 | 2029 | 2030 | 2031 | 2032 | 2033 | 2034
|  | Average post-case UEC | 58.1447 | 58.1447 | 58.1447 | 58.1447 | 58.1447 | 58.1447 | 58.1447 | 58.1447 | 58.1447 | 58.1447 | 58.1447 | 58.1447 | 58.1447 | 58.1447 | 58.1447 | 58.1447 | 58.1447 | 45.0585 | 45.0585 | 45.0585 | 45.0585 | 45.0585 | 45.0585 | 45.0585 | 45.0585 | 45.0585 | 45.0585 | 45.0585 | 45.0585 | 45.0585 | 45.0585 | 45.0585 | 45.0585 | 45.0585 | 45.0585 | 45.0585 | 45.0585 | 45.0585 | 45.0585 | 45.0585 | 45.0585 | 45.0585 | 45.0585 | 45.0585 | 45.0585
Aggregated Installed Unit Energy Consumption Weighted by Vintage
Pre-case Unit Energy Consumption by Product Class Weighted by Vintage
|  | Year | 1990 | 1991 | 1992 | 1993 | 1994 | 1995 | 1996 | 1997 | 1998 | 1999 | 2000 | 2001 | 2002 | 2003 | 2004 | 2005 | 2006 | 2007 | 2008 | 2009 | 2010 | 2011 | 2012 | 2013 | 2014 | 2015 | 2016 | 2017 | 2018 | 2019 | 2020 | 2021 | 2022 | 2023 | 2024 | 2025 | 2026 | 2027 | 2028 | 2029 | 2030 | 2031 | 2032 | 2033 | 2034
|  | Average pre-case UEC | 0 | 58.1447 | 58.1447 | 58.1447 | 58.1447 | 58.1447 | 58.1447 | 58.1447 | 58.1447 | 58.1447 | 58.1447 | 58.1447 | 58.1447 | 58.1447 | 58.1447 | 58.1447 | 58.1447 | 58.1447 | 58.1447 | 58.1447 | 58.1447 | 58.1447 | 58.1447 | 58.1447 | 58.1447 | 58.1447 | 58.1447 | 58.1447 | 58.1447 | 58.1447 | 58.1447 | 58.1447 | 58.1447 | 58.1447 | 58.1447 | 58.1447 | 58.1447 | 58.1447 | 58.1447 | 58.1447 | 58.1447 | 58.1447 | 58.1447 | 58.1447 | 58.1447
Post-Case Unit Energy Consumption by Product Class Weighted by Market Share
|  | Year | 1990 | 1991 | 1992 | 1993 | 1994 | 1995 | 1996 | 1997 | 1998 | 1999 | 2000 | 2001 | 2002 | 2003 | 2004 | 2005 | 2006 | 2007 | 2008 | 2009 | 2010 | 2011 | 2012 | 2013 | 2014 | 2015 | 2016 | 2017 | 2018 | 2019 | 2020 | 2021 | 2022 | 2023 | 2024 | 2025 | 2026 | 2027 | 2028 | 2029 | 2030 | 2031 | 2032 | 2033 | 2034
|  | Average post-case UEC | 0 | 58.1447 | 58.1447 | 58.1447 | 58.1447 | 58.1447 | 58.1447 | 58.1447 | 58.1447 | 58.1447 | 58.1447 | 58.1447 | 58.1447 | 58.1447 | 58.1447 | 58.1447 | 58.1447 | 58.1447 | 56.9706 | 55.8728 | 54.8603 | 53.8332 | 52.7965 | 51.7753 | 50.7719 | 49.7874 | 48.8332 | 47.9047 | 46.9855 | 46.0916 | 45.0585 | 45.0585 | 45.0585 | 45.0585 | 45.0585 | 45.0585 | 45.0585 | 45.0585 | 45.0585 | 45.0585 | 45.0585 | 45.0585 | 45.0585 | 45.0585 | 45.0585

## UEC-MH
Unit Energy Consumption
|  | Product | Ceiling Fan Light Kits
[5 empty] | 5th Plan Time Horizon | 2005-2009
|  | Number of Product Classes | 1 |  | 6th Plan Time Horizon | 2010-2014
[5 empty] | 6th Plan Projection | 2014-2034
|  | Product Class | Market Share by Product Class
| 1 | Ceiling Fan Light Kits | 100%
Efficiency Tier by Product Class
|  | Ceiling Fan Light Kits | Annual Energy Consumption
kWh/yr
|  | Baseline | 84.3482
|  | 2007 Standard level (Post-case) | 67.7989
Market Share Matrix
Pre-Case Market Share Matrix by Product Class and Efficiency Distribution
|  | Ceiling Fan Light Kits | 1990 | 1991 | 1992 | 1993 | 1994 | 1995 | 1996 | 1997 | 1998 | 1999 | 2000 | 2001 | 2002 | 2003 | 2004 | 2005 | 2006 | 2007 | 2008 | 2009 | 2010 | 2011 | 2012 | 2013 | 2014 | 2015 | 2016 | 2017 | 2018 | 2019 | 2020 | 2021 | 2022 | 2023 | 2024 | 2025 | 2026 | 2027 | 2028 | 2029 | 2030 | 2031 | 2032 | 2033 | 2034
|  | Baseline | 100% | 100% | 100% | 100% | 100% | 100% | 100% | 100% | 100% | 100% | 100% | 100% | 100% | 100% | 100% | 100% | 100% | 100% | 100% | 100% | 100% | 100% | 100% | 100% | 100% | 100% | 100% | 100% | 100% | 100% | 100% | 100% | 100% | 100% | 100% | 100% | 100% | 100% | 100% | 100% | 100% | 100% | 100% | 100% | 100%
2007 Standard level (Post-case) | bar: 1990 to 2034
Post Case Market Share Matrix by Product Class and Efficiency Distribution
|  | Standard Effective Year | 1990: 2007
|  | Ceiling Fan Light Kits | 1990 | 1991 | 1992 | 1993 | 1994 | 1995 | 1996 | 1997 | 1998 | 1999 | 2000 | 2001 | 2002 | 2003 | 2004 | 2005 | 2006 | 2007 | 2008 | 2009 | 2010 | 2011 | 2012 | 2013 | 2014 | 2015 | 2016 | 2017 | 2018 | 2019 | 2020 | 2021 | 2022 | 2023 | 2024 | 2025 | 2026 | 2027 | 2028 | 2029 | 2030 | 2031 | 2032 | 2033 | 2034
|  | Baseline | 100% | 100% | 100% | 100% | 100% | 100% | 100% | 100% | 100% | 100% | 100% | 100% | 100% | 100% | 100% | 100% | 100% | 0% | 0% | 0% | 0% | 0% | 0% | 0% | 0% | 0% | 0% | 0% | 0% | 0% | 0% | 0% | 0% | 0% | 0% | 0% | 0% | 0% | 0% | 0% | 0% | 0% | 0% | 0% | 0%
|  | 2007 Standard level (Post-case) | 0% | 0% | 0% | 0% | 0% | 0% | 0% | 0% | 0% | 0% | 0% | 0% | 0% | 0% | 0% | 0% | 0% | 100% | 100% | 100% | 100% | 100% | 100% | 100% | 100% | 100% | 100% | 100% | 100% | 100% | 100% | 100% | 100% | 100% | 100% | 100% | 100% | 100% | 100% | 100% | 100% | 100% | 100% | 100% | 100%
Aggregated Shipment Unit Energy Consumption
Pre-case Unit Energy Consumption by Product Class Weighted by Market Share
|  | Year | 1990 | 1991 | 1992 | 1993 | 1994 | 1995 | 1996 | 1997 | 1998 | 1999 | 2000 | 2001 | 2002 | 2003 | 2004 | 2005 | 2006 | 2007 | 2008 | 2009 | 2010 | 2011 | 2012 | 2013 | 2014 | 2015 | 2016 | 2017 | 2018 | 2019 | 2020 | 2021 | 2022 | 2023 | 2024 | 2025 | 2026 | 2027 | 2028 | 2029 | 2030 | 2031 | 2032 | 2033 | 2034
|  | Average pre-case UEC | 84.3482 | 84.3482 | 84.3482 | 84.3482 | 84.3482 | 84.3482 | 84.3482 | 84.3482 | 84.3482 | 84.3482 | 84.3482 | 84.3482 | 84.3482 | 84.3482 | 84.3482 | 84.3482 | 84.3482 | 84.3482 | 84.3482 | 84.3482 | 84.3482 | 84.3482 | 84.3482 | 84.3482 | 84.3482 | 84.3482 | 84.3482 | 84.3482 | 84.3482 | 84.3482 | 84.3482 | 84.3482 | 84.3482 | 84.3482 | 84.3482 | 84.3482 | 84.3482 | 84.3482 | 84.3482 | 84.3482 | 84.3482 | 84.3482 | 84.3482 | 84.3482 | 84.3482
Post Case Unit Energy Consumption by Product Class Weighted by Market Share
|  | Year | 1990 | 1991 | 1992 | 1993 | 1994 | 1995 | 1996 | 1997 | 1998 | 1999 | 2000 | 2001 | 2002 | 2003 | 2004 | 2005 | 2006 | 2007 | 2008 | 2009 | 2010 | 2011 | 2012 | 2013 | 2014 | 2015 | 2016 | 2017 | 2018 | 2019 | 2020 | 2021 | 2022 | 2023 | 2024 | 2025 | 2026 | 2027 | 2028 | 2029 | 2030 | 2031 | 2032 | 2033 | 2034
|  | Average post-case UEC | 84.3482 | 84.3482 | 84.3482 | 84.3482 | 84.3482 | 84.3482 | 84.3482 | 84.3482 | 84.3482 | 84.3482 | 84.3482 | 84.3482 | 84.3482 | 84.3482 | 84.3482 | 84.3482 | 84.3482 | 67.7989 | 67.7989 | 67.7989 | 67.7989 | 67.7989 | 67.7989 | 67.7989 | 67.7989 | 67.7989 | 67.7989 | 67.7989 | 67.7989 | 67.7989 | 67.7989 | 67.7989 | 67.7989 | 67.7989 | 67.7989 | 67.7989 | 67.7989 | 67.7989 | 67.7989 | 67.7989 | 67.7989 | 67.7989 | 67.7989 | 67.7989 | 67.7989
Aggregated Installed Unit Energy Consumption Weighted by Vintage
Pre-case Unit Energy Consumption by Product Class Weighted by Vintage
|  | Year | 1990 | 1991 | 1992 | 1993 | 1994 | 1995 | 1996 | 1997 | 1998 | 1999 | 2000 | 2001 | 2002 | 2003 | 2004 | 2005 | 2006 | 2007 | 2008 | 2009 | 2010 | 2011 | 2012 | 2013 | 2014 | 2015 | 2016 | 2017 | 2018 | 2019 | 2020 | 2021 | 2022 | 2023 | 2024 | 2025 | 2026 | 2027 | 2028 | 2029 | 2030 | 2031 | 2032 | 2033 | 2034
|  | Average pre-case UEC | 0 | 84.3482 | 84.3482 | 84.3482 | 84.3482 | 84.3482 | 84.3482 | 84.3482 | 84.3482 | 84.3482 | 84.3482 | 84.3482 | 84.3482 | 84.3482 | 84.3482 | 84.3482 | 84.3482 | 84.3482 | 84.3482 | 84.3482 | 84.3482 | 84.3482 | 84.3482 | 84.3482 | 84.3482 | 84.3482 | 84.3482 | 84.3482 | 84.3482 | 84.3482 | 84.3482 | 84.3482 | 84.3482 | 84.3482 | 84.3482 | 84.3482 | 84.3482 | 84.3482 | 84.3482 | 84.3482 | 84.3482 | 84.3482 | 84.3482 | 84.3482 | 84.3482
Post-Case Unit Energy Consumption by Product Class Weighted by Market Share
|  | Year | 1990 | 1991 | 1992 | 1993 | 1994 | 1995 | 1996 | 1997 | 1998 | 1999 | 2000 | 2001 | 2002 | 2003 | 2004 | 2005 | 2006 | 2007 | 2008 | 2009 | 2010 | 2011 | 2012 | 2013 | 2014 | 2015 | 2016 | 2017 | 2018 | 2019 | 2020 | 2021 | 2022 | 2023 | 2024 | 2025 | 2026 | 2027 | 2028 | 2029 | 2030 | 2031 | 2032 | 2033 | 2034
|  | Average post-case UEC | 0 | 84.3482 | 84.3482 | 84.3482 | 84.3482 | 84.3482 | 84.3482 | 84.3482 | 84.3482 | 84.3482 | 84.3482 | 84.3482 | 84.3482 | 84.3482 | 84.3482 | 84.3482 | 84.3482 | 84.3482 | 82.9041 | 81.4885 | 80.1049 | 78.7531 | 77.4348 | 76.1521 | 74.9033 | 73.6809 | 72.4795 | 71.3099 | 70.1691 | 69.0485 | 67.7989 | 67.7989 | 67.7989 | 67.7989 | 67.7989 | 67.7989 | 67.7989 | 67.7989 | 67.7989 | 67.7989 | 67.7989 | 67.7989 | 67.7989 | 67.7989 | 67.7989

## Installed UEC-SF
Installed Units by Year by Vintage (linked to Stock Model)
|  | 1 | 2 | 3 | 4 | 5 | 6 | 7 | 8 | 9 | 10 | 11 | 12 | 13 | 14 | 15 | 16 | 17 | 18 | 19 | 20 | 21 | 22 | 23 | 24 | 25 | 26 | 27 | 28 | 29 | 30 | 31 | 32 | 33 | 34 | 35 | 36 | 37 | 38 | 39 | 40 | 41 | 42 | 43 | 44 | 45
Vintage
|  | 1990 | 1991 | 1992 | 1993 | 1994 | 1995 | 1996 | 1997 | 1998 | 1999 | 2000 | 2001 | 2002 | 2003 | 2004 | 2005 | 2006 | 2007 | 2008 | 2009 | 2010 | 2011 | 2012 | 2013 | 2014 | 2015 | 2016 | 2017 | 2018 | 2019 | 2020 | 2021 | 2022 | 2023 | 2024 | 2025 | 2026 | 2027 | 2028 | 2029 | 2030 | 2031 | 2032 | 2033 | 2034 | Total units | check
Year | 1990 | 0 | 0 | 0 | 0 | 0 | 0 | 0 | 0 | 0 | 0 | 0 | 0 | 0 | 0 | 0 | 0 | 0 | 0 | 0 | 0 | 0 | 0 | 0 | 0 | 0 | 0 | 0 | 0 | 0 | 0 | 0 | 0 | 0 | 0 | 0 | 0 | 0 | 0 | 0 | 0 | 0 | 0 | 0 | 0 | 0 | 0 | OK
| 1991 | 0 | 385261.2076 | 0 | 0 | 0 | 0 | 0 | 0 | 0 | 0 | 0 | 0 | 0 | 0 | 0 | 0 | 0 | 0 | 0 | 0 | 0 | 0 | 0 | 0 | 0 | 0 | 0 | 0 | 0 | 0 | 0 | 0 | 0 | 0 | 0 | 0 | 0 | 0 | 0 | 0 | 0 | 0 | 0 | 0 | 0 | 385261.2076 | OK
| 1992 | 0 | 385261.2076 | 385100.953 | 0 | 0 | 0 | 0 | 0 | 0 | 0 | 0 | 0 | 0 | 0 | 0 | 0 | 0 | 0 | 0 | 0 | 0 | 0 | 0 | 0 | 0 | 0 | 0 | 0 | 0 | 0 | 0 | 0 | 0 | 0 | 0 | 0 | 0 | 0 | 0 | 0 | 0 | 0 | 0 | 0 | 0 | 770362.1606 | OK
| 1993 | 0 | 385261.2076 | 385100.953 | 384940.1481 | 0 | 0 | 0 | 0 | 0 | 0 | 0 | 0 | 0 | 0 | 0 | 0 | 0 | 0 | 0 | 0 | 0 | 0 | 0 | 0 | 0 | 0 | 0 | 0 | 0 | 0 | 0 | 0 | 0 | 0 | 0 | 0 | 0 | 0 | 0 | 0 | 0 | 0 | 0 | 0 | 0 | 1155302.3087 | OK
| 1994 | 0 | 385261.2076 | 385100.953 | 384940.1481 | 384987.6116 | 0 | 0 | 0 | 0 | 0 | 0 | 0 | 0 | 0 | 0 | 0 | 0 | 0 | 0 | 0 | 0 | 0 | 0 | 0 | 0 | 0 | 0 | 0 | 0 | 0 | 0 | 0 | 0 | 0 | 0 | 0 | 0 | 0 | 0 | 0 | 0 | 0 | 0 | 0 | 0 | 1540289.9203 | OK
| 1995 | 0 | 385261.2076 | 385100.953 | 384940.1481 | 384987.6116 | 385285.2751 | 0 | 0 | 0 | 0 | 0 | 0 | 0 | 0 | 0 | 0 | 0 | 0 | 0 | 0 | 0 | 0 | 0 | 0 | 0 | 0 | 0 | 0 | 0 | 0 | 0 | 0 | 0 | 0 | 0 | 0 | 0 | 0 | 0 | 0 | 0 | 0 | 0 | 0 | 0 | 1925575.1954 | OK
| 1996 | 0 | 385261.2076 | 385100.953 | 384940.1481 | 384987.6116 | 385285.2751 | 385992.0503 | 0 | 0 | 0 | 0 | 0 | 0 | 0 | 0 | 0 | 0 | 0 | 0 | 0 | 0 | 0 | 0 | 0 | 0 | 0 | 0 | 0 | 0 | 0 | 0 | 0 | 0 | 0 | 0 | 0 | 0 | 0 | 0 | 0 | 0 | 0 | 0 | 0 | 0 | 2311567.2457 | OK
| 1997 | 0 | 385261.2076 | 385100.953 | 384940.1481 | 384987.6116 | 385285.2751 | 385992.0503 | 384299.68 | 0 | 0 | 0 | 0 | 0 | 0 | 0 | 0 | 0 | 0 | 0 | 0 | 0 | 0 | 0 | 0 | 0 | 0 | 0 | 0 | 0 | 0 | 0 | 0 | 0 | 0 | 0 | 0 | 0 | 0 | 0 | 0 | 0 | 0 | 0 | 0 | 0 | 2695866.9257 | OK
| 1998 | 0 | 385261.2076 | 385100.953 | 384940.1481 | 384987.6116 | 385285.2751 | 385992.0503 | 384299.68 | 384136.1235 | 0 | 0 | 0 | 0 | 0 | 0 | 0 | 0 | 0 | 0 | 0 | 0 | 0 | 0 | 0 | 0 | 0 | 0 | 0 | 0 | 0 | 0 | 0 | 0 | 0 | 0 | 0 | 0 | 0 | 0 | 0 | 0 | 0 | 0 | 0 | 0 | 3080003.0491 | OK
| 1999 | 0 | 385261.2076 | 385100.953 | 384940.1481 | 384987.6116 | 385285.2751 | 385992.0503 | 384299.68 | 384136.1235 | 385224.929 | 0 | 0 | 0 | 0 | 0 | 0 | 0 | 0 | 0 | 0 | 0 | 0 | 0 | 0 | 0 | 0 | 0 | 0 | 0 | 0 | 0 | 0 | 0 | 0 | 0 | 0 | 0 | 0 | 0 | 0 | 0 | 0 | 0 | 0 | 0 | 3465227.9781 | OK
| 2000 | 0 | 385261.2076 | 385100.953 | 384940.1481 | 384987.6116 | 385285.2751 | 385992.0503 | 384299.68 | 384136.1235 | 385224.929 | 386773.593 | 0 | 0 | 0 | 0 | 0 | 0 | 0 | 0 | 0 | 0 | 0 | 0 | 0 | 0 | 0 | 0 | 0 | 0 | 0 | 0 | 0 | 0 | 0 | 0 | 0 | 0 | 0 | 0 | 0 | 0 | 0 | 0 | 0 | 0 | 3852001.5712 | OK
| 2001 | 0 | 385261.2076 | 385100.953 | 384940.1481 | 384987.6116 | 385285.2751 | 385992.0503 | 384299.68 | 384136.1235 | 385224.929 | 386773.593 | 389525.9258 | 0 | 0 | 0 | 0 | 0 | 0 | 0 | 0 | 0 | 0 | 0 | 0 | 0 | 0 | 0 | 0 | 0 | 0 | 0 | 0 | 0 | 0 | 0 | 0 | 0 | 0 | 0 | 0 | 0 | 0 | 0 | 0 | 0 | 4241527.497 | OK
| 2002 | 0 | 385261.2076 | 385100.953 | 384940.1481 | 384987.6116 | 385285.2751 | 385992.0503 | 384299.68 | 384136.1235 | 385224.929 | 386773.593 | 389525.9258 | 375837.8287 | 0 | 0 | 0 | 0 | 0 | 0 | 0 | 0 | 0 | 0 | 0 | 0 | 0 | 0 | 0 | 0 | 0 | 0 | 0 | 0 | 0 | 0 | 0 | 0 | 0 | 0 | 0 | 0 | 0 | 0 | 0 | 0 | 4617365.3257 | OK
| 2003 | 0 | 385261.2076 | 385100.953 | 384940.1481 | 384987.6116 | 385285.2751 | 385992.0503 | 384299.68 | 384136.1235 | 385224.929 | 386773.593 | 389525.9258 | 375837.8287 | 383318.3407 | 0 | 0 | 0 | 0 | 0 | 0 | 0 | 0 | 0 | 0 | 0 | 0 | 0 | 0 | 0 | 0 | 0 | 0 | 0 | 0 | 0 | 0 | 0 | 0 | 0 | 0 | 0 | 0 | 0 | 0 | 0 | 5000683.6664 | OK
| 2004 | 0 | 0 | 385100.953 | 384940.1481 | 384987.6116 | 385285.2751 | 385992.0503 | 384299.68 | 384136.1235 | 385224.929 | 386773.593 | 389525.9258 | 375837.8287 | 383318.3407 | 390668.9567 | 0 | 0 | 0 | 0 | 0 | 0 | 0 | 0 | 0 | 0 | 0 | 0 | 0 | 0 | 0 | 0 | 0 | 0 | 0 | 0 | 0 | 0 | 0 | 0 | 0 | 0 | 0 | 0 | 0 | 0 | 5006091.4155 | OK
| 2005 | 0 | 0 | 0 | 384940.1481 | 384987.6116 | 385285.2751 | 385992.0503 | 384299.68 | 384136.1235 | 385224.929 | 386773.593 | 389525.9258 | 375837.8287 | 383318.3407 | 390668.9567 | 394516.9132 | 0 | 0 | 0 | 0 | 0 | 0 | 0 | 0 | 0 | 0 | 0 | 0 | 0 | 0 | 0 | 0 | 0 | 0 | 0 | 0 | 0 | 0 | 0 | 0 | 0 | 0 | 0 | 0 | 0 | 5015507.3757 | OK
| 2006 | 0 | 0 | 0 | 0 | 384987.6116 | 385285.2751 | 385992.0503 | 384299.68 | 384136.1235 | 385224.929 | 386773.593 | 389525.9258 | 375837.8287 | 383318.3407 | 390668.9567 | 394516.9132 | 403287.5896 | 0 | 0 | 0 | 0 | 0 | 0 | 0 | 0 | 0 | 0 | 0 | 0 | 0 | 0 | 0 | 0 | 0 | 0 | 0 | 0 | 0 | 0 | 0 | 0 | 0 | 0 | 0 | 0 | 5033854.8172 | OK
| 2007 | 0 | 0 | 0 | 0 | 0 | 385285.2751 | 385992.0503 | 384299.68 | 384136.1235 | 385224.929 | 386773.593 | 389525.9258 | 375837.8287 | 383318.3407 | 390668.9567 | 394516.9132 | 403287.5896 | 464641.1526 | 0 | 0 | 0 | 0 | 0 | 0 | 0 | 0 | 0 | 0 | 0 | 0 | 0 | 0 | 0 | 0 | 0 | 0 | 0 | 0 | 0 | 0 | 0 | 0 | 0 | 0 | 0 | 5113508.3582 | OK
| 2008 | 0 | 0 | 0 | 0 | 0 | 0 | 385992.0503 | 384299.68 | 384136.1235 | 385224.929 | 386773.593 | 389525.9258 | 375837.8287 | 383318.3407 | 390668.9567 | 394516.9132 | 403287.5896 | 464641.1526 | 445762.4061 | 0 | 0 | 0 | 0 | 0 | 0 | 0 | 0 | 0 | 0 | 0 | 0 | 0 | 0 | 0 | 0 | 0 | 0 | 0 | 0 | 0 | 0 | 0 | 0 | 0 | 0 | 5173985.4892 | OK
| 2009 | 0 | 0 | 0 | 0 | 0 | 0 | 0 | 384299.68 | 384136.1235 | 385224.929 | 386773.593 | 389525.9258 | 375837.8287 | 383318.3407 | 390668.9567 | 394516.9132 | 403287.5896 | 464641.1526 | 445762.4061 | 421164.9102 | 0 | 0 | 0 | 0 | 0 | 0 | 0 | 0 | 0 | 0 | 0 | 0 | 0 | 0 | 0 | 0 | 0 | 0 | 0 | 0 | 0 | 0 | 0 | 0 | 0 | 5209158.3491 | OK
| 2010 | 0 | 0 | 0 | 0 | 0 | 0 | 0 | 0 | 384136.1235 | 385224.929 | 386773.593 | 389525.9258 | 375837.8287 | 383318.3407 | 390668.9567 | 394516.9132 | 403287.5896 | 464641.1526 | 445762.4061 | 421164.9102 | 413528.0148 | 0 | 0 | 0 | 0 | 0 | 0 | 0 | 0 | 0 | 0 | 0 | 0 | 0 | 0 | 0 | 0 | 0 | 0 | 0 | 0 | 0 | 0 | 0 | 0 | 5238386.6839 | OK
| 2011 | 0 | 0 | 0 | 0 | 0 | 0 | 0 | 0 | 0 | 385224.929 | 386773.593 | 389525.9258 | 375837.8287 | 383318.3407 | 390668.9567 | 394516.9132 | 403287.5896 | 464641.1526 | 445762.4061 | 421164.9102 | 413528.0148 | 429028.8149 | 0 | 0 | 0 | 0 | 0 | 0 | 0 | 0 | 0 | 0 | 0 | 0 | 0 | 0 | 0 | 0 | 0 | 0 | 0 | 0 | 0 | 0 | 0 | 5283279.3754 | OK
| 2012 | 0 | 0 | 0 | 0 | 0 | 0 | 0 | 0 | 0 | 0 | 386773.593 | 389525.9258 | 375837.8287 | 383318.3407 | 390668.9567 | 394516.9132 | 403287.5896 | 464641.1526 | 445762.4061 | 421164.9102 | 413528.0148 | 429028.8149 | 445846.7857 | 0 | 0 | 0 | 0 | 0 | 0 | 0 | 0 | 0 | 0 | 0 | 0 | 0 | 0 | 0 | 0 | 0 | 0 | 0 | 0 | 0 | 0 | 5343901.2321 | OK
| 2013 | 0 | 0 | 0 | 0 | 0 | 0 | 0 | 0 | 0 | 0 | 0 | 389525.9258 | 375837.8287 | 383318.3407 | 390668.9567 | 394516.9132 | 403287.5896 | 464641.1526 | 445762.4061 | 421164.9102 | 413528.0148 | 429028.8149 | 445846.7857 | 456700.9251 | 0 | 0 | 0 | 0 | 0 | 0 | 0 | 0 | 0 | 0 | 0 | 0 | 0 | 0 | 0 | 0 | 0 | 0 | 0 | 0 | 0 | 5413828.5641 | OK
| 2014 | 0 | 0 | 0 | 0 | 0 | 0 | 0 | 0 | 0 | 0 | 0 | 0 | 375837.8287 | 383318.3407 | 390668.9567 | 394516.9132 | 403287.5896 | 464641.1526 | 445762.4061 | 421164.9102 | 413528.0148 | 429028.8149 | 445846.7857 | 456700.9251 | 460057.866 | 0 | 0 | 0 | 0 | 0 | 0 | 0 | 0 | 0 | 0 | 0 | 0 | 0 | 0 | 0 | 0 | 0 | 0 | 0 | 0 | 5484360.5043 | OK
| 2015 | 0 | 0 | 0 | 0 | 0 | 0 | 0 | 0 | 0 | 0 | 0 | 0 | 0 | 383318.3407 | 390668.9567 | 394516.9132 | 403287.5896 | 464641.1526 | 445762.4061 | 421164.9102 | 413528.0148 | 429028.8149 | 445846.7857 | 456700.9251 | 460057.866 | 462293.2901 | 0 | 0 | 0 | 0 | 0 | 0 | 0 | 0 | 0 | 0 | 0 | 0 | 0 | 0 | 0 | 0 | 0 | 0 | 0 | 5570815.9657 | OK
| 2016 | 0 | 0 | 0 | 0 | 0 | 0 | 0 | 0 | 0 | 0 | 0 | 0 | 0 | 0 | 390668.9567 | 394516.9132 | 403287.5896 | 464641.1526 | 445762.4061 | 421164.9102 | 413528.0148 | 429028.8149 | 445846.7857 | 456700.9251 | 460057.866 | 462293.2901 | 448831.3198 | 0 | 0 | 0 | 0 | 0 | 0 | 0 | 0 | 0 | 0 | 0 | 0 | 0 | 0 | 0 | 0 | 0 | 0 | 5636328.9448 | OK
| 2017 | 0 | 0 | 0 | 0 | 0 | 0 | 0 | 0 | 0 | 0 | 0 | 0 | 0 | 0 | 0 | 394516.9132 | 403287.5896 | 464641.1526 | 445762.4061 | 421164.9102 | 413528.0148 | 429028.8149 | 445846.7857 | 456700.9251 | 460057.866 | 462293.2901 | 448831.3198 | 456546.7791 | 0 | 0 | 0 | 0 | 0 | 0 | 0 | 0 | 0 | 0 | 0 | 0 | 0 | 0 | 0 | 0 | 0 | 5702206.7672 | OK
| 2018 | 0 | 0 | 0 | 0 | 0 | 0 | 0 | 0 | 0 | 0 | 0 | 0 | 0 | 0 | 0 | 0 | 403287.5896 | 464641.1526 | 445762.4061 | 421164.9102 | 413528.0148 | 429028.8149 | 445846.7857 | 456700.9251 | 460057.866 | 462293.2901 | 448831.3198 | 456546.7791 | 462614.5489 | 0 | 0 | 0 | 0 | 0 | 0 | 0 | 0 | 0 | 0 | 0 | 0 | 0 | 0 | 0 | 0 | 5770304.4029 | OK
| 2019 | 0 | 0 | 0 | 0 | 0 | 0 | 0 | 0 | 0 | 0 | 0 | 0 | 0 | 0 | 0 | 0 | 0 | 464641.1526 | 445762.4061 | 421164.9102 | 413528.0148 | 429028.8149 | 445846.7857 | 456700.9251 | 460057.866 | 462293.2901 | 448831.3198 | 456546.7791 | 462614.5489 | 465029.4754 | 0 | 0 | 0 | 0 | 0 | 0 | 0 | 0 | 0 | 0 | 0 | 0 | 0 | 0 | 0 | 5832046.2887 | OK
| 2020 | 0 | 0 | 0 | 0 | 0 | 0 | 0 | 0 | 0 | 0 | 0 | 0 | 0 | 0 | 0 | 0 | 0 | 0 | 445762.4061 | 421164.9102 | 413528.0148 | 429028.8149 | 445846.7857 | 456700.9251 | 460057.866 | 462293.2901 | 448831.3198 | 456546.7791 | 462614.5489 | 465029.4754 | 472255.7208 | 0 | 0 | 0 | 0 | 0 | 0 | 0 | 0 | 0 | 0 | 0 | 0 | 0 | 0 | 5839660.857 | OK
| 2021 | 0 | 0 | 0 | 0 | 0 | 0 | 0 | 0 | 0 | 0 | 0 | 0 | 0 | 0 | 0 | 0 | 0 | 0 | 0 | 421164.9102 | 413528.0148 | 429028.8149 | 445846.7857 | 456700.9251 | 460057.866 | 462293.2901 | 448831.3198 | 456546.7791 | 462614.5489 | 465029.4754 | 472255.7208 | 532442.9229 | 0 | 0 | 0 | 0 | 0 | 0 | 0 | 0 | 0 | 0 | 0 | 0 | 0 | 5926341.3738 | OK
| 2022 | 0 | 0 | 0 | 0 | 0 | 0 | 0 | 0 | 0 | 0 | 0 | 0 | 0 | 0 | 0 | 0 | 0 | 0 | 0 | 0 | 413528.0148 | 429028.8149 | 445846.7857 | 456700.9251 | 460057.866 | 462293.2901 | 448831.3198 | 456546.7791 | 462614.5489 | 465029.4754 | 472255.7208 | 532442.9229 | 511791.4424 | 0 | 0 | 0 | 0 | 0 | 0 | 0 | 0 | 0 | 0 | 0 | 0 | 6016967.9061 | OK
| 2023 | 0 | 0 | 0 | 0 | 0 | 0 | 0 | 0 | 0 | 0 | 0 | 0 | 0 | 0 | 0 | 0 | 0 | 0 | 0 | 0 | 0 | 429028.8149 | 445846.7857 | 456700.9251 | 460057.866 | 462293.2901 | 448831.3198 | 456546.7791 | 462614.5489 | 465029.4754 | 472255.7208 | 532442.9229 | 511791.4424 | 486020.9582 | 0 | 0 | 0 | 0 | 0 | 0 | 0 | 0 | 0 | 0 | 0 | 6089460.8495 | OK
| 2024 | 0 | 0 | 0 | 0 | 0 | 0 | 0 | 0 | 0 | 0 | 0 | 0 | 0 | 0 | 0 | 0 | 0 | 0 | 0 | 0 | 0 | 0 | 445846.7857 | 456700.9251 | 460057.866 | 462293.2901 | 448831.3198 | 456546.7791 | 462614.5489 | 465029.4754 | 472255.7208 | 532442.9229 | 511791.4424 | 486020.9582 | 477538.3285 | 0 | 0 | 0 | 0 | 0 | 0 | 0 | 0 | 0 | 0 | 6137970.3631 | OK
| 2025 | 0 | 0 | 0 | 0 | 0 | 0 | 0 | 0 | 0 | 0 | 0 | 0 | 0 | 0 | 0 | 0 | 0 | 0 | 0 | 0 | 0 | 0 | 0 | 456700.9251 | 460057.866 | 462293.2901 | 448831.3198 | 456546.7791 | 462614.5489 | 465029.4754 | 472255.7208 | 532442.9229 | 511791.4424 | 486020.9582 | 477538.3285 | 492069.9863 | 0 | 0 | 0 | 0 | 0 | 0 | 0 | 0 | 0 | 6184193.5637 | OK
| 2026 | 0 | 0 | 0 | 0 | 0 | 0 | 0 | 0 | 0 | 0 | 0 | 0 | 0 | 0 | 0 | 0 | 0 | 0 | 0 | 0 | 0 | 0 | 0 | 0 | 460057.866 | 462293.2901 | 448831.3198 | 456546.7791 | 462614.5489 | 465029.4754 | 472255.7208 | 532442.9229 | 511791.4424 | 486020.9582 | 477538.3285 | 492069.9863 | 508672.9315 | 0 | 0 | 0 | 0 | 0 | 0 | 0 | 0 | 6236165.5702 | OK
| 2027 | 0 | 0 | 0 | 0 | 0 | 0 | 0 | 0 | 0 | 0 | 0 | 0 | 0 | 0 | 0 | 0 | 0 | 0 | 0 | 0 | 0 | 0 | 0 | 0 | 0 | 462293.2901 | 448831.3198 | 456546.7791 | 462614.5489 | 465029.4754 | 472255.7208 | 532442.9229 | 511791.4424 | 486020.9582 | 477538.3285 | 492069.9863 | 508672.9315 | 518955.7573 | 0 | 0 | 0 | 0 | 0 | 0 | 0 | 6295063.4615 | OK
| 2028 | 0 | 0 | 0 | 0 | 0 | 0 | 0 | 0 | 0 | 0 | 0 | 0 | 0 | 0 | 0 | 0 | 0 | 0 | 0 | 0 | 0 | 0 | 0 | 0 | 0 | 0 | 448831.3198 | 456546.7791 | 462614.5489 | 465029.4754 | 472255.7208 | 532442.9229 | 511791.4424 | 486020.9582 | 477538.3285 | 492069.9863 | 508672.9315 | 518955.7573 | 521091.4324 | 0 | 0 | 0 | 0 | 0 | 0 | 6353861.6037 | OK
| 2029 | 0 | 0 | 0 | 0 | 0 | 0 | 0 | 0 | 0 | 0 | 0 | 0 | 0 | 0 | 0 | 0 | 0 | 0 | 0 | 0 | 0 | 0 | 0 | 0 | 0 | 0 | 0 | 456546.7791 | 462614.5489 | 465029.4754 | 472255.7208 | 532442.9229 | 511791.4424 | 486020.9582 | 477538.3285 | 492069.9863 | 508672.9315 | 518955.7573 | 521091.4324 | 521737.5516 | 0 | 0 | 0 | 0 | 0 | 6426767.8354 | OK
| 2030 | 0 | 0 | 0 | 0 | 0 | 0 | 0 | 0 | 0 | 0 | 0 | 0 | 0 | 0 | 0 | 0 | 0 | 0 | 0 | 0 | 0 | 0 | 0 | 0 | 0 | 0 | 0 | 0 | 462614.5489 | 465029.4754 | 472255.7208 | 532442.9229 | 511791.4424 | 486020.9582 | 477538.3285 | 492069.9863 | 508672.9315 | 518955.7573 | 521091.4324 | 521737.5516 | 507191.9556 | 0 | 0 | 0 | 0 | 6477413.012 | OK
| 2031 | 0 | 0 | 0 | 0 | 0 | 0 | 0 | 0 | 0 | 0 | 0 | 0 | 0 | 0 | 0 | 0 | 0 | 0 | 0 | 0 | 0 | 0 | 0 | 0 | 0 | 0 | 0 | 0 | 0 | 465029.4754 | 472255.7208 | 532442.9229 | 511791.4424 | 486020.9582 | 477538.3285 | 492069.9863 | 508672.9315 | 518955.7573 | 521091.4324 | 521737.5516 | 507191.9556 | 514673.0595 | 0 | 0 | 0 | 6529471.5225 | OK
| 2032 | 0 | 0 | 0 | 0 | 0 | 0 | 0 | 0 | 0 | 0 | 0 | 0 | 0 | 0 | 0 | 0 | 0 | 0 | 0 | 0 | 0 | 0 | 0 | 0 | 0 | 0 | 0 | 0 | 0 | 0 | 472255.7208 | 532442.9229 | 511791.4424 | 486020.9582 | 477538.3285 | 492069.9863 | 508672.9315 | 518955.7573 | 521091.4324 | 521737.5516 | 507191.9556 | 514673.0595 | 520740.8293 | 0 | 0 | 6585182.8763 | OK
| 2033 | 0 | 0 | 0 | 0 | 0 | 0 | 0 | 0 | 0 | 0 | 0 | 0 | 0 | 0 | 0 | 0 | 0 | 0 | 0 | 0 | 0 | 0 | 0 | 0 | 0 | 0 | 0 | 0 | 0 | 0 | 0 | 532442.9229 | 511791.4424 | 486020.9582 | 477538.3285 | 492069.9863 | 508672.9315 | 518955.7573 | 521091.4324 | 521737.5516 | 507191.9556 | 514673.0595 | 520740.8293 | 523155.7558 | 0 | 6636082.9113 | OK
| 2034 | 0 | 0 | 0 | 0 | 0 | 0 | 0 | 0 | 0 | 0 | 0 | 0 | 0 | 0 | 0 | 0 | 0 | 0 | 0 | 0 | 0 | 0 | 0 | 0 | 0 | 0 | 0 | 0 | 0 | 0 | 0 | 0 | 511791.4424 | 486020.9582 | 477538.3285 | 492069.9863 | 508672.9315 | 518955.7573 | 521091.4324 | 521737.5516 | 507191.9556 | 514673.0595 | 520740.8293 | 523155.7558 | 530382.0012 | 6634021.9895 | OK
Vintage Distribution
|  | 1990 | 1991 | 1992 | 1993 | 1994 | 1995 | 1996 | 1997 | 1998 | 1999 | 2000 | 2001 | 2002 | 2003 | 2004 | 2005 | 2006 | 2007 | 2008 | 2009 | 2010 | 2011 | 2012 | 2013 | 2014 | 2015 | 2016 | 2017 | 2018 | 2019 | 2020 | 2021 | 2022 | 2023 | 2024 | 2025 | 2026 | 2027 | 2028 | 2029 | 2030 | 2031 | 2032 | 2033 | 2034 | Sum Check
| 1990 | [45 empty] | 0% | bar: 1990 to 2034
| 1991 | 0% | 100% | 0% | 0% | 0% | 0% | 0% | 0% | 0% | 0% | 0% | 0% | 0% | 0% | 0% | 0% | 0% | 0% | 0% | 0% | 0% | 0% | 0% | 0% | 0% | 0% | 0% | 0% | 0% | 0% | 0% | 0% | 0% | 0% | 0% | 0% | 0% | 0% | 0% | 0% | 0% | 0% | 0% | 0% | 0% | 100%
| 1992 | 0% | 50.01% | 49.99% | 0% | 0% | 0% | 0% | 0% | 0% | 0% | 0% | 0% | 0% | 0% | 0% | 0% | 0% | 0% | 0% | 0% | 0% | 0% | 0% | 0% | 0% | 0% | 0% | 0% | 0% | 0% | 0% | 0% | 0% | 0% | 0% | 0% | 0% | 0% | 0% | 0% | 0% | 0% | 0% | 0% | 0% | 100%
| 1993 | 0% | 33.35% | 33.33% | 33.32% | 0% | 0% | 0% | 0% | 0% | 0% | 0% | 0% | 0% | 0% | 0% | 0% | 0% | 0% | 0% | 0% | 0% | 0% | 0% | 0% | 0% | 0% | 0% | 0% | 0% | 0% | 0% | 0% | 0% | 0% | 0% | 0% | 0% | 0% | 0% | 0% | 0% | 0% | 0% | 0% | 0% | 100%
| 1994 | 0% | 25.01% | 25% | 24.99% | 24.99% | 0% | 0% | 0% | 0% | 0% | 0% | 0% | 0% | 0% | 0% | 0% | 0% | 0% | 0% | 0% | 0% | 0% | 0% | 0% | 0% | 0% | 0% | 0% | 0% | 0% | 0% | 0% | 0% | 0% | 0% | 0% | 0% | 0% | 0% | 0% | 0% | 0% | 0% | 0% | 0% | 100%
| 1995 | 0% | 20.01% | 20% | 19.99% | 19.99% | 20.01% | 0% | 0% | 0% | 0% | 0% | 0% | 0% | 0% | 0% | 0% | 0% | 0% | 0% | 0% | 0% | 0% | 0% | 0% | 0% | 0% | 0% | 0% | 0% | 0% | 0% | 0% | 0% | 0% | 0% | 0% | 0% | 0% | 0% | 0% | 0% | 0% | 0% | 0% | 0% | 100%
| 1996 | 0% | 16.67% | 16.66% | 16.65% | 16.65% | 16.67% | 16.7% | 0% | 0% | 0% | 0% | 0% | 0% | 0% | 0% | 0% | 0% | 0% | 0% | 0% | 0% | 0% | 0% | 0% | 0% | 0% | 0% | 0% | 0% | 0% | 0% | 0% | 0% | 0% | 0% | 0% | 0% | 0% | 0% | 0% | 0% | 0% | 0% | 0% | 0% | 100%
| 1997 | 0% | 14.29% | 14.28% | 14.28% | 14.28% | 14.29% | 14.32% | 14.26% | 0% | 0% | 0% | 0% | 0% | 0% | 0% | 0% | 0% | 0% | 0% | 0% | 0% | 0% | 0% | 0% | 0% | 0% | 0% | 0% | 0% | 0% | 0% | 0% | 0% | 0% | 0% | 0% | 0% | 0% | 0% | 0% | 0% | 0% | 0% | 0% | 0% | 100%
| 1998 | 0% | 12.51% | 12.5% | 12.5% | 12.5% | 12.51% | 12.53% | 12.48% | 12.47% | 0% | 0% | 0% | 0% | 0% | 0% | 0% | 0% | 0% | 0% | 0% | 0% | 0% | 0% | 0% | 0% | 0% | 0% | 0% | 0% | 0% | 0% | 0% | 0% | 0% | 0% | 0% | 0% | 0% | 0% | 0% | 0% | 0% | 0% | 0% | 0% | 100%
| 1999 | 0% | 11.12% | 11.11% | 11.11% | 11.11% | 11.12% | 11.14% | 11.09% | 11.09% | 11.12% | 0% | 0% | 0% | 0% | 0% | 0% | 0% | 0% | 0% | 0% | 0% | 0% | 0% | 0% | 0% | 0% | 0% | 0% | 0% | 0% | 0% | 0% | 0% | 0% | 0% | 0% | 0% | 0% | 0% | 0% | 0% | 0% | 0% | 0% | 0% | 100%
| 2000 | 0% | 10% | 9.997% | 9.993% | 9.994% | 10% | 10.02% | 9.977% | 9.972% | 10% | 10.04% | 0% | 0% | 0% | 0% | 0% | 0% | 0% | 0% | 0% | 0% | 0% | 0% | 0% | 0% | 0% | 0% | 0% | 0% | 0% | 0% | 0% | 0% | 0% | 0% | 0% | 0% | 0% | 0% | 0% | 0% | 0% | 0% | 0% | 0% | 100%
| 2001 | 0% | 9.083% | 9.079% | 9.076% | 9.077% | 9.084% | 9.1% | 9.06% | 9.057% | 9.082% | 9.119% | 9.184% | 0% | 0% | 0% | 0% | 0% | 0% | 0% | 0% | 0% | 0% | 0% | 0% | 0% | 0% | 0% | 0% | 0% | 0% | 0% | 0% | 0% | 0% | 0% | 0% | 0% | 0% | 0% | 0% | 0% | 0% | 0% | 0% | 0% | 100%
| 2002 | 0% | 8.344% | 8.34% | 8.337% | 8.338% | 8.344% | 8.36% | 8.323% | 8.319% | 8.343% | 8.376% | 8.436% | 8.14% | 0% | 0% | 0% | 0% | 0% | 0% | 0% | 0% | 0% | 0% | 0% | 0% | 0% | 0% | 0% | 0% | 0% | 0% | 0% | 0% | 0% | 0% | 0% | 0% | 0% | 0% | 0% | 0% | 0% | 0% | 0% | 0% | 100%
| 2003 | 0% | 7.704% | 7.701% | 7.698% | 7.699% | 7.705% | 7.719% | 7.685% | 7.682% | 7.703% | 7.734% | 7.789% | 7.516% | 7.665% | 0% | 0% | 0% | 0% | 0% | 0% | 0% | 0% | 0% | 0% | 0% | 0% | 0% | 0% | 0% | 0% | 0% | 0% | 0% | 0% | 0% | 0% | 0% | 0% | 0% | 0% | 0% | 0% | 0% | 0% | 0% | 100%
| 2004 | 0% | 0% | 7.693% | 7.689% | 7.69% | 7.696% | 7.71% | 7.677% | 7.673% | 7.695% | 7.726% | 7.781% | 7.508% | 7.657% | 7.804% | 0% | 0% | 0% | 0% | 0% | 0% | 0% | 0% | 0% | 0% | 0% | 0% | 0% | 0% | 0% | 0% | 0% | 0% | 0% | 0% | 0% | 0% | 0% | 0% | 0% | 0% | 0% | 0% | 0% | 0% | 100%
| 2005 | 0% | 0% | 0% | 7.675% | 7.676% | 7.682% | 7.696% | 7.662% | 7.659% | 7.681% | 7.712% | 7.766% | 7.494% | 7.643% | 7.789% | 7.866% | 0% | 0% | 0% | 0% | 0% | 0% | 0% | 0% | 0% | 0% | 0% | 0% | 0% | 0% | 0% | 0% | 0% | 0% | 0% | 0% | 0% | 0% | 0% | 0% | 0% | 0% | 0% | 0% | 0% | 100%
| 2006 | 0% | 0% | 0% | 0% | 7.648% | 7.654% | 7.668% | 7.634% | 7.631% | 7.653% | 7.683% | 7.738% | 7.466% | 7.615% | 7.761% | 7.837% | 8.012% | 0% | 0% | 0% | 0% | 0% | 0% | 0% | 0% | 0% | 0% | 0% | 0% | 0% | 0% | 0% | 0% | 0% | 0% | 0% | 0% | 0% | 0% | 0% | 0% | 0% | 0% | 0% | 0% | 100%
| 2007 | 0% | 0% | 0% | 0% | 0% | 7.535% | 7.548% | 7.515% | 7.512% | 7.533% | 7.564% | 7.618% | 7.35% | 7.496% | 7.64% | 7.715% | 7.887% | 9.087% | 0% | 0% | 0% | 0% | 0% | 0% | 0% | 0% | 0% | 0% | 0% | 0% | 0% | 0% | 0% | 0% | 0% | 0% | 0% | 0% | 0% | 0% | 0% | 0% | 0% | 0% | 0% | 100%
| 2008 | 0% | 0% | 0% | 0% | 0% | 0% | 7.46% | 7.428% | 7.424% | 7.445% | 7.475% | 7.529% | 7.264% | 7.409% | 7.551% | 7.625% | 7.795% | 8.98% | 8.615% | 0% | 0% | 0% | 0% | 0% | 0% | 0% | 0% | 0% | 0% | 0% | 0% | 0% | 0% | 0% | 0% | 0% | 0% | 0% | 0% | 0% | 0% | 0% | 0% | 0% | 0% | 100%
| 2009 | 0% | 0% | 0% | 0% | 0% | 0% | 0% | 7.377% | 7.374% | 7.395% | 7.425% | 7.478% | 7.215% | 7.359% | 7.5% | 7.574% | 7.742% | 8.92% | 8.557% | 8.085% | 0% | 0% | 0% | 0% | 0% | 0% | 0% | 0% | 0% | 0% | 0% | 0% | 0% | 0% | 0% | 0% | 0% | 0% | 0% | 0% | 0% | 0% | 0% | 0% | 0% | 100%
| 2010 | 0% | 0% | 0% | 0% | 0% | 0% | 0% | 0% | 7.333% | 7.354% | 7.383% | 7.436% | 7.175% | 7.317% | 7.458% | 7.531% | 7.699% | 8.87% | 8.51% | 8.04% | 7.894% | 0% | 0% | 0% | 0% | 0% | 0% | 0% | 0% | 0% | 0% | 0% | 0% | 0% | 0% | 0% | 0% | 0% | 0% | 0% | 0% | 0% | 0% | 0% | 0% | 100%
| 2011 | 0% | 0% | 0% | 0% | 0% | 0% | 0% | 0% | 0% | 7.291% | 7.321% | 7.373% | 7.114% | 7.255% | 7.394% | 7.467% | 7.633% | 8.795% | 8.437% | 7.972% | 7.827% | 8.121% | 0% | 0% | 0% | 0% | 0% | 0% | 0% | 0% | 0% | 0% | 0% | 0% | 0% | 0% | 0% | 0% | 0% | 0% | 0% | 0% | 0% | 0% | 0% | 100%
| 2012 | 0% | 0% | 0% | 0% | 0% | 0% | 0% | 0% | 0% | 0% | 7.238% | 7.289% | 7.033% | 7.173% | 7.311% | 7.383% | 7.547% | 8.695% | 8.342% | 7.881% | 7.738% | 8.028% | 8.343% | 0% | 0% | 0% | 0% | 0% | 0% | 0% | 0% | 0% | 0% | 0% | 0% | 0% | 0% | 0% | 0% | 0% | 0% | 0% | 0% | 0% | 0% | 100%
| 2013 | 0% | 0% | 0% | 0% | 0% | 0% | 0% | 0% | 0% | 0% | 0% | 7.195% | 6.942% | 7.08% | 7.216% | 7.287% | 7.449% | 8.582% | 8.234% | 7.779% | 7.638% | 7.925% | 8.235% | 8.436% | 0% | 0% | 0% | 0% | 0% | 0% | 0% | 0% | 0% | 0% | 0% | 0% | 0% | 0% | 0% | 0% | 0% | 0% | 0% | 0% | 0% | 100%
| 2014 | 0% | 0% | 0% | 0% | 0% | 0% | 0% | 0% | 0% | 0% | 0% | 0% | 6.853% | 6.989% | 7.123% | 7.193% | 7.353% | 8.472% | 8.128% | 7.679% | 7.54% | 7.823% | 8.129% | 8.327% | 8.389% | 0% | 0% | 0% | 0% | 0% | 0% | 0% | 0% | 0% | 0% | 0% | 0% | 0% | 0% | 0% | 0% | 0% | 0% | 0% | 0% | 100%
| 2015 | 0% | 0% | 0% | 0% | 0% | 0% | 0% | 0% | 0% | 0% | 0% | 0% | 0% | 6.881% | 7.013% | 7.082% | 7.239% | 8.341% | 8.002% | 7.56% | 7.423% | 7.701% | 8.003% | 8.198% | 8.258% | 8.298% | 0% | 0% | 0% | 0% | 0% | 0% | 0% | 0% | 0% | 0% | 0% | 0% | 0% | 0% | 0% | 0% | 0% | 0% | 0% | 100%
| 2016 | 0% | 0% | 0% | 0% | 0% | 0% | 0% | 0% | 0% | 0% | 0% | 0% | 0% | 0% | 6.931% | 7% | 7.155% | 8.244% | 7.909% | 7.472% | 7.337% | 7.612% | 7.91% | 8.103% | 8.162% | 8.202% | 7.963% | 0% | 0% | 0% | 0% | 0% | 0% | 0% | 0% | 0% | 0% | 0% | 0% | 0% | 0% | 0% | 0% | 0% | 0% | 100%
| 2017 | 0% | 0% | 0% | 0% | 0% | 0% | 0% | 0% | 0% | 0% | 0% | 0% | 0% | 0% | 0% | 6.919% | 7.072% | 8.148% | 7.817% | 7.386% | 7.252% | 7.524% | 7.819% | 8.009% | 8.068% | 8.107% | 7.871% | 8.006% | 0% | 0% | 0% | 0% | 0% | 0% | 0% | 0% | 0% | 0% | 0% | 0% | 0% | 0% | 0% | 0% | 0% | 100%
| 2018 | 0% | 0% | 0% | 0% | 0% | 0% | 0% | 0% | 0% | 0% | 0% | 0% | 0% | 0% | 0% | 0% | 6.989% | 8.052% | 7.725% | 7.299% | 7.166% | 7.435% | 7.727% | 7.915% | 7.973% | 8.012% | 7.778% | 7.912% | 8.017% | 0% | 0% | 0% | 0% | 0% | 0% | 0% | 0% | 0% | 0% | 0% | 0% | 0% | 0% | 0% | 0% | 100%
| 2019 | 0% | 0% | 0% | 0% | 0% | 0% | 0% | 0% | 0% | 0% | 0% | 0% | 0% | 0% | 0% | 0% | 0% | 7.967% | 7.643% | 7.222% | 7.091% | 7.356% | 7.645% | 7.831% | 7.888% | 7.927% | 7.696% | 7.828% | 7.932% | 7.974% | 0% | 0% | 0% | 0% | 0% | 0% | 0% | 0% | 0% | 0% | 0% | 0% | 0% | 0% | 0% | 100%
| 2020 | 0% | 0% | 0% | 0% | 0% | 0% | 0% | 0% | 0% | 0% | 0% | 0% | 0% | 0% | 0% | 0% | 0% | 0% | 7.633% | 7.212% | 7.081% | 7.347% | 7.635% | 7.821% | 7.878% | 7.916% | 7.686% | 7.818% | 7.922% | 7.963% | 8.087% | 0% | 0% | 0% | 0% | 0% | 0% | 0% | 0% | 0% | 0% | 0% | 0% | 0% | 0% | 100%
| 2021 | 0% | 0% | 0% | 0% | 0% | 0% | 0% | 0% | 0% | 0% | 0% | 0% | 0% | 0% | 0% | 0% | 0% | 0% | 0% | 7.107% | 6.978% | 7.239% | 7.523% | 7.706% | 7.763% | 7.801% | 7.573% | 7.704% | 7.806% | 7.847% | 7.969% | 8.984% | 0% | 0% | 0% | 0% | 0% | 0% | 0% | 0% | 0% | 0% | 0% | 0% | 0% | 100%
| 2022 | 0% | 0% | 0% | 0% | 0% | 0% | 0% | 0% | 0% | 0% | 0% | 0% | 0% | 0% | 0% | 0% | 0% | 0% | 0% | 0% | 6.873% | 7.13% | 7.41% | 7.59% | 7.646% | 7.683% | 7.459% | 7.588% | 7.688% | 7.729% | 7.849% | 8.849% | 8.506% | 0% | 0% | 0% | 0% | 0% | 0% | 0% | 0% | 0% | 0% | 0% | 0% | 100%
| 2023 | 0% | 0% | 0% | 0% | 0% | 0% | 0% | 0% | 0% | 0% | 0% | 0% | 0% | 0% | 0% | 0% | 0% | 0% | 0% | 0% | 0% | 7.045% | 7.322% | 7.5% | 7.555% | 7.592% | 7.371% | 7.497% | 7.597% | 7.637% | 7.755% | 8.744% | 8.405% | 7.981% | 0% | 0% | 0% | 0% | 0% | 0% | 0% | 0% | 0% | 0% | 0% | 100%
| 2024 | 0% | 0% | 0% | 0% | 0% | 0% | 0% | 0% | 0% | 0% | 0% | 0% | 0% | 0% | 0% | 0% | 0% | 0% | 0% | 0% | 0% | 0% | 7.264% | 7.441% | 7.495% | 7.532% | 7.312% | 7.438% | 7.537% | 7.576% | 7.694% | 8.675% | 8.338% | 7.918% | 7.78% | 0% | 0% | 0% | 0% | 0% | 0% | 0% | 0% | 0% | 0% | 100%
| 2025 | 0% | 0% | 0% | 0% | 0% | 0% | 0% | 0% | 0% | 0% | 0% | 0% | 0% | 0% | 0% | 0% | 0% | 0% | 0% | 0% | 0% | 0% | 0% | 7.385% | 7.439% | 7.475% | 7.258% | 7.382% | 7.481% | 7.52% | 7.636% | 8.61% | 8.276% | 7.859% | 7.722% | 7.957% | 0% | 0% | 0% | 0% | 0% | 0% | 0% | 0% | 0% | 100%
| 2026 | 0% | 0% | 0% | 0% | 0% | 0% | 0% | 0% | 0% | 0% | 0% | 0% | 0% | 0% | 0% | 0% | 0% | 0% | 0% | 0% | 0% | 0% | 0% | 0% | 7.377% | 7.413% | 7.197% | 7.321% | 7.418% | 7.457% | 7.573% | 8.538% | 8.207% | 7.794% | 7.658% | 7.891% | 8.157% | 0% | 0% | 0% | 0% | 0% | 0% | 0% | 0% | 100%
| 2027 | 0% | 0% | 0% | 0% | 0% | 0% | 0% | 0% | 0% | 0% | 0% | 0% | 0% | 0% | 0% | 0% | 0% | 0% | 0% | 0% | 0% | 0% | 0% | 0% | 0% | 7.344% | 7.13% | 7.252% | 7.349% | 7.387% | 7.502% | 8.458% | 8.13% | 7.721% | 7.586% | 7.817% | 8.081% | 8.244% | 0% | 0% | 0% | 0% | 0% | 0% | 0% | 100%
| 2028 | 0% | 0% | 0% | 0% | 0% | 0% | 0% | 0% | 0% | 0% | 0% | 0% | 0% | 0% | 0% | 0% | 0% | 0% | 0% | 0% | 0% | 0% | 0% | 0% | 0% | 0% | 7.064% | 7.185% | 7.281% | 7.319% | 7.433% | 8.38% | 8.055% | 7.649% | 7.516% | 7.744% | 8.006% | 8.168% | 8.201% | 0% | 0% | 0% | 0% | 0% | 0% | 100%
| 2029 | 0% | 0% | 0% | 0% | 0% | 0% | 0% | 0% | 0% | 0% | 0% | 0% | 0% | 0% | 0% | 0% | 0% | 0% | 0% | 0% | 0% | 0% | 0% | 0% | 0% | 0% | 0% | 7.104% | 7.198% | 7.236% | 7.348% | 8.285% | 7.963% | 7.562% | 7.43% | 7.657% | 7.915% | 8.075% | 8.108% | 8.118% | 0% | 0% | 0% | 0% | 0% | 100%
| 2030 | 0% | 0% | 0% | 0% | 0% | 0% | 0% | 0% | 0% | 0% | 0% | 0% | 0% | 0% | 0% | 0% | 0% | 0% | 0% | 0% | 0% | 0% | 0% | 0% | 0% | 0% | 0% | 0% | 7.142% | 7.179% | 7.291% | 8.22% | 7.901% | 7.503% | 7.372% | 7.597% | 7.853% | 8.012% | 8.045% | 8.055% | 7.83% | 0% | 0% | 0% | 0% | 100%
| 2031 | 0% | 0% | 0% | 0% | 0% | 0% | 0% | 0% | 0% | 0% | 0% | 0% | 0% | 0% | 0% | 0% | 0% | 0% | 0% | 0% | 0% | 0% | 0% | 0% | 0% | 0% | 0% | 0% | 0% | 7.122% | 7.233% | 8.154% | 7.838% | 7.443% | 7.314% | 7.536% | 7.79% | 7.948% | 7.981% | 7.991% | 7.768% | 7.882% | 0% | 0% | 0% | 100%
| 2032 | 0% | 0% | 0% | 0% | 0% | 0% | 0% | 0% | 0% | 0% | 0% | 0% | 0% | 0% | 0% | 0% | 0% | 0% | 0% | 0% | 0% | 0% | 0% | 0% | 0% | 0% | 0% | 0% | 0% | 0% | 7.171% | 8.085% | 7.772% | 7.381% | 7.252% | 7.472% | 7.725% | 7.881% | 7.913% | 7.923% | 7.702% | 7.816% | 7.908% | 0% | 0% | 100%
| 2033 | 0% | 0% | 0% | 0% | 0% | 0% | 0% | 0% | 0% | 0% | 0% | 0% | 0% | 0% | 0% | 0% | 0% | 0% | 0% | 0% | 0% | 0% | 0% | 0% | 0% | 0% | 0% | 0% | 0% | 0% | 0% | 8.023% | 7.712% | 7.324% | 7.196% | 7.415% | 7.665% | 7.82% | 7.852% | 7.862% | 7.643% | 7.756% | 7.847% | 7.884% | 0% | 100%
| 2034 | 0% | 0% | 0% | 0% | 0% | 0% | 0% | 0% | 0% | 0% | 0% | 0% | 0% | 0% | 0% | 0% | 0% | 0% | 0% | 0% | 0% | 0% | 0% | 0% | 0% | 0% | 0% | 0% | 0% | 0% | 0% | 0% | 7.715% | 7.326% | 7.198% | 7.417% | 7.668% | 7.823% | 7.855% | 7.865% | 7.645% | 7.758% | 7.85% | 7.886% | 7.995% | 100%
Installed UEC (kWh)
|  | Average pre-case UEC | Average post-case UEC
| 1990 | 1990: 0; 1991: 0
| 1991 | 1990: 75.7168; 1991: 75.7168
| 1992 | 1990: 75.7168; 1991: 75.7168
| 1993 | 1990: 75.7168; 1991: 75.7168
| 1994 | 1990: 75.7168; 1991: 75.7168
| 1995 | 1990: 75.7168; 1991: 75.7168
| 1996 | 1990: 75.7168; 1991: 75.7168
| 1997 | 1990: 75.7168; 1991: 75.7168
| 1998 | 1990: 75.7168; 1991: 75.7168
| 1999 | 1990: 75.7168; 1991: 75.7168
| 2000 | 1990: 75.7168; 1991: 75.7168
| 2001 | 1990: 75.7168; 1991: 75.7168
| 2002 | 1990: 75.7168; 1991: 75.7168
| 2003 | 1990: 75.7168; 1991: 75.7168
| 2004 | 1990: 75.7168; 1991: 75.7168
| 2005 | 1990: 75.7168; 1991: 75.7168
| 2006 | 1990: 75.7168; 1991: 75.7168
| 2007 | 1990: 75.7168; 1991: 75.7168
| 2008 | 1990: 75.7168; 1991: 75.2186
| 2009 | 1990: 75.7168; 1991: 74.7545
| 2010 | 1990: 75.7168; 1991: 74.3033
| 2011 | 1990: 75.7168; 1991: 73.8458
| 2012 | 1990: 75.7168; 1991: 73.3845
| 2013 | 1990: 75.7168; 1991: 72.9269
| 2014 | 1990: 75.7168; 1991: 72.4777
| 2015 | 1990: 75.7168; 1991: 72.0481
| 2016 | 1990: 75.7168; 1991: 71.6302
| 2017 | 1990: 75.7168; 1991: 71.2144
| 2018 | 1990: 75.7168; 1991: 70.804
| 2019 | 1990: 75.7168; 1991: 70.3949
| 2020 | 1990: 75.7168; 1991: 69.9342
| 2021 | 1990: 75.7168; 1991: 69.9342
| 2022 | 1990: 75.7168; 1991: 69.9342
| 2023 | 1990: 75.7168; 1991: 69.9342
| 2024 | 1990: 75.7168; 1991: 69.9342
| 2025 | 1990: 75.7168; 1991: 69.9342
| 2026 | 1990: 75.7168; 1991: 69.9342
| 2027 | 1990: 75.7168; 1991: 69.9342
| 2028 | 1990: 75.7168; 1991: 69.9342
| 2029 | 1990: 75.7168; 1991: 69.9342
| 2030 | 1990: 75.7168; 1991: 69.9342
| 2031 | 1990: 75.7168; 1991: 69.9342
| 2032 | 1990: 75.7168; 1991: 69.9342
| 2033 | 1990: 75.7168; 1991: 69.9342
| 2034 | 1990: 75.7168; 1991: 69.9342

## Installed UEC-MF
Installed Units by Year by Vintage (linked to Stock Model)
|  | 1 | 2 | 3 | 4 | 5 | 6 | 7 | 8 | 9 | 10 | 11 | 12 | 13 | 14 | 15 | 16 | 17 | 18 | 19 | 20 | 21 | 22 | 23 | 24 | 25 | 26 | 27 | 28 | 29 | 30 | 31 | 32 | 33 | 34 | 35 | 36 | 37 | 38 | 39 | 40 | 41 | 42 | 43 | 44 | 45
Vintage
|  | 1990 | 1991 | 1992 | 1993 | 1994 | 1995 | 1996 | 1997 | 1998 | 1999 | 2000 | 2001 | 2002 | 2003 | 2004 | 2005 | 2006 | 2007 | 2008 | 2009 | 2010 | 2011 | 2012 | 2013 | 2014 | 2015 | 2016 | 2017 | 2018 | 2019 | 2020 | 2021 | 2022 | 2023 | 2024 | 2025 | 2026 | 2027 | 2028 | 2029 | 2030 | 2031 | 2032 | 2033 | 2034 | Total units | check
Year | 1990 | 0 | 0 | 0 | 0 | 0 | 0 | 0 | 0 | 0 | 0 | 0 | 0 | 0 | 0 | 0 | 0 | 0 | 0 | 0 | 0 | 0 | 0 | 0 | 0 | 0 | 0 | 0 | 0 | 0 | 0 | 0 | 0 | 0 | 0 | 0 | 0 | 0 | 0 | 0 | 0 | 0 | 0 | 0 | 0 | 0 | 0 | OK
| 1991 | 0 | 91943.9538 | 0 | 0 | 0 | 0 | 0 | 0 | 0 | 0 | 0 | 0 | 0 | 0 | 0 | 0 | 0 | 0 | 0 | 0 | 0 | 0 | 0 | 0 | 0 | 0 | 0 | 0 | 0 | 0 | 0 | 0 | 0 | 0 | 0 | 0 | 0 | 0 | 0 | 0 | 0 | 0 | 0 | 0 | 0 | 91943.9538 | OK
| 1992 | 0 | 91943.9538 | 91958.1158 | 0 | 0 | 0 | 0 | 0 | 0 | 0 | 0 | 0 | 0 | 0 | 0 | 0 | 0 | 0 | 0 | 0 | 0 | 0 | 0 | 0 | 0 | 0 | 0 | 0 | 0 | 0 | 0 | 0 | 0 | 0 | 0 | 0 | 0 | 0 | 0 | 0 | 0 | 0 | 0 | 0 | 0 | 183902.0696 | OK
| 1993 | 0 | 91943.9538 | 91958.1158 | 91940.8894 | 0 | 0 | 0 | 0 | 0 | 0 | 0 | 0 | 0 | 0 | 0 | 0 | 0 | 0 | 0 | 0 | 0 | 0 | 0 | 0 | 0 | 0 | 0 | 0 | 0 | 0 | 0 | 0 | 0 | 0 | 0 | 0 | 0 | 0 | 0 | 0 | 0 | 0 | 0 | 0 | 0 | 275842.959 | OK
| 1994 | 0 | 91943.9538 | 91958.1158 | 91940.8894 | 91912.744 | 0 | 0 | 0 | 0 | 0 | 0 | 0 | 0 | 0 | 0 | 0 | 0 | 0 | 0 | 0 | 0 | 0 | 0 | 0 | 0 | 0 | 0 | 0 | 0 | 0 | 0 | 0 | 0 | 0 | 0 | 0 | 0 | 0 | 0 | 0 | 0 | 0 | 0 | 0 | 0 | 367755.703 | OK
| 1995 | 0 | 91943.9538 | 91958.1158 | 91940.8894 | 91912.744 | 91932.3379 | 0 | 0 | 0 | 0 | 0 | 0 | 0 | 0 | 0 | 0 | 0 | 0 | 0 | 0 | 0 | 0 | 0 | 0 | 0 | 0 | 0 | 0 | 0 | 0 | 0 | 0 | 0 | 0 | 0 | 0 | 0 | 0 | 0 | 0 | 0 | 0 | 0 | 0 | 0 | 459688.0408 | OK
| 1996 | 0 | 91943.9538 | 91958.1158 | 91940.8894 | 91912.744 | 91932.3379 | 91975.6818 | 0 | 0 | 0 | 0 | 0 | 0 | 0 | 0 | 0 | 0 | 0 | 0 | 0 | 0 | 0 | 0 | 0 | 0 | 0 | 0 | 0 | 0 | 0 | 0 | 0 | 0 | 0 | 0 | 0 | 0 | 0 | 0 | 0 | 0 | 0 | 0 | 0 | 0 | 551663.7227 | OK
| 1997 | 0 | 91943.9538 | 91958.1158 | 91940.8894 | 91912.744 | 91932.3379 | 91975.6818 | 92028.9259 | 0 | 0 | 0 | 0 | 0 | 0 | 0 | 0 | 0 | 0 | 0 | 0 | 0 | 0 | 0 | 0 | 0 | 0 | 0 | 0 | 0 | 0 | 0 | 0 | 0 | 0 | 0 | 0 | 0 | 0 | 0 | 0 | 0 | 0 | 0 | 0 | 0 | 643692.6486 | OK
| 1998 | 0 | 91943.9538 | 91958.1158 | 91940.8894 | 91912.744 | 91932.3379 | 91975.6818 | 92028.9259 | 91854.7574 | 0 | 0 | 0 | 0 | 0 | 0 | 0 | 0 | 0 | 0 | 0 | 0 | 0 | 0 | 0 | 0 | 0 | 0 | 0 | 0 | 0 | 0 | 0 | 0 | 0 | 0 | 0 | 0 | 0 | 0 | 0 | 0 | 0 | 0 | 0 | 0 | 735547.406 | OK
| 1999 | 0 | 91943.9538 | 91958.1158 | 91940.8894 | 91912.744 | 91932.3379 | 91975.6818 | 92028.9259 | 91854.7574 | 91772.0169 | 0 | 0 | 0 | 0 | 0 | 0 | 0 | 0 | 0 | 0 | 0 | 0 | 0 | 0 | 0 | 0 | 0 | 0 | 0 | 0 | 0 | 0 | 0 | 0 | 0 | 0 | 0 | 0 | 0 | 0 | 0 | 0 | 0 | 0 | 0 | 827319.4229 | OK
| 2000 | 0 | 91943.9538 | 91958.1158 | 91940.8894 | 91912.744 | 91932.3379 | 91975.6818 | 92028.9259 | 91854.7574 | 91772.0169 | 92030.3073 | 0 | 0 | 0 | 0 | 0 | 0 | 0 | 0 | 0 | 0 | 0 | 0 | 0 | 0 | 0 | 0 | 0 | 0 | 0 | 0 | 0 | 0 | 0 | 0 | 0 | 0 | 0 | 0 | 0 | 0 | 0 | 0 | 0 | 0 | 919349.7302 | OK
| 2001 | 0 | 91943.9538 | 91958.1158 | 91940.8894 | 91912.744 | 91932.3379 | 91975.6818 | 92028.9259 | 91854.7574 | 91772.0169 | 92030.3073 | 92192.4015 | 0 | 0 | 0 | 0 | 0 | 0 | 0 | 0 | 0 | 0 | 0 | 0 | 0 | 0 | 0 | 0 | 0 | 0 | 0 | 0 | 0 | 0 | 0 | 0 | 0 | 0 | 0 | 0 | 0 | 0 | 0 | 0 | 0 | 1011542.1317 | OK
| 2002 | 0 | 91943.9538 | 91958.1158 | 91940.8894 | 91912.744 | 91932.3379 | 91975.6818 | 92028.9259 | 91854.7574 | 91772.0169 | 92030.3073 | 92192.4015 | 92295.1466 | 0 | 0 | 0 | 0 | 0 | 0 | 0 | 0 | 0 | 0 | 0 | 0 | 0 | 0 | 0 | 0 | 0 | 0 | 0 | 0 | 0 | 0 | 0 | 0 | 0 | 0 | 0 | 0 | 0 | 0 | 0 | 0 | 1103837.2783 | OK
| 2003 | 0 | 91943.9538 | 91958.1158 | 91940.8894 | 91912.744 | 91932.3379 | 91975.6818 | 92028.9259 | 91854.7574 | 91772.0169 | 92030.3073 | 92192.4015 | 92295.1466 | 90983.9146 | 0 | 0 | 0 | 0 | 0 | 0 | 0 | 0 | 0 | 0 | 0 | 0 | 0 | 0 | 0 | 0 | 0 | 0 | 0 | 0 | 0 | 0 | 0 | 0 | 0 | 0 | 0 | 0 | 0 | 0 | 0 | 1194821.193 | OK
| 2004 | 0 | 0 | 91958.1158 | 91940.8894 | 91912.744 | 91932.3379 | 91975.6818 | 92028.9259 | 91854.7574 | 91772.0169 | 92030.3073 | 92192.4015 | 92295.1466 | 90983.9146 | 91358.3146 | 0 | 0 | 0 | 0 | 0 | 0 | 0 | 0 | 0 | 0 | 0 | 0 | 0 | 0 | 0 | 0 | 0 | 0 | 0 | 0 | 0 | 0 | 0 | 0 | 0 | 0 | 0 | 0 | 0 | 0 | 1194235.5538 | OK
| 2005 | 0 | 0 | 0 | 91940.8894 | 91912.744 | 91932.3379 | 91975.6818 | 92028.9259 | 91854.7574 | 91772.0169 | 92030.3073 | 92192.4015 | 92295.1466 | 90983.9146 | 91358.3146 | 93321.7592 | 0 | 0 | 0 | 0 | 0 | 0 | 0 | 0 | 0 | 0 | 0 | 0 | 0 | 0 | 0 | 0 | 0 | 0 | 0 | 0 | 0 | 0 | 0 | 0 | 0 | 0 | 0 | 0 | 0 | 1195599.1972 | OK
| 2006 | 0 | 0 | 0 | 0 | 91912.744 | 91932.3379 | 91975.6818 | 92028.9259 | 91854.7574 | 91772.0169 | 92030.3073 | 92192.4015 | 92295.1466 | 90983.9146 | 91358.3146 | 93321.7592 | 93002.8722 | 0 | 0 | 0 | 0 | 0 | 0 | 0 | 0 | 0 | 0 | 0 | 0 | 0 | 0 | 0 | 0 | 0 | 0 | 0 | 0 | 0 | 0 | 0 | 0 | 0 | 0 | 0 | 0 | 1196661.18 | OK
| 2007 | 0 | 0 | 0 | 0 | 0 | 91932.3379 | 91975.6818 | 92028.9259 | 91854.7574 | 91772.0169 | 92030.3073 | 92192.4015 | 92295.1466 | 90983.9146 | 91358.3146 | 93321.7592 | 93002.8722 | 111196.7025 | 0 | 0 | 0 | 0 | 0 | 0 | 0 | 0 | 0 | 0 | 0 | 0 | 0 | 0 | 0 | 0 | 0 | 0 | 0 | 0 | 0 | 0 | 0 | 0 | 0 | 0 | 0 | 1215945.1386 | OK
| 2008 | 0 | 0 | 0 | 0 | 0 | 0 | 91975.6818 | 92028.9259 | 91854.7574 | 91772.0169 | 92030.3073 | 92192.4015 | 92295.1466 | 90983.9146 | 91358.3146 | 93321.7592 | 93002.8722 | 111196.7025 | 110787.2471 | 0 | 0 | 0 | 0 | 0 | 0 | 0 | 0 | 0 | 0 | 0 | 0 | 0 | 0 | 0 | 0 | 0 | 0 | 0 | 0 | 0 | 0 | 0 | 0 | 0 | 0 | 1234800.0478 | OK
| 2009 | 0 | 0 | 0 | 0 | 0 | 0 | 0 | 92028.9259 | 91854.7574 | 91772.0169 | 92030.3073 | 92192.4015 | 92295.1466 | 90983.9146 | 91358.3146 | 93321.7592 | 93002.8722 | 111196.7025 | 110787.2471 | 106019.033 | 0 | 0 | 0 | 0 | 0 | 0 | 0 | 0 | 0 | 0 | 0 | 0 | 0 | 0 | 0 | 0 | 0 | 0 | 0 | 0 | 0 | 0 | 0 | 0 | 0 | 1248843.399 | OK
| 2010 | 0 | 0 | 0 | 0 | 0 | 0 | 0 | 0 | 91854.7574 | 91772.0169 | 92030.3073 | 92192.4015 | 92295.1466 | 90983.9146 | 91358.3146 | 93321.7592 | 93002.8722 | 111196.7025 | 110787.2471 | 106019.033 | 98163.9677 | 0 | 0 | 0 | 0 | 0 | 0 | 0 | 0 | 0 | 0 | 0 | 0 | 0 | 0 | 0 | 0 | 0 | 0 | 0 | 0 | 0 | 0 | 0 | 0 | 1254978.4407 | OK
| 2011 | 0 | 0 | 0 | 0 | 0 | 0 | 0 | 0 | 0 | 91772.0169 | 92030.3073 | 92192.4015 | 92295.1466 | 90983.9146 | 91358.3146 | 93321.7592 | 93002.8722 | 111196.7025 | 110787.2471 | 106019.033 | 98163.9677 | 101765.7985 | 0 | 0 | 0 | 0 | 0 | 0 | 0 | 0 | 0 | 0 | 0 | 0 | 0 | 0 | 0 | 0 | 0 | 0 | 0 | 0 | 0 | 0 | 0 | 1264889.4818 | OK
| 2012 | 0 | 0 | 0 | 0 | 0 | 0 | 0 | 0 | 0 | 0 | 92030.3073 | 92192.4015 | 92295.1466 | 90983.9146 | 91358.3146 | 93321.7592 | 93002.8722 | 111196.7025 | 110787.2471 | 106019.033 | 98163.9677 | 101765.7985 | 106045.1522 | 0 | 0 | 0 | 0 | 0 | 0 | 0 | 0 | 0 | 0 | 0 | 0 | 0 | 0 | 0 | 0 | 0 | 0 | 0 | 0 | 0 | 0 | 1279162.6171 | OK
| 2013 | 0 | 0 | 0 | 0 | 0 | 0 | 0 | 0 | 0 | 0 | 0 | 92192.4015 | 92295.1466 | 90983.9146 | 91358.3146 | 93321.7592 | 93002.8722 | 111196.7025 | 110787.2471 | 106019.033 | 98163.9677 | 101765.7985 | 106045.1522 | 107213.6138 | 0 | 0 | 0 | 0 | 0 | 0 | 0 | 0 | 0 | 0 | 0 | 0 | 0 | 0 | 0 | 0 | 0 | 0 | 0 | 0 | 0 | 1294345.9235 | OK
| 2014 | 0 | 0 | 0 | 0 | 0 | 0 | 0 | 0 | 0 | 0 | 0 | 0 | 92295.1466 | 90983.9146 | 91358.3146 | 93321.7592 | 93002.8722 | 111196.7025 | 110787.2471 | 106019.033 | 98163.9677 | 101765.7985 | 106045.1522 | 107213.6138 | 108341.9113 | 0 | 0 | 0 | 0 | 0 | 0 | 0 | 0 | 0 | 0 | 0 | 0 | 0 | 0 | 0 | 0 | 0 | 0 | 0 | 0 | 1310495.4334 | OK
| 2015 | 0 | 0 | 0 | 0 | 0 | 0 | 0 | 0 | 0 | 0 | 0 | 0 | 0 | 90983.9146 | 91358.3146 | 93321.7592 | 93002.8722 | 111196.7025 | 110787.2471 | 106019.033 | 98163.9677 | 101765.7985 | 106045.1522 | 107213.6138 | 108341.9113 | 109710.7691 | 0 | 0 | 0 | 0 | 0 | 0 | 0 | 0 | 0 | 0 | 0 | 0 | 0 | 0 | 0 | 0 | 0 | 0 | 0 | 1327911.0558 | OK
| 2016 | 0 | 0 | 0 | 0 | 0 | 0 | 0 | 0 | 0 | 0 | 0 | 0 | 0 | 0 | 91358.3146 | 93321.7592 | 93002.8722 | 111196.7025 | 110787.2471 | 106019.033 | 98163.9677 | 101765.7985 | 106045.1522 | 107213.6138 | 108341.9113 | 109710.7691 | 111246.384 | 0 | 0 | 0 | 0 | 0 | 0 | 0 | 0 | 0 | 0 | 0 | 0 | 0 | 0 | 0 | 0 | 0 | 0 | 1348173.5252 | OK
| 2017 | 0 | 0 | 0 | 0 | 0 | 0 | 0 | 0 | 0 | 0 | 0 | 0 | 0 | 0 | 0 | 93321.7592 | 93002.8722 | 111196.7025 | 110787.2471 | 106019.033 | 98163.9677 | 101765.7985 | 106045.1522 | 107213.6138 | 108341.9113 | 109710.7691 | 111246.384 | 111112.2143 | 0 | 0 | 0 | 0 | 0 | 0 | 0 | 0 | 0 | 0 | 0 | 0 | 0 | 0 | 0 | 0 | 0 | 1367927.4249 | OK
| 2018 | 0 | 0 | 0 | 0 | 0 | 0 | 0 | 0 | 0 | 0 | 0 | 0 | 0 | 0 | 0 | 0 | 93002.8722 | 111196.7025 | 110787.2471 | 106019.033 | 98163.9677 | 101765.7985 | 106045.1522 | 107213.6138 | 108341.9113 | 109710.7691 | 111246.384 | 111112.2143 | 112147.2079 | 0 | 0 | 0 | 0 | 0 | 0 | 0 | 0 | 0 | 0 | 0 | 0 | 0 | 0 | 0 | 0 | 1386752.8736 | OK
| 2019 | 0 | 0 | 0 | 0 | 0 | 0 | 0 | 0 | 0 | 0 | 0 | 0 | 0 | 0 | 0 | 0 | 0 | 111196.7025 | 110787.2471 | 106019.033 | 98163.9677 | 101765.7985 | 106045.1522 | 107213.6138 | 108341.9113 | 109710.7691 | 111246.384 | 111112.2143 | 112147.2079 | 114835.404 | 0 | 0 | 0 | 0 | 0 | 0 | 0 | 0 | 0 | 0 | 0 | 0 | 0 | 0 | 0 | 1408585.4054 | OK
| 2020 | 0 | 0 | 0 | 0 | 0 | 0 | 0 | 0 | 0 | 0 | 0 | 0 | 0 | 0 | 0 | 0 | 0 | 0 | 110787.2471 | 106019.033 | 98163.9677 | 101765.7985 | 106045.1522 | 107213.6138 | 108341.9113 | 109710.7691 | 111246.384 | 111112.2143 | 112147.2079 | 114835.404 | 115354.3107 | 0 | 0 | 0 | 0 | 0 | 0 | 0 | 0 | 0 | 0 | 0 | 0 | 0 | 0 | 1412743.0136 | OK
| 2021 | 0 | 0 | 0 | 0 | 0 | 0 | 0 | 0 | 0 | 0 | 0 | 0 | 0 | 0 | 0 | 0 | 0 | 0 | 0 | 106019.033 | 98163.9677 | 101765.7985 | 106045.1522 | 107213.6138 | 108341.9113 | 109710.7691 | 111246.384 | 111112.2143 | 112147.2079 | 114835.404 | 115354.3107 | 134043.2802 | 0 | 0 | 0 | 0 | 0 | 0 | 0 | 0 | 0 | 0 | 0 | 0 | 0 | 1435999.0467 | OK
| 2022 | 0 | 0 | 0 | 0 | 0 | 0 | 0 | 0 | 0 | 0 | 0 | 0 | 0 | 0 | 0 | 0 | 0 | 0 | 0 | 0 | 98163.9677 | 101765.7985 | 106045.1522 | 107213.6138 | 108341.9113 | 109710.7691 | 111246.384 | 111112.2143 | 112147.2079 | 114835.404 | 115354.3107 | 134043.2802 | 133230.2389 | 0 | 0 | 0 | 0 | 0 | 0 | 0 | 0 | 0 | 0 | 0 | 0 | 1463210.2526 | OK
| 2023 | 0 | 0 | 0 | 0 | 0 | 0 | 0 | 0 | 0 | 0 | 0 | 0 | 0 | 0 | 0 | 0 | 0 | 0 | 0 | 0 | 0 | 101765.7985 | 106045.1522 | 107213.6138 | 108341.9113 | 109710.7691 | 111246.384 | 111112.2143 | 112147.2079 | 114835.404 | 115354.3107 | 134043.2802 | 133230.2389 | 128713.173 | 0 | 0 | 0 | 0 | 0 | 0 | 0 | 0 | 0 | 0 | 0 | 1493759.4579 | OK
| 2024 | 0 | 0 | 0 | 0 | 0 | 0 | 0 | 0 | 0 | 0 | 0 | 0 | 0 | 0 | 0 | 0 | 0 | 0 | 0 | 0 | 0 | 0 | 106045.1522 | 107213.6138 | 108341.9113 | 109710.7691 | 111246.384 | 111112.2143 | 112147.2079 | 114835.404 | 115354.3107 | 134043.2802 | 133230.2389 | 128713.173 | 120962.4314 | 0 | 0 | 0 | 0 | 0 | 0 | 0 | 0 | 0 | 0 | 1512956.0908 | OK
| 2025 | 0 | 0 | 0 | 0 | 0 | 0 | 0 | 0 | 0 | 0 | 0 | 0 | 0 | 0 | 0 | 0 | 0 | 0 | 0 | 0 | 0 | 0 | 0 | 107213.6138 | 108341.9113 | 109710.7691 | 111246.384 | 111112.2143 | 112147.2079 | 114835.404 | 115354.3107 | 134043.2802 | 133230.2389 | 128713.173 | 120962.4314 | 124500.9751 | 0 | 0 | 0 | 0 | 0 | 0 | 0 | 0 | 0 | 1531411.9138 | OK
| 2026 | 0 | 0 | 0 | 0 | 0 | 0 | 0 | 0 | 0 | 0 | 0 | 0 | 0 | 0 | 0 | 0 | 0 | 0 | 0 | 0 | 0 | 0 | 0 | 0 | 108341.9113 | 109710.7691 | 111246.384 | 111112.2143 | 112147.2079 | 114835.404 | 115354.3107 | 134043.2802 | 133230.2389 | 128713.173 | 120962.4314 | 124500.9751 | 128534.6354 | 0 | 0 | 0 | 0 | 0 | 0 | 0 | 0 | 1552732.9354 | OK
| 2027 | 0 | 0 | 0 | 0 | 0 | 0 | 0 | 0 | 0 | 0 | 0 | 0 | 0 | 0 | 0 | 0 | 0 | 0 | 0 | 0 | 0 | 0 | 0 | 0 | 0 | 109710.7691 | 111246.384 | 111112.2143 | 112147.2079 | 114835.404 | 115354.3107 | 134043.2802 | 133230.2389 | 128713.173 | 120962.4314 | 124500.9751 | 128534.6354 | 129365.8342 | 0 | 0 | 0 | 0 | 0 | 0 | 0 | 1573756.8584 | OK
| 2028 | 0 | 0 | 0 | 0 | 0 | 0 | 0 | 0 | 0 | 0 | 0 | 0 | 0 | 0 | 0 | 0 | 0 | 0 | 0 | 0 | 0 | 0 | 0 | 0 | 0 | 0 | 111246.384 | 111112.2143 | 112147.2079 | 114835.404 | 115354.3107 | 134043.2802 | 133230.2389 | 128713.173 | 120962.4314 | 124500.9751 | 128534.6354 | 129365.8342 | 130389.4967 | 0 | 0 | 0 | 0 | 0 | 0 | 1594435.5859 | OK
| 2029 | 0 | 0 | 0 | 0 | 0 | 0 | 0 | 0 | 0 | 0 | 0 | 0 | 0 | 0 | 0 | 0 | 0 | 0 | 0 | 0 | 0 | 0 | 0 | 0 | 0 | 0 | 0 | 111112.2143 | 112147.2079 | 114835.404 | 115354.3107 | 134043.2802 | 133230.2389 | 128713.173 | 120962.4314 | 124500.9751 | 128534.6354 | 129365.8342 | 130389.4967 | 131714.0894 | 0 | 0 | 0 | 0 | 0 | 1614903.2913 | OK
| 2030 | 0 | 0 | 0 | 0 | 0 | 0 | 0 | 0 | 0 | 0 | 0 | 0 | 0 | 0 | 0 | 0 | 0 | 0 | 0 | 0 | 0 | 0 | 0 | 0 | 0 | 0 | 0 | 0 | 112147.2079 | 114835.404 | 115354.3107 | 134043.2802 | 133230.2389 | 128713.173 | 120962.4314 | 124500.9751 | 128534.6354 | 129365.8342 | 130389.4967 | 131714.0894 | 133176.3526 | 0 | 0 | 0 | 0 | 1636967.4297 | OK
| 2031 | 0 | 0 | 0 | 0 | 0 | 0 | 0 | 0 | 0 | 0 | 0 | 0 | 0 | 0 | 0 | 0 | 0 | 0 | 0 | 0 | 0 | 0 | 0 | 0 | 0 | 0 | 0 | 0 | 0 | 114835.404 | 115354.3107 | 134043.2802 | 133230.2389 | 128713.173 | 120962.4314 | 124500.9751 | 128534.6354 | 129365.8342 | 130389.4967 | 131714.0894 | 133176.3526 | 132803.5841 | 0 | 0 | 0 | 1657623.8059 | OK
| 2032 | 0 | 0 | 0 | 0 | 0 | 0 | 0 | 0 | 0 | 0 | 0 | 0 | 0 | 0 | 0 | 0 | 0 | 0 | 0 | 0 | 0 | 0 | 0 | 0 | 0 | 0 | 0 | 0 | 0 | 0 | 115354.3107 | 134043.2802 | 133230.2389 | 128713.173 | 120962.4314 | 124500.9751 | 128534.6354 | 129365.8342 | 130389.4967 | 131714.0894 | 133176.3526 | 132803.5841 | 133838.5778 | 0 | 0 | 1676626.9796 | OK
| 2033 | 0 | 0 | 0 | 0 | 0 | 0 | 0 | 0 | 0 | 0 | 0 | 0 | 0 | 0 | 0 | 0 | 0 | 0 | 0 | 0 | 0 | 0 | 0 | 0 | 0 | 0 | 0 | 0 | 0 | 0 | 0 | 134043.2802 | 133230.2389 | 128713.173 | 120962.4314 | 124500.9751 | 128534.6354 | 129365.8342 | 130389.4967 | 131714.0894 | 133176.3526 | 132803.5841 | 133838.5778 | 136526.7738 | 0 | 1697799.4428 | OK
| 2034 | 0 | 0 | 0 | 0 | 0 | 0 | 0 | 0 | 0 | 0 | 0 | 0 | 0 | 0 | 0 | 0 | 0 | 0 | 0 | 0 | 0 | 0 | 0 | 0 | 0 | 0 | 0 | 0 | 0 | 0 | 0 | 0 | 133230.2389 | 128713.173 | 120962.4314 | 124500.9751 | 128534.6354 | 129365.8342 | 130389.4967 | 131714.0894 | 133176.3526 | 132803.5841 | 133838.5778 | 136526.7738 | 137045.6805 | 1700801.8431 | OK
Vintage Distribution
|  | 1990 | 1991 | 1992 | 1993 | 1994 | 1995 | 1996 | 1997 | 1998 | 1999 | 2000 | 2001 | 2002 | 2003 | 2004 | 2005 | 2006 | 2007 | 2008 | 2009 | 2010 | 2011 | 2012 | 2013 | 2014 | 2015 | 2016 | 2017 | 2018 | 2019 | 2020 | 2021 | 2022 | 2023 | 2024 | 2025 | 2026 | 2027 | 2028 | 2029 | 2030 | 2031 | 2032 | 2033 | 2034 | Sum Check
| 1990 | [45 empty] | 0% | bar: 1990 to 2034
| 1991 | 0% | 100% | 0% | 0% | 0% | 0% | 0% | 0% | 0% | 0% | 0% | 0% | 0% | 0% | 0% | 0% | 0% | 0% | 0% | 0% | 0% | 0% | 0% | 0% | 0% | 0% | 0% | 0% | 0% | 0% | 0% | 0% | 0% | 0% | 0% | 0% | 0% | 0% | 0% | 0% | 0% | 0% | 0% | 0% | 0% | 100%
| 1992 | 0% | 50% | 50% | 0% | 0% | 0% | 0% | 0% | 0% | 0% | 0% | 0% | 0% | 0% | 0% | 0% | 0% | 0% | 0% | 0% | 0% | 0% | 0% | 0% | 0% | 0% | 0% | 0% | 0% | 0% | 0% | 0% | 0% | 0% | 0% | 0% | 0% | 0% | 0% | 0% | 0% | 0% | 0% | 0% | 0% | 100%
| 1993 | 0% | 33.33% | 33.34% | 33.33% | 0% | 0% | 0% | 0% | 0% | 0% | 0% | 0% | 0% | 0% | 0% | 0% | 0% | 0% | 0% | 0% | 0% | 0% | 0% | 0% | 0% | 0% | 0% | 0% | 0% | 0% | 0% | 0% | 0% | 0% | 0% | 0% | 0% | 0% | 0% | 0% | 0% | 0% | 0% | 0% | 0% | 100%
| 1994 | 0% | 25% | 25.01% | 25% | 24.99% | 0% | 0% | 0% | 0% | 0% | 0% | 0% | 0% | 0% | 0% | 0% | 0% | 0% | 0% | 0% | 0% | 0% | 0% | 0% | 0% | 0% | 0% | 0% | 0% | 0% | 0% | 0% | 0% | 0% | 0% | 0% | 0% | 0% | 0% | 0% | 0% | 0% | 0% | 0% | 0% | 100%
| 1995 | 0% | 20% | 20% | 20% | 19.99% | 20% | 0% | 0% | 0% | 0% | 0% | 0% | 0% | 0% | 0% | 0% | 0% | 0% | 0% | 0% | 0% | 0% | 0% | 0% | 0% | 0% | 0% | 0% | 0% | 0% | 0% | 0% | 0% | 0% | 0% | 0% | 0% | 0% | 0% | 0% | 0% | 0% | 0% | 0% | 0% | 100%
| 1996 | 0% | 16.67% | 16.67% | 16.67% | 16.66% | 16.66% | 16.67% | 0% | 0% | 0% | 0% | 0% | 0% | 0% | 0% | 0% | 0% | 0% | 0% | 0% | 0% | 0% | 0% | 0% | 0% | 0% | 0% | 0% | 0% | 0% | 0% | 0% | 0% | 0% | 0% | 0% | 0% | 0% | 0% | 0% | 0% | 0% | 0% | 0% | 0% | 100%
| 1997 | 0% | 14.28% | 14.29% | 14.28% | 14.28% | 14.28% | 14.29% | 14.3% | 0% | 0% | 0% | 0% | 0% | 0% | 0% | 0% | 0% | 0% | 0% | 0% | 0% | 0% | 0% | 0% | 0% | 0% | 0% | 0% | 0% | 0% | 0% | 0% | 0% | 0% | 0% | 0% | 0% | 0% | 0% | 0% | 0% | 0% | 0% | 0% | 0% | 100%
| 1998 | 0% | 12.5% | 12.5% | 12.5% | 12.5% | 12.5% | 12.5% | 12.51% | 12.49% | 0% | 0% | 0% | 0% | 0% | 0% | 0% | 0% | 0% | 0% | 0% | 0% | 0% | 0% | 0% | 0% | 0% | 0% | 0% | 0% | 0% | 0% | 0% | 0% | 0% | 0% | 0% | 0% | 0% | 0% | 0% | 0% | 0% | 0% | 0% | 0% | 100%
| 1999 | 0% | 11.11% | 11.12% | 11.11% | 11.11% | 11.11% | 11.12% | 11.12% | 11.1% | 11.09% | 0% | 0% | 0% | 0% | 0% | 0% | 0% | 0% | 0% | 0% | 0% | 0% | 0% | 0% | 0% | 0% | 0% | 0% | 0% | 0% | 0% | 0% | 0% | 0% | 0% | 0% | 0% | 0% | 0% | 0% | 0% | 0% | 0% | 0% | 0% | 100%
| 2000 | 0% | 10% | 10% | 10% | 9.998% | 10% | 10% | 10.01% | 9.991% | 9.982% | 10.01% | 0% | 0% | 0% | 0% | 0% | 0% | 0% | 0% | 0% | 0% | 0% | 0% | 0% | 0% | 0% | 0% | 0% | 0% | 0% | 0% | 0% | 0% | 0% | 0% | 0% | 0% | 0% | 0% | 0% | 0% | 0% | 0% | 0% | 0% | 100%
| 2001 | 0% | 9.089% | 9.091% | 9.089% | 9.086% | 9.088% | 9.093% | 9.098% | 9.081% | 9.072% | 9.098% | 9.114% | 0% | 0% | 0% | 0% | 0% | 0% | 0% | 0% | 0% | 0% | 0% | 0% | 0% | 0% | 0% | 0% | 0% | 0% | 0% | 0% | 0% | 0% | 0% | 0% | 0% | 0% | 0% | 0% | 0% | 0% | 0% | 0% | 0% | 100%
| 2002 | 0% | 8.329% | 8.331% | 8.329% | 8.327% | 8.328% | 8.332% | 8.337% | 8.321% | 8.314% | 8.337% | 8.352% | 8.361% | 0% | 0% | 0% | 0% | 0% | 0% | 0% | 0% | 0% | 0% | 0% | 0% | 0% | 0% | 0% | 0% | 0% | 0% | 0% | 0% | 0% | 0% | 0% | 0% | 0% | 0% | 0% | 0% | 0% | 0% | 0% | 0% | 100%
| 2003 | 0% | 7.695% | 7.696% | 7.695% | 7.693% | 7.694% | 7.698% | 7.702% | 7.688% | 7.681% | 7.702% | 7.716% | 7.725% | 7.615% | 0% | 0% | 0% | 0% | 0% | 0% | 0% | 0% | 0% | 0% | 0% | 0% | 0% | 0% | 0% | 0% | 0% | 0% | 0% | 0% | 0% | 0% | 0% | 0% | 0% | 0% | 0% | 0% | 0% | 0% | 0% | 100%
| 2004 | 0% | 0% | 7.7% | 7.699% | 7.696% | 7.698% | 7.702% | 7.706% | 7.692% | 7.685% | 7.706% | 7.72% | 7.728% | 7.619% | 7.65% | 0% | 0% | 0% | 0% | 0% | 0% | 0% | 0% | 0% | 0% | 0% | 0% | 0% | 0% | 0% | 0% | 0% | 0% | 0% | 0% | 0% | 0% | 0% | 0% | 0% | 0% | 0% | 0% | 0% | 0% | 100%
| 2005 | 0% | 0% | 0% | 7.69% | 7.688% | 7.689% | 7.693% | 7.697% | 7.683% | 7.676% | 7.697% | 7.711% | 7.72% | 7.61% | 7.641% | 7.805% | 0% | 0% | 0% | 0% | 0% | 0% | 0% | 0% | 0% | 0% | 0% | 0% | 0% | 0% | 0% | 0% | 0% | 0% | 0% | 0% | 0% | 0% | 0% | 0% | 0% | 0% | 0% | 0% | 0% | 100%
| 2006 | 0% | 0% | 0% | 0% | 7.681% | 7.682% | 7.686% | 7.69% | 7.676% | 7.669% | 7.691% | 7.704% | 7.713% | 7.603% | 7.634% | 7.799% | 7.772% | 0% | 0% | 0% | 0% | 0% | 0% | 0% | 0% | 0% | 0% | 0% | 0% | 0% | 0% | 0% | 0% | 0% | 0% | 0% | 0% | 0% | 0% | 0% | 0% | 0% | 0% | 0% | 0% | 100%
| 2007 | 0% | 0% | 0% | 0% | 0% | 7.561% | 7.564% | 7.569% | 7.554% | 7.547% | 7.569% | 7.582% | 7.59% | 7.483% | 7.513% | 7.675% | 7.649% | 9.145% | 0% | 0% | 0% | 0% | 0% | 0% | 0% | 0% | 0% | 0% | 0% | 0% | 0% | 0% | 0% | 0% | 0% | 0% | 0% | 0% | 0% | 0% | 0% | 0% | 0% | 0% | 0% | 100%
| 2008 | 0% | 0% | 0% | 0% | 0% | 0% | 7.449% | 7.453% | 7.439% | 7.432% | 7.453% | 7.466% | 7.475% | 7.368% | 7.399% | 7.558% | 7.532% | 9.005% | 8.972% | 0% | 0% | 0% | 0% | 0% | 0% | 0% | 0% | 0% | 0% | 0% | 0% | 0% | 0% | 0% | 0% | 0% | 0% | 0% | 0% | 0% | 0% | 0% | 0% | 0% | 0% | 100%
| 2009 | 0% | 0% | 0% | 0% | 0% | 0% | 0% | 7.369% | 7.355% | 7.349% | 7.369% | 7.382% | 7.39% | 7.285% | 7.315% | 7.473% | 7.447% | 8.904% | 8.871% | 8.489% | 0% | 0% | 0% | 0% | 0% | 0% | 0% | 0% | 0% | 0% | 0% | 0% | 0% | 0% | 0% | 0% | 0% | 0% | 0% | 0% | 0% | 0% | 0% | 0% | 0% | 100%
| 2010 | 0% | 0% | 0% | 0% | 0% | 0% | 0% | 0% | 7.319% | 7.313% | 7.333% | 7.346% | 7.354% | 7.25% | 7.28% | 7.436% | 7.411% | 8.86% | 8.828% | 8.448% | 7.822% | 0% | 0% | 0% | 0% | 0% | 0% | 0% | 0% | 0% | 0% | 0% | 0% | 0% | 0% | 0% | 0% | 0% | 0% | 0% | 0% | 0% | 0% | 0% | 0% | 100%
| 2011 | 0% | 0% | 0% | 0% | 0% | 0% | 0% | 0% | 0% | 7.255% | 7.276% | 7.289% | 7.297% | 7.193% | 7.223% | 7.378% | 7.353% | 8.791% | 8.759% | 8.382% | 7.761% | 8.045% | 0% | 0% | 0% | 0% | 0% | 0% | 0% | 0% | 0% | 0% | 0% | 0% | 0% | 0% | 0% | 0% | 0% | 0% | 0% | 0% | 0% | 0% | 0% | 100%
| 2012 | 0% | 0% | 0% | 0% | 0% | 0% | 0% | 0% | 0% | 0% | 7.195% | 7.207% | 7.215% | 7.113% | 7.142% | 7.296% | 7.271% | 8.693% | 8.661% | 8.288% | 7.674% | 7.956% | 8.29% | 0% | 0% | 0% | 0% | 0% | 0% | 0% | 0% | 0% | 0% | 0% | 0% | 0% | 0% | 0% | 0% | 0% | 0% | 0% | 0% | 0% | 0% | 100%
| 2013 | 0% | 0% | 0% | 0% | 0% | 0% | 0% | 0% | 0% | 0% | 0% | 7.123% | 7.131% | 7.029% | 7.058% | 7.21% | 7.185% | 8.591% | 8.559% | 8.191% | 7.584% | 7.862% | 8.193% | 8.283% | 0% | 0% | 0% | 0% | 0% | 0% | 0% | 0% | 0% | 0% | 0% | 0% | 0% | 0% | 0% | 0% | 0% | 0% | 0% | 0% | 0% | 100%
| 2014 | 0% | 0% | 0% | 0% | 0% | 0% | 0% | 0% | 0% | 0% | 0% | 0% | 7.043% | 6.943% | 6.971% | 7.121% | 7.097% | 8.485% | 8.454% | 8.09% | 7.491% | 7.765% | 8.092% | 8.181% | 8.267% | 0% | 0% | 0% | 0% | 0% | 0% | 0% | 0% | 0% | 0% | 0% | 0% | 0% | 0% | 0% | 0% | 0% | 0% | 0% | 0% | 100%
| 2015 | 0% | 0% | 0% | 0% | 0% | 0% | 0% | 0% | 0% | 0% | 0% | 0% | 0% | 6.852% | 6.88% | 7.028% | 7.004% | 8.374% | 8.343% | 7.984% | 7.392% | 7.664% | 7.986% | 8.074% | 8.159% | 8.262% | 0% | 0% | 0% | 0% | 0% | 0% | 0% | 0% | 0% | 0% | 0% | 0% | 0% | 0% | 0% | 0% | 0% | 0% | 0% | 100%
| 2016 | 0% | 0% | 0% | 0% | 0% | 0% | 0% | 0% | 0% | 0% | 0% | 0% | 0% | 0% | 6.776% | 6.922% | 6.898% | 8.248% | 8.218% | 7.864% | 7.281% | 7.548% | 7.866% | 7.953% | 8.036% | 8.138% | 8.252% | 0% | 0% | 0% | 0% | 0% | 0% | 0% | 0% | 0% | 0% | 0% | 0% | 0% | 0% | 0% | 0% | 0% | 0% | 100%
| 2017 | 0% | 0% | 0% | 0% | 0% | 0% | 0% | 0% | 0% | 0% | 0% | 0% | 0% | 0% | 0% | 6.822% | 6.799% | 8.129% | 8.099% | 7.75% | 7.176% | 7.439% | 7.752% | 7.838% | 7.92% | 8.02% | 8.132% | 8.123% | 0% | 0% | 0% | 0% | 0% | 0% | 0% | 0% | 0% | 0% | 0% | 0% | 0% | 0% | 0% | 0% | 0% | 100%
| 2018 | 0% | 0% | 0% | 0% | 0% | 0% | 0% | 0% | 0% | 0% | 0% | 0% | 0% | 0% | 0% | 0% | 6.707% | 8.018% | 7.989% | 7.645% | 7.079% | 7.338% | 7.647% | 7.731% | 7.813% | 7.911% | 8.022% | 8.012% | 8.087% | 0% | 0% | 0% | 0% | 0% | 0% | 0% | 0% | 0% | 0% | 0% | 0% | 0% | 0% | 0% | 0% | 100%
| 2019 | 0% | 0% | 0% | 0% | 0% | 0% | 0% | 0% | 0% | 0% | 0% | 0% | 0% | 0% | 0% | 0% | 0% | 7.894% | 7.865% | 7.527% | 6.969% | 7.225% | 7.528% | 7.611% | 7.692% | 7.789% | 7.898% | 7.888% | 7.962% | 8.153% | 0% | 0% | 0% | 0% | 0% | 0% | 0% | 0% | 0% | 0% | 0% | 0% | 0% | 0% | 0% | 100%
| 2020 | 0% | 0% | 0% | 0% | 0% | 0% | 0% | 0% | 0% | 0% | 0% | 0% | 0% | 0% | 0% | 0% | 0% | 0% | 7.842% | 7.504% | 6.948% | 7.203% | 7.506% | 7.589% | 7.669% | 7.766% | 7.874% | 7.865% | 7.938% | 8.129% | 8.165% | 0% | 0% | 0% | 0% | 0% | 0% | 0% | 0% | 0% | 0% | 0% | 0% | 0% | 0% | 100%
| 2021 | 0% | 0% | 0% | 0% | 0% | 0% | 0% | 0% | 0% | 0% | 0% | 0% | 0% | 0% | 0% | 0% | 0% | 0% | 0% | 7.383% | 6.836% | 7.087% | 7.385% | 7.466% | 7.545% | 7.64% | 7.747% | 7.738% | 7.81% | 7.997% | 8.033% | 9.334% | 0% | 0% | 0% | 0% | 0% | 0% | 0% | 0% | 0% | 0% | 0% | 0% | 0% | 100%
| 2022 | 0% | 0% | 0% | 0% | 0% | 0% | 0% | 0% | 0% | 0% | 0% | 0% | 0% | 0% | 0% | 0% | 0% | 0% | 0% | 0% | 6.709% | 6.955% | 7.247% | 7.327% | 7.404% | 7.498% | 7.603% | 7.594% | 7.664% | 7.848% | 7.884% | 9.161% | 9.105% | 0% | 0% | 0% | 0% | 0% | 0% | 0% | 0% | 0% | 0% | 0% | 0% | 100%
| 2023 | 0% | 0% | 0% | 0% | 0% | 0% | 0% | 0% | 0% | 0% | 0% | 0% | 0% | 0% | 0% | 0% | 0% | 0% | 0% | 0% | 0% | 6.813% | 7.099% | 7.177% | 7.253% | 7.345% | 7.447% | 7.438% | 7.508% | 7.688% | 7.722% | 8.974% | 8.919% | 8.617% | 0% | 0% | 0% | 0% | 0% | 0% | 0% | 0% | 0% | 0% | 0% | 100%
| 2024 | 0% | 0% | 0% | 0% | 0% | 0% | 0% | 0% | 0% | 0% | 0% | 0% | 0% | 0% | 0% | 0% | 0% | 0% | 0% | 0% | 0% | 0% | 7.009% | 7.086% | 7.161% | 7.251% | 7.353% | 7.344% | 7.412% | 7.59% | 7.624% | 8.86% | 8.806% | 8.507% | 7.995% | 0% | 0% | 0% | 0% | 0% | 0% | 0% | 0% | 0% | 0% | 100%
| 2025 | 0% | 0% | 0% | 0% | 0% | 0% | 0% | 0% | 0% | 0% | 0% | 0% | 0% | 0% | 0% | 0% | 0% | 0% | 0% | 0% | 0% | 0% | 0% | 7.001% | 7.075% | 7.164% | 7.264% | 7.256% | 7.323% | 7.499% | 7.533% | 8.753% | 8.7% | 8.405% | 7.899% | 8.13% | 0% | 0% | 0% | 0% | 0% | 0% | 0% | 0% | 0% | 100%
| 2026 | 0% | 0% | 0% | 0% | 0% | 0% | 0% | 0% | 0% | 0% | 0% | 0% | 0% | 0% | 0% | 0% | 0% | 0% | 0% | 0% | 0% | 0% | 0% | 0% | 6.977% | 7.066% | 7.165% | 7.156% | 7.223% | 7.396% | 7.429% | 8.633% | 8.58% | 8.289% | 7.79% | 8.018% | 8.278% | 0% | 0% | 0% | 0% | 0% | 0% | 0% | 0% | 100%
| 2027 | 0% | 0% | 0% | 0% | 0% | 0% | 0% | 0% | 0% | 0% | 0% | 0% | 0% | 0% | 0% | 0% | 0% | 0% | 0% | 0% | 0% | 0% | 0% | 0% | 0% | 6.971% | 7.069% | 7.06% | 7.126% | 7.297% | 7.33% | 8.517% | 8.466% | 8.179% | 7.686% | 7.911% | 8.167% | 8.22% | 0% | 0% | 0% | 0% | 0% | 0% | 0% | 100%
| 2028 | 0% | 0% | 0% | 0% | 0% | 0% | 0% | 0% | 0% | 0% | 0% | 0% | 0% | 0% | 0% | 0% | 0% | 0% | 0% | 0% | 0% | 0% | 0% | 0% | 0% | 0% | 6.977% | 6.969% | 7.034% | 7.202% | 7.235% | 8.407% | 8.356% | 8.073% | 7.587% | 7.808% | 8.061% | 8.114% | 8.178% | 0% | 0% | 0% | 0% | 0% | 0% | 100%
| 2029 | 0% | 0% | 0% | 0% | 0% | 0% | 0% | 0% | 0% | 0% | 0% | 0% | 0% | 0% | 0% | 0% | 0% | 0% | 0% | 0% | 0% | 0% | 0% | 0% | 0% | 0% | 0% | 6.88% | 6.945% | 7.111% | 7.143% | 8.3% | 8.25% | 7.97% | 7.49% | 7.71% | 7.959% | 8.011% | 8.074% | 8.156% | 0% | 0% | 0% | 0% | 0% | 100%
| 2030 | 0% | 0% | 0% | 0% | 0% | 0% | 0% | 0% | 0% | 0% | 0% | 0% | 0% | 0% | 0% | 0% | 0% | 0% | 0% | 0% | 0% | 0% | 0% | 0% | 0% | 0% | 0% | 0% | 6.851% | 7.015% | 7.047% | 8.189% | 8.139% | 7.863% | 7.389% | 7.606% | 7.852% | 7.903% | 7.965% | 8.046% | 8.136% | 0% | 0% | 0% | 0% | 100%
| 2031 | 0% | 0% | 0% | 0% | 0% | 0% | 0% | 0% | 0% | 0% | 0% | 0% | 0% | 0% | 0% | 0% | 0% | 0% | 0% | 0% | 0% | 0% | 0% | 0% | 0% | 0% | 0% | 0% | 0% | 6.928% | 6.959% | 8.086% | 8.037% | 7.765% | 7.297% | 7.511% | 7.754% | 7.804% | 7.866% | 7.946% | 8.034% | 8.012% | 0% | 0% | 0% | 100%
| 2032 | 0% | 0% | 0% | 0% | 0% | 0% | 0% | 0% | 0% | 0% | 0% | 0% | 0% | 0% | 0% | 0% | 0% | 0% | 0% | 0% | 0% | 0% | 0% | 0% | 0% | 0% | 0% | 0% | 0% | 0% | 6.88% | 7.995% | 7.946% | 7.677% | 7.215% | 7.426% | 7.666% | 7.716% | 7.777% | 7.856% | 7.943% | 7.921% | 7.983% | 0% | 0% | 100%
| 2033 | 0% | 0% | 0% | 0% | 0% | 0% | 0% | 0% | 0% | 0% | 0% | 0% | 0% | 0% | 0% | 0% | 0% | 0% | 0% | 0% | 0% | 0% | 0% | 0% | 0% | 0% | 0% | 0% | 0% | 0% | 0% | 7.895% | 7.847% | 7.581% | 7.125% | 7.333% | 7.571% | 7.62% | 7.68% | 7.758% | 7.844% | 7.822% | 7.883% | 8.041% | 0% | 100%
| 2034 | 0% | 0% | 0% | 0% | 0% | 0% | 0% | 0% | 0% | 0% | 0% | 0% | 0% | 0% | 0% | 0% | 0% | 0% | 0% | 0% | 0% | 0% | 0% | 0% | 0% | 0% | 0% | 0% | 0% | 0% | 0% | 0% | 7.833% | 7.568% | 7.112% | 7.32% | 7.557% | 7.606% | 7.666% | 7.744% | 7.83% | 7.808% | 7.869% | 8.027% | 8.058% | 100%
Installed UEC (kWh)
|  | Average pre-case UEC | Average post-case UEC
| 1990 | 1990: 0; 1991: 0
| 1991 | 1990: 58.1447; 1991: 58.1447
| 1992 | 1990: 58.1447; 1991: 58.1447
| 1993 | 1990: 58.1447; 1991: 58.1447
| 1994 | 1990: 58.1447; 1991: 58.1447
| 1995 | 1990: 58.1447; 1991: 58.1447
| 1996 | 1990: 58.1447; 1991: 58.1447
| 1997 | 1990: 58.1447; 1991: 58.1447
| 1998 | 1990: 58.1447; 1991: 58.1447
| 1999 | 1990: 58.1447; 1991: 58.1447
| 2000 | 1990: 58.1447; 1991: 58.1447
| 2001 | 1990: 58.1447; 1991: 58.1447
| 2002 | 1990: 58.1447; 1991: 58.1447
| 2003 | 1990: 58.1447; 1991: 58.1447
| 2004 | 1990: 58.1447; 1991: 58.1447
| 2005 | 1990: 58.1447; 1991: 58.1447
| 2006 | 1990: 58.1447; 1991: 58.1447
| 2007 | 1990: 58.1447; 1991: 58.1447
| 2008 | 1990: 58.1447; 1991: 56.9706
| 2009 | 1990: 58.1447; 1991: 55.8728
| 2010 | 1990: 58.1447; 1991: 54.8603
| 2011 | 1990: 58.1447; 1991: 53.8332
| 2012 | 1990: 58.1447; 1991: 52.7965
| 2013 | 1990: 58.1447; 1991: 51.7753
| 2014 | 1990: 58.1447; 1991: 50.7719
| 2015 | 1990: 58.1447; 1991: 49.7874
| 2016 | 1990: 58.1447; 1991: 48.8332
| 2017 | 1990: 58.1447; 1991: 47.9047
| 2018 | 1990: 58.1447; 1991: 46.9855
| 2019 | 1990: 58.1447; 1991: 46.0916
| 2020 | 1990: 58.1447; 1991: 45.0585
| 2021 | 1990: 58.1447; 1991: 45.0585
| 2022 | 1990: 58.1447; 1991: 45.0585
| 2023 | 1990: 58.1447; 1991: 45.0585
| 2024 | 1990: 58.1447; 1991: 45.0585
| 2025 | 1990: 58.1447; 1991: 45.0585
| 2026 | 1990: 58.1447; 1991: 45.0585
| 2027 | 1990: 58.1447; 1991: 45.0585
| 2028 | 1990: 58.1447; 1991: 45.0585
| 2029 | 1990: 58.1447; 1991: 45.0585
| 2030 | 1990: 58.1447; 1991: 45.0585
| 2031 | 1990: 58.1447; 1991: 45.0585
| 2032 | 1990: 58.1447; 1991: 45.0585
| 2033 | 1990: 58.1447; 1991: 45.0585
| 2034 | 1990: 58.1447; 1991: 45.0585

## Installed UEC-MH
Installed Units by Year by Vintage (linked to Stock Model)
|  | 1 | 2 | 3 | 4 | 5 | 6 | 7 | 8 | 9 | 10 | 11 | 12 | 13 | 14 | 15 | 16 | 17 | 18 | 19 | 20 | 21 | 22 | 23 | 24 | 25 | 26 | 27 | 28 | 29 | 30 | 31 | 32 | 33 | 34 | 35 | 36 | 37 | 38 | 39 | 40 | 41 | 42 | 43 | 44 | 45
Vintage
|  | 1990 | 1991 | 1992 | 1993 | 1994 | 1995 | 1996 | 1997 | 1998 | 1999 | 2000 | 2001 | 2002 | 2003 | 2004 | 2005 | 2006 | 2007 | 2008 | 2009 | 2010 | 2011 | 2012 | 2013 | 2014 | 2015 | 2016 | 2017 | 2018 | 2019 | 2020 | 2021 | 2022 | 2023 | 2024 | 2025 | 2026 | 2027 | 2028 | 2029 | 2030 | 2031 | 2032 | 2033 | 2034 | Total units | check
Year | 1990 | 0 | 0 | 0 | 0 | 0 | 0 | 0 | 0 | 0 | 0 | 0 | 0 | 0 | 0 | 0 | 0 | 0 | 0 | 0 | 0 | 0 | 0 | 0 | 0 | 0 | 0 | 0 | 0 | 0 | 0 | 0 | 0 | 0 | 0 | 0 | 0 | 0 | 0 | 0 | 0 | 0 | 0 | 0 | 0 | 0 | 0 | OK
| 1991 | 0 | 53093.5531 | 0 | 0 | 0 | 0 | 0 | 0 | 0 | 0 | 0 | 0 | 0 | 0 | 0 | 0 | 0 | 0 | 0 | 0 | 0 | 0 | 0 | 0 | 0 | 0 | 0 | 0 | 0 | 0 | 0 | 0 | 0 | 0 | 0 | 0 | 0 | 0 | 0 | 0 | 0 | 0 | 0 | 0 | 0 | 53093.5531 | OK
| 1992 | 0 | 53093.5531 | 53094.7809 | 0 | 0 | 0 | 0 | 0 | 0 | 0 | 0 | 0 | 0 | 0 | 0 | 0 | 0 | 0 | 0 | 0 | 0 | 0 | 0 | 0 | 0 | 0 | 0 | 0 | 0 | 0 | 0 | 0 | 0 | 0 | 0 | 0 | 0 | 0 | 0 | 0 | 0 | 0 | 0 | 0 | 0 | 106188.334 | OK
| 1993 | 0 | 53093.5531 | 53094.7809 | 53105.4029 | 0 | 0 | 0 | 0 | 0 | 0 | 0 | 0 | 0 | 0 | 0 | 0 | 0 | 0 | 0 | 0 | 0 | 0 | 0 | 0 | 0 | 0 | 0 | 0 | 0 | 0 | 0 | 0 | 0 | 0 | 0 | 0 | 0 | 0 | 0 | 0 | 0 | 0 | 0 | 0 | 0 | 159293.737 | OK
| 1994 | 0 | 53093.5531 | 53094.7809 | 53105.4029 | 53105.8159 | 0 | 0 | 0 | 0 | 0 | 0 | 0 | 0 | 0 | 0 | 0 | 0 | 0 | 0 | 0 | 0 | 0 | 0 | 0 | 0 | 0 | 0 | 0 | 0 | 0 | 0 | 0 | 0 | 0 | 0 | 0 | 0 | 0 | 0 | 0 | 0 | 0 | 0 | 0 | 0 | 212399.5529 | OK
| 1995 | 0 | 53093.5531 | 53094.7809 | 53105.4029 | 53105.8159 | 53092.3101 | 0 | 0 | 0 | 0 | 0 | 0 | 0 | 0 | 0 | 0 | 0 | 0 | 0 | 0 | 0 | 0 | 0 | 0 | 0 | 0 | 0 | 0 | 0 | 0 | 0 | 0 | 0 | 0 | 0 | 0 | 0 | 0 | 0 | 0 | 0 | 0 | 0 | 0 | 0 | 265491.863 | OK
| 1996 | 0 | 53093.5531 | 53094.7809 | 53105.4029 | 53105.8159 | 53092.3101 | 53069.4557 | 0 | 0 | 0 | 0 | 0 | 0 | 0 | 0 | 0 | 0 | 0 | 0 | 0 | 0 | 0 | 0 | 0 | 0 | 0 | 0 | 0 | 0 | 0 | 0 | 0 | 0 | 0 | 0 | 0 | 0 | 0 | 0 | 0 | 0 | 0 | 0 | 0 | 0 | 318561.3187 | OK
| 1997 | 0 | 53093.5531 | 53094.7809 | 53105.4029 | 53105.8159 | 53092.3101 | 53069.4557 | 53100.9198 | 0 | 0 | 0 | 0 | 0 | 0 | 0 | 0 | 0 | 0 | 0 | 0 | 0 | 0 | 0 | 0 | 0 | 0 | 0 | 0 | 0 | 0 | 0 | 0 | 0 | 0 | 0 | 0 | 0 | 0 | 0 | 0 | 0 | 0 | 0 | 0 | 0 | 371662.2385 | OK
| 1998 | 0 | 53093.5531 | 53094.7809 | 53105.4029 | 53105.8159 | 53092.3101 | 53069.4557 | 53100.9198 | 53158.5132 | 0 | 0 | 0 | 0 | 0 | 0 | 0 | 0 | 0 | 0 | 0 | 0 | 0 | 0 | 0 | 0 | 0 | 0 | 0 | 0 | 0 | 0 | 0 | 0 | 0 | 0 | 0 | 0 | 0 | 0 | 0 | 0 | 0 | 0 | 0 | 0 | 424820.7517 | OK
| 1999 | 0 | 53093.5531 | 53094.7809 | 53105.4029 | 53105.8159 | 53092.3101 | 53069.4557 | 53100.9198 | 53158.5132 | 53107.881 | 0 | 0 | 0 | 0 | 0 | 0 | 0 | 0 | 0 | 0 | 0 | 0 | 0 | 0 | 0 | 0 | 0 | 0 | 0 | 0 | 0 | 0 | 0 | 0 | 0 | 0 | 0 | 0 | 0 | 0 | 0 | 0 | 0 | 0 | 0 | 477928.6326 | OK
| 2000 | 0 | 53093.5531 | 53094.7809 | 53105.4029 | 53105.8159 | 53092.3101 | 53069.4557 | 53100.9198 | 53158.5132 | 53107.881 | 53024.7808 | 0 | 0 | 0 | 0 | 0 | 0 | 0 | 0 | 0 | 0 | 0 | 0 | 0 | 0 | 0 | 0 | 0 | 0 | 0 | 0 | 0 | 0 | 0 | 0 | 0 | 0 | 0 | 0 | 0 | 0 | 0 | 0 | 0 | 0 | 530953.4134 | OK
| 2001 | 0 | 53093.5531 | 53094.7809 | 53105.4029 | 53105.8159 | 53092.3101 | 53069.4557 | 53100.9198 | 53158.5132 | 53107.881 | 53024.7808 | 52955.184 | 0 | 0 | 0 | 0 | 0 | 0 | 0 | 0 | 0 | 0 | 0 | 0 | 0 | 0 | 0 | 0 | 0 | 0 | 0 | 0 | 0 | 0 | 0 | 0 | 0 | 0 | 0 | 0 | 0 | 0 | 0 | 0 | 0 | 583908.5974 | OK
| 2002 | 0 | 53093.5531 | 53094.7809 | 53105.4029 | 53105.8159 | 53092.3101 | 53069.4557 | 53100.9198 | 53158.5132 | 53107.881 | 53024.7808 | 52955.184 | 53258.24 | 0 | 0 | 0 | 0 | 0 | 0 | 0 | 0 | 0 | 0 | 0 | 0 | 0 | 0 | 0 | 0 | 0 | 0 | 0 | 0 | 0 | 0 | 0 | 0 | 0 | 0 | 0 | 0 | 0 | 0 | 0 | 0 | 637166.8374 | OK
| 2003 | 0 | 53093.5531 | 53094.7809 | 53105.4029 | 53105.8159 | 53092.3101 | 53069.4557 | 53100.9198 | 53158.5132 | 53107.881 | 53024.7808 | 52955.184 | 53258.24 | 53446.48 | 0 | 0 | 0 | 0 | 0 | 0 | 0 | 0 | 0 | 0 | 0 | 0 | 0 | 0 | 0 | 0 | 0 | 0 | 0 | 0 | 0 | 0 | 0 | 0 | 0 | 0 | 0 | 0 | 0 | 0 | 0 | 690613.3174 | OK
| 2004 | 0 | 0 | 53094.7809 | 53105.4029 | 53105.8159 | 53092.3101 | 53069.4557 | 53100.9198 | 53158.5132 | 53107.881 | 53024.7808 | 52955.184 | 53258.24 | 53446.48 | 52854.72 | 0 | 0 | 0 | 0 | 0 | 0 | 0 | 0 | 0 | 0 | 0 | 0 | 0 | 0 | 0 | 0 | 0 | 0 | 0 | 0 | 0 | 0 | 0 | 0 | 0 | 0 | 0 | 0 | 0 | 0 | 690374.4843 | OK
| 2005 | 0 | 0 | 0 | 53105.4029 | 53105.8159 | 53092.3101 | 53069.4557 | 53100.9198 | 53158.5132 | 53107.881 | 53024.7808 | 52955.184 | 53258.24 | 53446.48 | 52854.72 | 52609.28 | 0 | 0 | 0 | 0 | 0 | 0 | 0 | 0 | 0 | 0 | 0 | 0 | 0 | 0 | 0 | 0 | 0 | 0 | 0 | 0 | 0 | 0 | 0 | 0 | 0 | 0 | 0 | 0 | 0 | 689888.9834 | OK
| 2006 | 0 | 0 | 0 | 0 | 53105.8159 | 53092.3101 | 53069.4557 | 53100.9198 | 53158.5132 | 53107.881 | 53024.7808 | 52955.184 | 53258.24 | 53446.48 | 52854.72 | 52609.28 | 52607.2 | 0 | 0 | 0 | 0 | 0 | 0 | 0 | 0 | 0 | 0 | 0 | 0 | 0 | 0 | 0 | 0 | 0 | 0 | 0 | 0 | 0 | 0 | 0 | 0 | 0 | 0 | 0 | 0 | 689390.7805 | OK
| 2007 | 0 | 0 | 0 | 0 | 0 | 53092.3101 | 53069.4557 | 53100.9198 | 53158.5132 | 53107.881 | 53024.7808 | 52955.184 | 53258.24 | 53446.48 | 52854.72 | 52609.28 | 52607.2 | 59702.1229 | 0 | 0 | 0 | 0 | 0 | 0 | 0 | 0 | 0 | 0 | 0 | 0 | 0 | 0 | 0 | 0 | 0 | 0 | 0 | 0 | 0 | 0 | 0 | 0 | 0 | 0 | 0 | 695987.0875 | OK
| 2008 | 0 | 0 | 0 | 0 | 0 | 0 | 53069.4557 | 53100.9198 | 53158.5132 | 53107.881 | 53024.7808 | 52955.184 | 53258.24 | 53446.48 | 52854.72 | 52609.28 | 52607.2 | 59702.1229 | 61461.27 | 0 | 0 | 0 | 0 | 0 | 0 | 0 | 0 | 0 | 0 | 0 | 0 | 0 | 0 | 0 | 0 | 0 | 0 | 0 | 0 | 0 | 0 | 0 | 0 | 0 | 0 | 704356.0474 | OK
| 2009 | 0 | 0 | 0 | 0 | 0 | 0 | 0 | 53100.9198 | 53158.5132 | 53107.881 | 53024.7808 | 52955.184 | 53258.24 | 53446.48 | 52854.72 | 52609.28 | 52607.2 | 59702.1229 | 61461.27 | 61751.2595 | 0 | 0 | 0 | 0 | 0 | 0 | 0 | 0 | 0 | 0 | 0 | 0 | 0 | 0 | 0 | 0 | 0 | 0 | 0 | 0 | 0 | 0 | 0 | 0 | 0 | 713037.8512 | OK
| 2010 | 0 | 0 | 0 | 0 | 0 | 0 | 0 | 0 | 53158.5132 | 53107.881 | 53024.7808 | 52955.184 | 53258.24 | 53446.48 | 52854.72 | 52609.28 | 52607.2 | 59702.1229 | 61461.27 | 61751.2595 | 61854.5536 | 0 | 0 | 0 | 0 | 0 | 0 | 0 | 0 | 0 | 0 | 0 | 0 | 0 | 0 | 0 | 0 | 0 | 0 | 0 | 0 | 0 | 0 | 0 | 0 | 721791.485 | OK
| 2011 | 0 | 0 | 0 | 0 | 0 | 0 | 0 | 0 | 0 | 53107.881 | 53024.7808 | 52955.184 | 53258.24 | 53446.48 | 52854.72 | 52609.28 | 52607.2 | 59702.1229 | 61461.27 | 61751.2595 | 61854.5536 | 61921.7526 | 0 | 0 | 0 | 0 | 0 | 0 | 0 | 0 | 0 | 0 | 0 | 0 | 0 | 0 | 0 | 0 | 0 | 0 | 0 | 0 | 0 | 0 | 0 | 730554.7244 | OK
| 2012 | 0 | 0 | 0 | 0 | 0 | 0 | 0 | 0 | 0 | 0 | 53024.7808 | 52955.184 | 53258.24 | 53446.48 | 52854.72 | 52609.28 | 52607.2 | 59702.1229 | 61461.27 | 61751.2595 | 61854.5536 | 61921.7526 | 61845.8664 | 0 | 0 | 0 | 0 | 0 | 0 | 0 | 0 | 0 | 0 | 0 | 0 | 0 | 0 | 0 | 0 | 0 | 0 | 0 | 0 | 0 | 0 | 739292.7099 | OK
| 2013 | 0 | 0 | 0 | 0 | 0 | 0 | 0 | 0 | 0 | 0 | 0 | 52955.184 | 53258.24 | 53446.48 | 52854.72 | 52609.28 | 52607.2 | 59702.1229 | 61461.27 | 61751.2595 | 61854.5536 | 61921.7526 | 61845.8664 | 61497.9141 | 0 | 0 | 0 | 0 | 0 | 0 | 0 | 0 | 0 | 0 | 0 | 0 | 0 | 0 | 0 | 0 | 0 | 0 | 0 | 0 | 0 | 747765.8433 | OK
| 2014 | 0 | 0 | 0 | 0 | 0 | 0 | 0 | 0 | 0 | 0 | 0 | 0 | 53258.24 | 53446.48 | 52854.72 | 52609.28 | 52607.2 | 59702.1229 | 61461.27 | 61751.2595 | 61854.5536 | 61921.7526 | 61845.8664 | 61497.9141 | 61041.1653 | 0 | 0 | 0 | 0 | 0 | 0 | 0 | 0 | 0 | 0 | 0 | 0 | 0 | 0 | 0 | 0 | 0 | 0 | 0 | 0 | 755851.8246 | OK
| 2015 | 0 | 0 | 0 | 0 | 0 | 0 | 0 | 0 | 0 | 0 | 0 | 0 | 0 | 53446.48 | 52854.72 | 52609.28 | 52607.2 | 59702.1229 | 61461.27 | 61751.2595 | 61854.5536 | 61921.7526 | 61845.8664 | 61497.9141 | 61041.1653 | 60493.1313 | 0 | 0 | 0 | 0 | 0 | 0 | 0 | 0 | 0 | 0 | 0 | 0 | 0 | 0 | 0 | 0 | 0 | 0 | 0 | 763086.7159 | OK
| 2016 | 0 | 0 | 0 | 0 | 0 | 0 | 0 | 0 | 0 | 0 | 0 | 0 | 0 | 0 | 52854.72 | 52609.28 | 52607.2 | 59702.1229 | 61461.27 | 61751.2595 | 61854.5536 | 61921.7526 | 61845.8664 | 61497.9141 | 61041.1653 | 60493.1313 | 60353.3917 | 0 | 0 | 0 | 0 | 0 | 0 | 0 | 0 | 0 | 0 | 0 | 0 | 0 | 0 | 0 | 0 | 0 | 0 | 769993.6276 | OK
| 2017 | 0 | 0 | 0 | 0 | 0 | 0 | 0 | 0 | 0 | 0 | 0 | 0 | 0 | 0 | 0 | 52609.28 | 52607.2 | 59702.1229 | 61461.27 | 61751.2595 | 61854.5536 | 61921.7526 | 61845.8664 | 61497.9141 | 61041.1653 | 60493.1313 | 60353.3917 | 60206.2995 | 0 | 0 | 0 | 0 | 0 | 0 | 0 | 0 | 0 | 0 | 0 | 0 | 0 | 0 | 0 | 0 | 0 | 777345.2071 | OK
| 2018 | 0 | 0 | 0 | 0 | 0 | 0 | 0 | 0 | 0 | 0 | 0 | 0 | 0 | 0 | 0 | 0 | 52607.2 | 59702.1229 | 61461.27 | 61751.2595 | 61854.5536 | 61921.7526 | 61845.8664 | 61497.9141 | 61041.1653 | 60493.1313 | 60353.3917 | 60206.2995 | 59420.1333 | 0 | 0 | 0 | 0 | 0 | 0 | 0 | 0 | 0 | 0 | 0 | 0 | 0 | 0 | 0 | 0 | 784156.0604 | OK
| 2019 | 0 | 0 | 0 | 0 | 0 | 0 | 0 | 0 | 0 | 0 | 0 | 0 | 0 | 0 | 0 | 0 | 0 | 59702.1229 | 61461.27 | 61751.2595 | 61854.5536 | 61921.7526 | 61845.8664 | 61497.9141 | 61041.1653 | 60493.1313 | 60353.3917 | 60206.2995 | 59420.1333 | 59139.8761 | 0 | 0 | 0 | 0 | 0 | 0 | 0 | 0 | 0 | 0 | 0 | 0 | 0 | 0 | 0 | 790688.7365 | OK
| 2020 | 0 | 0 | 0 | 0 | 0 | 0 | 0 | 0 | 0 | 0 | 0 | 0 | 0 | 0 | 0 | 0 | 0 | 0 | 61461.27 | 61751.2595 | 61854.5536 | 61921.7526 | 61845.8664 | 61497.9141 | 61041.1653 | 60493.1313 | 60353.3917 | 60206.2995 | 59420.1333 | 59139.8761 | 59254.9932 | 0 | 0 | 0 | 0 | 0 | 0 | 0 | 0 | 0 | 0 | 0 | 0 | 0 | 0 | 790241.6068 | OK
| 2021 | 0 | 0 | 0 | 0 | 0 | 0 | 0 | 0 | 0 | 0 | 0 | 0 | 0 | 0 | 0 | 0 | 0 | 0 | 0 | 61751.2595 | 61854.5536 | 61921.7526 | 61845.8664 | 61497.9141 | 61041.1653 | 60493.1313 | 60353.3917 | 60206.2995 | 59420.1333 | 59139.8761 | 59254.9932 | 66577.4467 | 0 | 0 | 0 | 0 | 0 | 0 | 0 | 0 | 0 | 0 | 0 | 0 | 0 | 795357.7835 | OK
| 2022 | 0 | 0 | 0 | 0 | 0 | 0 | 0 | 0 | 0 | 0 | 0 | 0 | 0 | 0 | 0 | 0 | 0 | 0 | 0 | 0 | 61854.5536 | 61921.7526 | 61845.8664 | 61497.9141 | 61041.1653 | 60493.1313 | 60353.3917 | 60206.2995 | 59420.1333 | 59139.8761 | 59254.9932 | 66577.4467 | 68628.1674 | 0 | 0 | 0 | 0 | 0 | 0 | 0 | 0 | 0 | 0 | 0 | 0 | 802234.6914 | OK
| 2023 | 0 | 0 | 0 | 0 | 0 | 0 | 0 | 0 | 0 | 0 | 0 | 0 | 0 | 0 | 0 | 0 | 0 | 0 | 0 | 0 | 0 | 61921.7526 | 61845.8664 | 61497.9141 | 61041.1653 | 60493.1313 | 60353.3917 | 60206.2995 | 59420.1333 | 59139.8761 | 59254.9932 | 66577.4467 | 68628.1674 | 69210.7873 | 0 | 0 | 0 | 0 | 0 | 0 | 0 | 0 | 0 | 0 | 0 | 809590.9251 | OK
| 2024 | 0 | 0 | 0 | 0 | 0 | 0 | 0 | 0 | 0 | 0 | 0 | 0 | 0 | 0 | 0 | 0 | 0 | 0 | 0 | 0 | 0 | 0 | 61845.8664 | 61497.9141 | 61041.1653 | 60493.1313 | 60353.3917 | 60206.2995 | 59420.1333 | 59139.8761 | 59254.9932 | 66577.4467 | 68628.1674 | 69210.7873 | 69547.0514 | 0 | 0 | 0 | 0 | 0 | 0 | 0 | 0 | 0 | 0 | 817216.2239 | OK
| 2025 | 0 | 0 | 0 | 0 | 0 | 0 | 0 | 0 | 0 | 0 | 0 | 0 | 0 | 0 | 0 | 0 | 0 | 0 | 0 | 0 | 0 | 0 | 0 | 61497.9141 | 61041.1653 | 60493.1313 | 60353.3917 | 60206.2995 | 59420.1333 | 59139.8761 | 59254.9932 | 66577.4467 | 68628.1674 | 69210.7873 | 69547.0514 | 69741.567 | 0 | 0 | 0 | 0 | 0 | 0 | 0 | 0 | 0 | 825111.9245 | OK
| 2026 | 0 | 0 | 0 | 0 | 0 | 0 | 0 | 0 | 0 | 0 | 0 | 0 | 0 | 0 | 0 | 0 | 0 | 0 | 0 | 0 | 0 | 0 | 0 | 0 | 61041.1653 | 60493.1313 | 60353.3917 | 60206.2995 | 59420.1333 | 59139.8761 | 59254.9932 | 66577.4467 | 68628.1674 | 69210.7873 | 69547.0514 | 69741.567 | 69661.2537 | 0 | 0 | 0 | 0 | 0 | 0 | 0 | 0 | 833275.264 | OK
| 2027 | 0 | 0 | 0 | 0 | 0 | 0 | 0 | 0 | 0 | 0 | 0 | 0 | 0 | 0 | 0 | 0 | 0 | 0 | 0 | 0 | 0 | 0 | 0 | 0 | 0 | 60493.1313 | 60353.3917 | 60206.2995 | 59420.1333 | 59139.8761 | 59254.9932 | 66577.4467 | 68628.1674 | 69210.7873 | 69547.0514 | 69741.567 | 69661.2537 | 69174.5884 | 0 | 0 | 0 | 0 | 0 | 0 | 0 | 841408.687 | OK
| 2028 | 0 | 0 | 0 | 0 | 0 | 0 | 0 | 0 | 0 | 0 | 0 | 0 | 0 | 0 | 0 | 0 | 0 | 0 | 0 | 0 | 0 | 0 | 0 | 0 | 0 | 0 | 60353.3917 | 60206.2995 | 59420.1333 | 59139.8761 | 59254.9932 | 66577.4467 | 68628.1674 | 69210.7873 | 69547.0514 | 69741.567 | 69661.2537 | 69174.5884 | 68467.9211 | 0 | 0 | 0 | 0 | 0 | 0 | 849383.4768 | OK
| 2029 | 0 | 0 | 0 | 0 | 0 | 0 | 0 | 0 | 0 | 0 | 0 | 0 | 0 | 0 | 0 | 0 | 0 | 0 | 0 | 0 | 0 | 0 | 0 | 0 | 0 | 0 | 0 | 60206.2995 | 59420.1333 | 59139.8761 | 59254.9932 | 66577.4467 | 68628.1674 | 69210.7873 | 69547.0514 | 69741.567 | 69661.2537 | 69174.5884 | 68467.9211 | 67599.088 | 0 | 0 | 0 | 0 | 0 | 856629.1732 | OK
| 2030 | 0 | 0 | 0 | 0 | 0 | 0 | 0 | 0 | 0 | 0 | 0 | 0 | 0 | 0 | 0 | 0 | 0 | 0 | 0 | 0 | 0 | 0 | 0 | 0 | 0 | 0 | 0 | 0 | 59420.1333 | 59139.8761 | 59254.9932 | 66577.4467 | 68628.1674 | 69210.7873 | 69547.0514 | 69741.567 | 69661.2537 | 69174.5884 | 68467.9211 | 67599.088 | 67118.4799 | 0 | 0 | 0 | 0 | 863541.3535 | OK
| 2031 | 0 | 0 | 0 | 0 | 0 | 0 | 0 | 0 | 0 | 0 | 0 | 0 | 0 | 0 | 0 | 0 | 0 | 0 | 0 | 0 | 0 | 0 | 0 | 0 | 0 | 0 | 0 | 0 | 0 | 59139.8761 | 59254.9932 | 66577.4467 | 68628.1674 | 69210.7873 | 69547.0514 | 69741.567 | 69661.2537 | 69174.5884 | 68467.9211 | 67599.088 | 67118.4799 | 66663.1398 | 0 | 0 | 0 | 870784.36 | OK
| 2032 | 0 | 0 | 0 | 0 | 0 | 0 | 0 | 0 | 0 | 0 | 0 | 0 | 0 | 0 | 0 | 0 | 0 | 0 | 0 | 0 | 0 | 0 | 0 | 0 | 0 | 0 | 0 | 0 | 0 | 0 | 59254.9932 | 66577.4467 | 68628.1674 | 69210.7873 | 69547.0514 | 69741.567 | 69661.2537 | 69174.5884 | 68467.9211 | 67599.088 | 67118.4799 | 66663.1398 | 65876.9736 | 0 | 0 | 877521.4575 | OK
| 2033 | 0 | 0 | 0 | 0 | 0 | 0 | 0 | 0 | 0 | 0 | 0 | 0 | 0 | 0 | 0 | 0 | 0 | 0 | 0 | 0 | 0 | 0 | 0 | 0 | 0 | 0 | 0 | 0 | 0 | 0 | 0 | 66577.4467 | 68628.1674 | 69210.7873 | 69547.0514 | 69741.567 | 69661.2537 | 69174.5884 | 68467.9211 | 67599.088 | 67118.4799 | 66663.1398 | 65876.9736 | 65596.7165 | 0 | 883863.1808 | OK
| 2034 | 0 | 0 | 0 | 0 | 0 | 0 | 0 | 0 | 0 | 0 | 0 | 0 | 0 | 0 | 0 | 0 | 0 | 0 | 0 | 0 | 0 | 0 | 0 | 0 | 0 | 0 | 0 | 0 | 0 | 0 | 0 | 0 | 68628.1674 | 69210.7873 | 69547.0514 | 69741.567 | 69661.2537 | 69174.5884 | 68467.9211 | 67599.088 | 67118.4799 | 66663.1398 | 65876.9736 | 65596.7165 | 65711.8335 | 882997.5676 | OK
Vintage Distribution
|  | 1990 | 1991 | 1992 | 1993 | 1994 | 1995 | 1996 | 1997 | 1998 | 1999 | 2000 | 2001 | 2002 | 2003 | 2004 | 2005 | 2006 | 2007 | 2008 | 2009 | 2010 | 2011 | 2012 | 2013 | 2014 | 2015 | 2016 | 2017 | 2018 | 2019 | 2020 | 2021 | 2022 | 2023 | 2024 | 2025 | 2026 | 2027 | 2028 | 2029 | 2030 | 2031 | 2032 | 2033 | 2034 | Sum Check
| 1990 | [45 empty] | 0% | bar: 1990 to 2034
| 1991 | 0% | 100% | 0% | 0% | 0% | 0% | 0% | 0% | 0% | 0% | 0% | 0% | 0% | 0% | 0% | 0% | 0% | 0% | 0% | 0% | 0% | 0% | 0% | 0% | 0% | 0% | 0% | 0% | 0% | 0% | 0% | 0% | 0% | 0% | 0% | 0% | 0% | 0% | 0% | 0% | 0% | 0% | 0% | 0% | 0% | 100%
| 1992 | 0% | 50% | 50% | 0% | 0% | 0% | 0% | 0% | 0% | 0% | 0% | 0% | 0% | 0% | 0% | 0% | 0% | 0% | 0% | 0% | 0% | 0% | 0% | 0% | 0% | 0% | 0% | 0% | 0% | 0% | 0% | 0% | 0% | 0% | 0% | 0% | 0% | 0% | 0% | 0% | 0% | 0% | 0% | 0% | 0% | 100%
| 1993 | 0% | 33.33% | 33.33% | 33.34% | 0% | 0% | 0% | 0% | 0% | 0% | 0% | 0% | 0% | 0% | 0% | 0% | 0% | 0% | 0% | 0% | 0% | 0% | 0% | 0% | 0% | 0% | 0% | 0% | 0% | 0% | 0% | 0% | 0% | 0% | 0% | 0% | 0% | 0% | 0% | 0% | 0% | 0% | 0% | 0% | 0% | 100%
| 1994 | 0% | 25% | 25% | 25% | 25% | 0% | 0% | 0% | 0% | 0% | 0% | 0% | 0% | 0% | 0% | 0% | 0% | 0% | 0% | 0% | 0% | 0% | 0% | 0% | 0% | 0% | 0% | 0% | 0% | 0% | 0% | 0% | 0% | 0% | 0% | 0% | 0% | 0% | 0% | 0% | 0% | 0% | 0% | 0% | 0% | 100%
| 1995 | 0% | 20% | 20% | 20% | 20% | 20% | 0% | 0% | 0% | 0% | 0% | 0% | 0% | 0% | 0% | 0% | 0% | 0% | 0% | 0% | 0% | 0% | 0% | 0% | 0% | 0% | 0% | 0% | 0% | 0% | 0% | 0% | 0% | 0% | 0% | 0% | 0% | 0% | 0% | 0% | 0% | 0% | 0% | 0% | 0% | 100%
| 1996 | 0% | 16.67% | 16.67% | 16.67% | 16.67% | 16.67% | 16.66% | 0% | 0% | 0% | 0% | 0% | 0% | 0% | 0% | 0% | 0% | 0% | 0% | 0% | 0% | 0% | 0% | 0% | 0% | 0% | 0% | 0% | 0% | 0% | 0% | 0% | 0% | 0% | 0% | 0% | 0% | 0% | 0% | 0% | 0% | 0% | 0% | 0% | 0% | 100%
| 1997 | 0% | 14.29% | 14.29% | 14.29% | 14.29% | 14.29% | 14.28% | 14.29% | 0% | 0% | 0% | 0% | 0% | 0% | 0% | 0% | 0% | 0% | 0% | 0% | 0% | 0% | 0% | 0% | 0% | 0% | 0% | 0% | 0% | 0% | 0% | 0% | 0% | 0% | 0% | 0% | 0% | 0% | 0% | 0% | 0% | 0% | 0% | 0% | 0% | 100%
| 1998 | 0% | 12.5% | 12.5% | 12.5% | 12.5% | 12.5% | 12.49% | 12.5% | 12.51% | 0% | 0% | 0% | 0% | 0% | 0% | 0% | 0% | 0% | 0% | 0% | 0% | 0% | 0% | 0% | 0% | 0% | 0% | 0% | 0% | 0% | 0% | 0% | 0% | 0% | 0% | 0% | 0% | 0% | 0% | 0% | 0% | 0% | 0% | 0% | 0% | 100%
| 1999 | 0% | 11.11% | 11.11% | 11.11% | 11.11% | 11.11% | 11.1% | 11.11% | 11.12% | 11.11% | 0% | 0% | 0% | 0% | 0% | 0% | 0% | 0% | 0% | 0% | 0% | 0% | 0% | 0% | 0% | 0% | 0% | 0% | 0% | 0% | 0% | 0% | 0% | 0% | 0% | 0% | 0% | 0% | 0% | 0% | 0% | 0% | 0% | 0% | 0% | 100%
| 2000 | 0% | 10% | 10% | 10% | 10% | 9.999% | 9.995% | 10% | 10.01% | 10% | 9.987% | 0% | 0% | 0% | 0% | 0% | 0% | 0% | 0% | 0% | 0% | 0% | 0% | 0% | 0% | 0% | 0% | 0% | 0% | 0% | 0% | 0% | 0% | 0% | 0% | 0% | 0% | 0% | 0% | 0% | 0% | 0% | 0% | 0% | 0% | 100%
| 2001 | 0% | 9.093% | 9.093% | 9.095% | 9.095% | 9.093% | 9.089% | 9.094% | 9.104% | 9.095% | 9.081% | 9.069% | 0% | 0% | 0% | 0% | 0% | 0% | 0% | 0% | 0% | 0% | 0% | 0% | 0% | 0% | 0% | 0% | 0% | 0% | 0% | 0% | 0% | 0% | 0% | 0% | 0% | 0% | 0% | 0% | 0% | 0% | 0% | 0% | 0% | 100%
| 2002 | 0% | 8.333% | 8.333% | 8.335% | 8.335% | 8.333% | 8.329% | 8.334% | 8.343% | 8.335% | 8.322% | 8.311% | 8.359% | 0% | 0% | 0% | 0% | 0% | 0% | 0% | 0% | 0% | 0% | 0% | 0% | 0% | 0% | 0% | 0% | 0% | 0% | 0% | 0% | 0% | 0% | 0% | 0% | 0% | 0% | 0% | 0% | 0% | 0% | 0% | 0% | 100%
| 2003 | 0% | 7.688% | 7.688% | 7.69% | 7.69% | 7.688% | 7.684% | 7.689% | 7.697% | 7.69% | 7.678% | 7.668% | 7.712% | 7.739% | 0% | 0% | 0% | 0% | 0% | 0% | 0% | 0% | 0% | 0% | 0% | 0% | 0% | 0% | 0% | 0% | 0% | 0% | 0% | 0% | 0% | 0% | 0% | 0% | 0% | 0% | 0% | 0% | 0% | 0% | 0% | 100%
| 2004 | 0% | 0% | 7.691% | 7.692% | 7.692% | 7.69% | 7.687% | 7.692% | 7.7% | 7.693% | 7.681% | 7.671% | 7.714% | 7.742% | 7.656% | 0% | 0% | 0% | 0% | 0% | 0% | 0% | 0% | 0% | 0% | 0% | 0% | 0% | 0% | 0% | 0% | 0% | 0% | 0% | 0% | 0% | 0% | 0% | 0% | 0% | 0% | 0% | 0% | 0% | 0% | 100%
| 2005 | 0% | 0% | 0% | 7.698% | 7.698% | 7.696% | 7.692% | 7.697% | 7.705% | 7.698% | 7.686% | 7.676% | 7.72% | 7.747% | 7.661% | 7.626% | 0% | 0% | 0% | 0% | 0% | 0% | 0% | 0% | 0% | 0% | 0% | 0% | 0% | 0% | 0% | 0% | 0% | 0% | 0% | 0% | 0% | 0% | 0% | 0% | 0% | 0% | 0% | 0% | 0% | 100%
| 2006 | 0% | 0% | 0% | 0% | 7.703% | 7.701% | 7.698% | 7.703% | 7.711% | 7.704% | 7.692% | 7.681% | 7.725% | 7.753% | 7.667% | 7.631% | 7.631% | 0% | 0% | 0% | 0% | 0% | 0% | 0% | 0% | 0% | 0% | 0% | 0% | 0% | 0% | 0% | 0% | 0% | 0% | 0% | 0% | 0% | 0% | 0% | 0% | 0% | 0% | 0% | 0% | 100%
| 2007 | 0% | 0% | 0% | 0% | 0% | 7.628% | 7.625% | 7.63% | 7.638% | 7.631% | 7.619% | 7.609% | 7.652% | 7.679% | 7.594% | 7.559% | 7.559% | 8.578% | 0% | 0% | 0% | 0% | 0% | 0% | 0% | 0% | 0% | 0% | 0% | 0% | 0% | 0% | 0% | 0% | 0% | 0% | 0% | 0% | 0% | 0% | 0% | 0% | 0% | 0% | 0% | 100%
| 2008 | 0% | 0% | 0% | 0% | 0% | 0% | 7.534% | 7.539% | 7.547% | 7.54% | 7.528% | 7.518% | 7.561% | 7.588% | 7.504% | 7.469% | 7.469% | 8.476% | 8.726% | 0% | 0% | 0% | 0% | 0% | 0% | 0% | 0% | 0% | 0% | 0% | 0% | 0% | 0% | 0% | 0% | 0% | 0% | 0% | 0% | 0% | 0% | 0% | 0% | 0% | 0% | 100%
| 2009 | 0% | 0% | 0% | 0% | 0% | 0% | 0% | 7.447% | 7.455% | 7.448% | 7.436% | 7.427% | 7.469% | 7.496% | 7.413% | 7.378% | 7.378% | 8.373% | 8.62% | 8.66% | 0% | 0% | 0% | 0% | 0% | 0% | 0% | 0% | 0% | 0% | 0% | 0% | 0% | 0% | 0% | 0% | 0% | 0% | 0% | 0% | 0% | 0% | 0% | 0% | 0% | 100%
| 2010 | 0% | 0% | 0% | 0% | 0% | 0% | 0% | 0% | 7.365% | 7.358% | 7.346% | 7.337% | 7.379% | 7.405% | 7.323% | 7.289% | 7.288% | 8.271% | 8.515% | 8.555% | 8.57% | 0% | 0% | 0% | 0% | 0% | 0% | 0% | 0% | 0% | 0% | 0% | 0% | 0% | 0% | 0% | 0% | 0% | 0% | 0% | 0% | 0% | 0% | 0% | 0% | 100%
| 2011 | 0% | 0% | 0% | 0% | 0% | 0% | 0% | 0% | 0% | 7.27% | 7.258% | 7.249% | 7.29% | 7.316% | 7.235% | 7.201% | 7.201% | 8.172% | 8.413% | 8.453% | 8.467% | 8.476% | 0% | 0% | 0% | 0% | 0% | 0% | 0% | 0% | 0% | 0% | 0% | 0% | 0% | 0% | 0% | 0% | 0% | 0% | 0% | 0% | 0% | 0% | 0% | 100%
| 2012 | 0% | 0% | 0% | 0% | 0% | 0% | 0% | 0% | 0% | 0% | 7.172% | 7.163% | 7.204% | 7.229% | 7.149% | 7.116% | 7.116% | 8.076% | 8.314% | 8.353% | 8.367% | 8.376% | 8.366% | 0% | 0% | 0% | 0% | 0% | 0% | 0% | 0% | 0% | 0% | 0% | 0% | 0% | 0% | 0% | 0% | 0% | 0% | 0% | 0% | 0% | 0% | 100%
| 2013 | 0% | 0% | 0% | 0% | 0% | 0% | 0% | 0% | 0% | 0% | 0% | 7.082% | 7.122% | 7.147% | 7.068% | 7.036% | 7.035% | 7.984% | 8.219% | 8.258% | 8.272% | 8.281% | 8.271% | 8.224% | 0% | 0% | 0% | 0% | 0% | 0% | 0% | 0% | 0% | 0% | 0% | 0% | 0% | 0% | 0% | 0% | 0% | 0% | 0% | 0% | 0% | 100%
| 2014 | 0% | 0% | 0% | 0% | 0% | 0% | 0% | 0% | 0% | 0% | 0% | 0% | 7.046% | 7.071% | 6.993% | 6.96% | 6.96% | 7.899% | 8.131% | 8.17% | 8.183% | 8.192% | 8.182% | 8.136% | 8.076% | 0% | 0% | 0% | 0% | 0% | 0% | 0% | 0% | 0% | 0% | 0% | 0% | 0% | 0% | 0% | 0% | 0% | 0% | 0% | 0% | 100%
| 2015 | 0% | 0% | 0% | 0% | 0% | 0% | 0% | 0% | 0% | 0% | 0% | 0% | 0% | 7.004% | 6.926% | 6.894% | 6.894% | 7.824% | 8.054% | 8.092% | 8.106% | 8.115% | 8.105% | 8.059% | 7.999% | 7.927% | 0% | 0% | 0% | 0% | 0% | 0% | 0% | 0% | 0% | 0% | 0% | 0% | 0% | 0% | 0% | 0% | 0% | 0% | 0% | 100%
| 2016 | 0% | 0% | 0% | 0% | 0% | 0% | 0% | 0% | 0% | 0% | 0% | 0% | 0% | 0% | 6.864% | 6.832% | 6.832% | 7.754% | 7.982% | 8.02% | 8.033% | 8.042% | 8.032% | 7.987% | 7.927% | 7.856% | 7.838% | 0% | 0% | 0% | 0% | 0% | 0% | 0% | 0% | 0% | 0% | 0% | 0% | 0% | 0% | 0% | 0% | 0% | 0% | 100%
| 2017 | 0% | 0% | 0% | 0% | 0% | 0% | 0% | 0% | 0% | 0% | 0% | 0% | 0% | 0% | 0% | 6.768% | 6.768% | 7.68% | 7.907% | 7.944% | 7.957% | 7.966% | 7.956% | 7.911% | 7.853% | 7.782% | 7.764% | 7.745% | 0% | 0% | 0% | 0% | 0% | 0% | 0% | 0% | 0% | 0% | 0% | 0% | 0% | 0% | 0% | 0% | 0% | 100%
| 2018 | 0% | 0% | 0% | 0% | 0% | 0% | 0% | 0% | 0% | 0% | 0% | 0% | 0% | 0% | 0% | 0% | 6.709% | 7.614% | 7.838% | 7.875% | 7.888% | 7.897% | 7.887% | 7.843% | 7.784% | 7.714% | 7.697% | 7.678% | 7.578% | 0% | 0% | 0% | 0% | 0% | 0% | 0% | 0% | 0% | 0% | 0% | 0% | 0% | 0% | 0% | 0% | 100%
| 2019 | 0% | 0% | 0% | 0% | 0% | 0% | 0% | 0% | 0% | 0% | 0% | 0% | 0% | 0% | 0% | 0% | 0% | 7.551% | 7.773% | 7.81% | 7.823% | 7.831% | 7.822% | 7.778% | 7.72% | 7.651% | 7.633% | 7.614% | 7.515% | 7.48% | 0% | 0% | 0% | 0% | 0% | 0% | 0% | 0% | 0% | 0% | 0% | 0% | 0% | 0% | 0% | 100%
| 2020 | 0% | 0% | 0% | 0% | 0% | 0% | 0% | 0% | 0% | 0% | 0% | 0% | 0% | 0% | 0% | 0% | 0% | 0% | 7.778% | 7.814% | 7.827% | 7.836% | 7.826% | 7.782% | 7.724% | 7.655% | 7.637% | 7.619% | 7.519% | 7.484% | 7.498% | 0% | 0% | 0% | 0% | 0% | 0% | 0% | 0% | 0% | 0% | 0% | 0% | 0% | 0% | 100%
| 2021 | 0% | 0% | 0% | 0% | 0% | 0% | 0% | 0% | 0% | 0% | 0% | 0% | 0% | 0% | 0% | 0% | 0% | 0% | 0% | 7.764% | 7.777% | 7.785% | 7.776% | 7.732% | 7.675% | 7.606% | 7.588% | 7.57% | 7.471% | 7.436% | 7.45% | 8.371% | 0% | 0% | 0% | 0% | 0% | 0% | 0% | 0% | 0% | 0% | 0% | 0% | 0% | 100%
| 2022 | 0% | 0% | 0% | 0% | 0% | 0% | 0% | 0% | 0% | 0% | 0% | 0% | 0% | 0% | 0% | 0% | 0% | 0% | 0% | 0% | 7.71% | 7.719% | 7.709% | 7.666% | 7.609% | 7.541% | 7.523% | 7.505% | 7.407% | 7.372% | 7.386% | 8.299% | 8.555% | 0% | 0% | 0% | 0% | 0% | 0% | 0% | 0% | 0% | 0% | 0% | 0% | 100%
| 2023 | 0% | 0% | 0% | 0% | 0% | 0% | 0% | 0% | 0% | 0% | 0% | 0% | 0% | 0% | 0% | 0% | 0% | 0% | 0% | 0% | 0% | 7.649% | 7.639% | 7.596% | 7.54% | 7.472% | 7.455% | 7.437% | 7.34% | 7.305% | 7.319% | 8.224% | 8.477% | 8.549% | 0% | 0% | 0% | 0% | 0% | 0% | 0% | 0% | 0% | 0% | 0% | 100%
| 2024 | 0% | 0% | 0% | 0% | 0% | 0% | 0% | 0% | 0% | 0% | 0% | 0% | 0% | 0% | 0% | 0% | 0% | 0% | 0% | 0% | 0% | 0% | 7.568% | 7.525% | 7.469% | 7.402% | 7.385% | 7.367% | 7.271% | 7.237% | 7.251% | 8.147% | 8.398% | 8.469% | 8.51% | 0% | 0% | 0% | 0% | 0% | 0% | 0% | 0% | 0% | 0% | 100%
| 2025 | 0% | 0% | 0% | 0% | 0% | 0% | 0% | 0% | 0% | 0% | 0% | 0% | 0% | 0% | 0% | 0% | 0% | 0% | 0% | 0% | 0% | 0% | 0% | 7.453% | 7.398% | 7.332% | 7.315% | 7.297% | 7.201% | 7.167% | 7.181% | 8.069% | 8.317% | 8.388% | 8.429% | 8.452% | 0% | 0% | 0% | 0% | 0% | 0% | 0% | 0% | 0% | 100%
| 2026 | 0% | 0% | 0% | 0% | 0% | 0% | 0% | 0% | 0% | 0% | 0% | 0% | 0% | 0% | 0% | 0% | 0% | 0% | 0% | 0% | 0% | 0% | 0% | 0% | 7.325% | 7.26% | 7.243% | 7.225% | 7.131% | 7.097% | 7.111% | 7.99% | 8.236% | 8.306% | 8.346% | 8.37% | 8.36% | 0% | 0% | 0% | 0% | 0% | 0% | 0% | 0% | 100%
| 2027 | 0% | 0% | 0% | 0% | 0% | 0% | 0% | 0% | 0% | 0% | 0% | 0% | 0% | 0% | 0% | 0% | 0% | 0% | 0% | 0% | 0% | 0% | 0% | 0% | 0% | 7.19% | 7.173% | 7.155% | 7.062% | 7.029% | 7.042% | 7.913% | 8.156% | 8.226% | 8.266% | 8.289% | 8.279% | 8.221% | 0% | 0% | 0% | 0% | 0% | 0% | 0% | 100%
| 2028 | 0% | 0% | 0% | 0% | 0% | 0% | 0% | 0% | 0% | 0% | 0% | 0% | 0% | 0% | 0% | 0% | 0% | 0% | 0% | 0% | 0% | 0% | 0% | 0% | 0% | 0% | 7.106% | 7.088% | 6.996% | 6.963% | 6.976% | 7.838% | 8.08% | 8.148% | 8.188% | 8.211% | 8.201% | 8.144% | 8.061% | 0% | 0% | 0% | 0% | 0% | 0% | 100%
| 2029 | 0% | 0% | 0% | 0% | 0% | 0% | 0% | 0% | 0% | 0% | 0% | 0% | 0% | 0% | 0% | 0% | 0% | 0% | 0% | 0% | 0% | 0% | 0% | 0% | 0% | 0% | 0% | 7.028% | 6.937% | 6.904% | 6.917% | 7.772% | 8.011% | 8.079% | 8.119% | 8.141% | 8.132% | 8.075% | 7.993% | 7.891% | 0% | 0% | 0% | 0% | 0% | 100%
| 2030 | 0% | 0% | 0% | 0% | 0% | 0% | 0% | 0% | 0% | 0% | 0% | 0% | 0% | 0% | 0% | 0% | 0% | 0% | 0% | 0% | 0% | 0% | 0% | 0% | 0% | 0% | 0% | 0% | 6.881% | 6.849% | 6.862% | 7.71% | 7.947% | 8.015% | 8.054% | 8.076% | 8.067% | 8.011% | 7.929% | 7.828% | 7.772% | 0% | 0% | 0% | 0% | 100%
| 2031 | 0% | 0% | 0% | 0% | 0% | 0% | 0% | 0% | 0% | 0% | 0% | 0% | 0% | 0% | 0% | 0% | 0% | 0% | 0% | 0% | 0% | 0% | 0% | 0% | 0% | 0% | 0% | 0% | 0% | 6.792% | 6.805% | 7.646% | 7.881% | 7.948% | 7.987% | 8.009% | 8% | 7.944% | 7.863% | 7.763% | 7.708% | 7.656% | 0% | 0% | 0% | 100%
| 2032 | 0% | 0% | 0% | 0% | 0% | 0% | 0% | 0% | 0% | 0% | 0% | 0% | 0% | 0% | 0% | 0% | 0% | 0% | 0% | 0% | 0% | 0% | 0% | 0% | 0% | 0% | 0% | 0% | 0% | 0% | 6.753% | 7.587% | 7.821% | 7.887% | 7.925% | 7.948% | 7.938% | 7.883% | 7.802% | 7.703% | 7.649% | 7.597% | 7.507% | 0% | 0% | 100%
| 2033 | 0% | 0% | 0% | 0% | 0% | 0% | 0% | 0% | 0% | 0% | 0% | 0% | 0% | 0% | 0% | 0% | 0% | 0% | 0% | 0% | 0% | 0% | 0% | 0% | 0% | 0% | 0% | 0% | 0% | 0% | 0% | 7.533% | 7.765% | 7.83% | 7.869% | 7.891% | 7.881% | 7.826% | 7.746% | 7.648% | 7.594% | 7.542% | 7.453% | 7.422% | 0% | 100%
| 2034 | 0% | 0% | 0% | 0% | 0% | 0% | 0% | 0% | 0% | 0% | 0% | 0% | 0% | 0% | 0% | 0% | 0% | 0% | 0% | 0% | 0% | 0% | 0% | 0% | 0% | 0% | 0% | 0% | 0% | 0% | 0% | 0% | 7.772% | 7.838% | 7.876% | 7.898% | 7.889% | 7.834% | 7.754% | 7.656% | 7.601% | 7.55% | 7.461% | 7.429% | 7.442% | 100%
Installed UEC (kWh)
|  | Average pre-case UEC | Average post-case UEC
| 1990 | 1990: 0; 1991: 0
| 1991 | 1990: 84.3482; 1991: 84.3482
| 1992 | 1990: 84.3482; 1991: 84.3482
| 1993 | 1990: 84.3482; 1991: 84.3482
| 1994 | 1990: 84.3482; 1991: 84.3482
| 1995 | 1990: 84.3482; 1991: 84.3482
| 1996 | 1990: 84.3482; 1991: 84.3482
| 1997 | 1990: 84.3482; 1991: 84.3482
| 1998 | 1990: 84.3482; 1991: 84.3482
| 1999 | 1990: 84.3482; 1991: 84.3482
| 2000 | 1990: 84.3482; 1991: 84.3482
| 2001 | 1990: 84.3482; 1991: 84.3482
| 2002 | 1990: 84.3482; 1991: 84.3482
| 2003 | 1990: 84.3482; 1991: 84.3482
| 2004 | 1990: 84.3482; 1991: 84.3482
| 2005 | 1990: 84.3482; 1991: 84.3482
| 2006 | 1990: 84.3482; 1991: 84.3482
| 2007 | 1990: 84.3482; 1991: 84.3482
| 2008 | 1990: 84.3482; 1991: 82.9041
| 2009 | 1990: 84.3482; 1991: 81.4885
| 2010 | 1990: 84.3482; 1991: 80.1049
| 2011 | 1990: 84.3482; 1991: 78.7531
| 2012 | 1990: 84.3482; 1991: 77.4348
| 2013 | 1990: 84.3482; 1991: 76.1521
| 2014 | 1990: 84.3482; 1991: 74.9033
| 2015 | 1990: 84.3482; 1991: 73.6809
| 2016 | 1990: 84.3482; 1991: 72.4795
| 2017 | 1990: 84.3482; 1991: 71.3099
| 2018 | 1990: 84.3482; 1991: 70.1691
| 2019 | 1990: 84.3482; 1991: 69.0485
| 2020 | 1990: 84.3482; 1991: 67.7989
| 2021 | 1990: 84.3482; 1991: 67.7989
| 2022 | 1990: 84.3482; 1991: 67.7989
| 2023 | 1990: 84.3482; 1991: 67.7989
| 2024 | 1990: 84.3482; 1991: 67.7989
| 2025 | 1990: 84.3482; 1991: 67.7989
| 2026 | 1990: 84.3482; 1991: 67.7989
| 2027 | 1990: 84.3482; 1991: 67.7989
| 2028 | 1990: 84.3482; 1991: 67.7989
| 2029 | 1990: 84.3482; 1991: 67.7989
| 2030 | 1990: 84.3482; 1991: 67.7989
| 2031 | 1990: 84.3482; 1991: 67.7989
| 2032 | 1990: 84.3482; 1991: 67.7989
| 2033 | 1990: 84.3482; 1991: 67.7989
| 2034 | 1990: 84.3482; 1991: 67.7989

## Stock Model- SF
1 | 2 | 3 | 4 | 5 | 6 | 7 | 8 | 9 | 10 | 11 | 12 | 13 | 14 | 15 | 16 | 17 | 18 | 19 | 20 | 21 | 22 | 23 | 24 | 25 | 26 | 27 | 28 | 29 | 30 | 31 | 32 | 33 | 34 | 35 | 36 | 37 | 38 | 39 | 40 | 41 | 42 | 43 | 44 | 45 | 46 | 47 | 48 | 49 | 50 | 51 | 1 | 2 | 3 | 4 | 5 | 6 | 7 | 8 | 9 | 10 | 11 | 12 | 13 | 14
Initial Year | 1990
[52 empty] | Stock Model: DOE group can provide historical shipment, shipment forecast is driven by shipment due to new construction (column AD) |  | These columns determines total stock, accounting for abandoned units and shipment due to new construction as well as saturation of equipment in household. At least the housing growth can be tailored to the NW, maybe the saturation as well. | [5 empty] | For Graph- New Shipment |  |  |  |  | Housing Type | SFm
[65 empty] | Product Life Time | 13
DOE Survival | 0 | 0 | 0 | 0 | 0 | 0 | 0 | 0 | 0 | 0 | 0 | 0 | 0 | 0 | 0 | 0 | 0 | 0 | 0 | 0 | 0 | 0 | 0 | 0 | 0 | 0 | 0 | 0 | 0 | 0 | 0 | 0 | 0 | 0 | 0 | 0 | 0 | 0 | 0 | 0 | 0 | 0 | 0 | 0 | 0 | 0 | 0 | 0 | 0 | 0 | [14 empty] | Survival Assumption | 1/Lifetime Survival
1/Lifetime Survival | 0 | 0 | 0 | 0 | 0 | 0 | 0 | 0 | 0 | 0 | 0 | 0 | 0 | 0 | 0 | 0 | 0 | 0 | 0 | 0 | 0 | 0 | 0 | 0 | 0 | 0 | 0 | 0 | 0 | 0 | 0 | 0 | 0 | 0 | 0 | 0 | 0 | 0 | 0.076923 | 0.15385 | 0.23077 | 0.30769 | 0.38462 | 0.46154 | 0.53846 | 0.61538 | 0.69231 | 0.76923 | 0.84615 | 0.92308 |  | New Shipment | Stock | Abandoned units | % of retirements not Replaced | Replacements for Retiring Units | Council's Replacement Assumption | Ship due to new construction | Saturation factor CFLK in SF | Actual Retirements | Repl. Units | New Cons Units | Total Shipment | 6Plan's Baseline | Abandoned Rate | 0%
| 50 | 49 | 48 | 47 | 46 | 45 | 44 | 43 | 42 | 41 | 40 | 39 | 38 | 37 | 36 | 35 | 34 | 33 | 32 | 31 | 30 | 29 | 28 | 27 | 26 | 25 | 24 | 23 | 22 | 21 | 20 | 19 | 18 | 17 | 16 | 15 | 14 | 13 | 12 | 11 | 10 | 9 | 8 | 7 | 6 | 5 | 4 | 3 | 2 | 1 | Year | Replacement of Retiring units+ New Construction from housing calibrated to historical shipment data | Previous year stock+New construction- abandoned units | Replacement for retiring units* (1-% retirements not replaced) | Average of % retirement not replaced. Based on historical new shipment data: Total stock previous year- sum of units of all vintages; | Total stock from previous year - stock of all vintages this year | Product not included in Supply Curve | Driven by housing growth | Equipment saturation per sector unit (e.g. per home, per multi-family home, per sq ft) | Abandoned units+replacements for retiring | precase= actual retirement- abandoned; post- case |  | Replacement unit+New Construction | Not included in supply curve
1990 | 0 | 0 | 0 | 0 | 0 | 0 | 0 | 0 | 0 | 0 | 0 | 0 | 0 | 0 | 0 | 0 | 0 | 0 | 0 | 0 | 0 | 0 | 0 | 0 | 0 | 0 | 0 | 0 | 0 | 0 | 0 | 0 | 0 | 0 | 0 | 0 | 0 | 0 | 0 | 0 | 0 | 0 | 0 | 0 | 0 | 0 | 0 | 0 | 0 | 0 | 1990 | 385261.2076 | 385261.2076
1991 | 0 | 0 | 0 | 0 | 0 | 0 | 0 | 0 | 0 | 0 | 0 | 0 | 0 | 0 | 0 | 0 | 0 | 0 | 0 | 0 | 0 | 0 | 0 | 0 | 0 | 0 | 0 | 0 | 0 | 0 | 0 | 0 | 0 | 0 | 0 | 0 | 0 | 0 | 0 | 0 | 0 | 0 | 0 | 0 | 0 | 0 | 0 | 0 | 0 | 385261.2076 | 1991 | 385100.953 | 770362.1606
1992 | 0 | 0 | 0 | 0 | 0 | 0 | 0 | 0 | 0 | 0 | 0 | 0 | 0 | 0 | 0 | 0 | 0 | 0 | 0 | 0 | 0 | 0 | 0 | 0 | 0 | 0 | 0 | 0 | 0 | 0 | 0 | 0 | 0 | 0 | 0 | 0 | 0 | 0 | 0 | 0 | 0 | 0 | 0 | 0 | 0 | 0 | 0 | 0 | 385261.2076 | 385100.953 | 1992 | 384940.1481 | 1155302.3087
1993 | 0 | 0 | 0 | 0 | 0 | 0 | 0 | 0 | 0 | 0 | 0 | 0 | 0 | 0 | 0 | 0 | 0 | 0 | 0 | 0 | 0 | 0 | 0 | 0 | 0 | 0 | 0 | 0 | 0 | 0 | 0 | 0 | 0 | 0 | 0 | 0 | 0 | 0 | 0 | 0 | 0 | 0 | 0 | 0 | 0 | 0 | 0 | 385261.2076 | 385100.953 | 384940.1481 | 1993 | 384987.6116 | 1540289.9203
1994 | 0 | 0 | 0 | 0 | 0 | 0 | 0 | 0 | 0 | 0 | 0 | 0 | 0 | 0 | 0 | 0 | 0 | 0 | 0 | 0 | 0 | 0 | 0 | 0 | 0 | 0 | 0 | 0 | 0 | 0 | 0 | 0 | 0 | 0 | 0 | 0 | 0 | 0 | 0 | 0 | 0 | 0 | 0 | 0 | 0 | 0 | 385261.2076 | 385100.953 | 384940.1481 | 384987.6116 | 1994 | 385285.2751 | 1925575.1954
1995 | 0 | 0 | 0 | 0 | 0 | 0 | 0 | 0 | 0 | 0 | 0 | 0 | 0 | 0 | 0 | 0 | 0 | 0 | 0 | 0 | 0 | 0 | 0 | 0 | 0 | 0 | 0 | 0 | 0 | 0 | 0 | 0 | 0 | 0 | 0 | 0 | 0 | 0 | 0 | 0 | 0 | 0 | 0 | 0 | 0 | 385261.2076 | 385100.953 | 384940.1481 | 384987.6116 | 385285.2751 | 1995 | 385992.0503 | 2311567.2457
1996 | 0 | 0 | 0 | 0 | 0 | 0 | 0 | 0 | 0 | 0 | 0 | 0 | 0 | 0 | 0 | 0 | 0 | 0 | 0 | 0 | 0 | 0 | 0 | 0 | 0 | 0 | 0 | 0 | 0 | 0 | 0 | 0 | 0 | 0 | 0 | 0 | 0 | 0 | 0 | 0 | 0 | 0 | 0 | 0 | 385261.2076 | 385100.953 | 384940.1481 | 384987.6116 | 385285.2751 | 385992.0503 | 1996 | 384299.68 | 2695866.9257
1997 | 0 | 0 | 0 | 0 | 0 | 0 | 0 | 0 | 0 | 0 | 0 | 0 | 0 | 0 | 0 | 0 | 0 | 0 | 0 | 0 | 0 | 0 | 0 | 0 | 0 | 0 | 0 | 0 | 0 | 0 | 0 | 0 | 0 | 0 | 0 | 0 | 0 | 0 | 0 | 0 | 0 | 0 | 0 | 385261.2076 | 385100.953 | 384940.1481 | 384987.6116 | 385285.2751 | 385992.0503 | 384299.68 | 1997 | 384136.1235 | 3080003.0491
1998 | 0 | 0 | 0 | 0 | 0 | 0 | 0 | 0 | 0 | 0 | 0 | 0 | 0 | 0 | 0 | 0 | 0 | 0 | 0 | 0 | 0 | 0 | 0 | 0 | 0 | 0 | 0 | 0 | 0 | 0 | 0 | 0 | 0 | 0 | 0 | 0 | 0 | 0 | 0 | 0 | 0 | 0 | 385261.2076 | 385100.953 | 384940.1481 | 384987.6116 | 385285.2751 | 385992.0503 | 384299.68 | 384136.1235 | 1998 | 385224.929 | 3465227.9781
1999 | 0 | 0 | 0 | 0 | 0 | 0 | 0 | 0 | 0 | 0 | 0 | 0 | 0 | 0 | 0 | 0 | 0 | 0 | 0 | 0 | 0 | 0 | 0 | 0 | 0 | 0 | 0 | 0 | 0 | 0 | 0 | 0 | 0 | 0 | 0 | 0 | 0 | 0 | 0 | 0 | 0 | 385261.2076 | 385100.953 | 384940.1481 | 384987.6116 | 385285.2751 | 385992.0503 | 384299.68 | 384136.1235 | 385224.929 | 1999 | 386773.593 | 3852001.5712
2000 | 0 | 0 | 0 | 0 | 0 | 0 | 0 | 0 | 0 | 0 | 0 | 0 | 0 | 0 | 0 | 0 | 0 | 0 | 0 | 0 | 0 | 0 | 0 | 0 | 0 | 0 | 0 | 0 | 0 | 0 | 0 | 0 | 0 | 0 | 0 | 0 | 0 | 0 | 0 | 0 | 385261.2076 | 385100.953 | 384940.1481 | 384987.6116 | 385285.2751 | 385992.0503 | 384299.68 | 384136.1235 | 385224.929 | 386773.593 | 2000 | 389525.9258 | 4241527.497
2001 | 0 | 0 | 0 | 0 | 0 | 0 | 0 | 0 | 0 | 0 | 0 | 0 | 0 | 0 | 0 | 0 | 0 | 0 | 0 | 0 | 0 | 0 | 0 | 0 | 0 | 0 | 0 | 0 | 0 | 0 | 0 | 0 | 0 | 0 | 0 | 0 | 0 | 0 | 0 | 385261.2076 | 385100.953 | 384940.1481 | 384987.6116 | 385285.2751 | 385992.0503 | 384299.68 | 384136.1235 | 385224.929 | 386773.593 | 389525.9258 | 2001 | 375837.8287 | 4617365.3257 |  |  |  |  | 61341.072
2002 | 0 | 0 | 0 | 0 | 0 | 0 | 0 | 0 | 0 | 0 | 0 | 0 | 0 | 0 | 0 | 0 | 0 | 0 | 0 | 0 | 0 | 0 | 0 | 0 | 0 | 0 | 0 | 0 | 0 | 0 | 0 | 0 | 0 | 0 | 0 | 0 | 0 | 0 | 385261.2076 | 385100.953 | 384940.1481 | 384987.6116 | 385285.2751 | 385992.0503 | 384299.68 | 384136.1235 | 385224.929 | 386773.593 | 389525.9258 | 375837.8287 | 2002 | 383318.3407 | 5000683.6664 |  |  |  |  | 68821.584
2003 | 0 | 0 | 0 | 0 | 0 | 0 | 0 | 0 | 0 | 0 | 0 | 0 | 0 | 0 | 0 | 0 | 0 | 0 | 0 | 0 | 0 | 0 | 0 | 0 | 0 | 0 | 0 | 0 | 0 | 0 | 0 | 0 | 0 | 0 | 0 | 0 | 0 | 385261.2076 | 385100.953 | 384940.1481 | 384987.6116 | 385285.2751 | 385992.0503 | 384299.68 | 384136.1235 | 385224.929 | 386773.593 | 389525.9258 | 375837.8287 | 383318.3407 | 2003 | 390668.9567 | 5391352.6231 |  |  |  |  | 76172.2
2004 | 0 | 0 | 0 | 0 | 0 | 0 | 0 | 0 | 0 | 0 | 0 | 0 | 0 | 0 | 0 | 0 | 0 | 0 | 0 | 0 | 0 | 0 | 0 | 0 | 0 | 0 | 0 | 0 | 0 | 0 | 0 | 0 | 0 | 0 | 0 | 0 | 0 | 385100.953 | 384940.1481 | 384987.6116 | 385285.2751 | 385992.0503 | 384299.68 | 384136.1235 | 385224.929 | 386773.593 | 389525.9258 | 375837.8287 | 383318.3407 | 390668.9567 | 2004 | 394516.9132 | 5400608.3287 |  |  |  |  | 80020.1565 |  | 0
2005 | 0 | 0 | 0 | 0 | 0 | 0 | 0 | 0 | 0 | 0 | 0 | 0 | 0 | 0 | 0 | 0 | 0 | 0 | 0 | 0 | 0 | 0 | 0 | 0 | 0 | 0 | 0 | 0 | 0 | 0 | 0 | 0 | 0 | 0 | 0 | 0 | 0 | 384940.1481 | 384987.6116 | 385285.2751 | 385992.0503 | 384299.68 | 384136.1235 | 385224.929 | 386773.593 | 389525.9258 | 375837.8287 | 383318.3407 | 390668.9567 | 394516.9132 | 2005 | 403287.5896 | 5418794.9653 | 0 | 0% | 314496.7567 | 0 | 88790.8329 | 104% | 314496.7567 | 314496.7567 | 88790.8329 | 403287.5896 | --
2006 | 0 | 0 | 0 | 0 | 0 | 0 | 0 | 0 | 0 | 0 | 0 | 0 | 0 | 0 | 0 | 0 | 0 | 0 | 0 | 0 | 0 | 0 | 0 | 0 | 0 | 0 | 0 | 0 | 0 | 0 | 0 | 0 | 0 | 0 | 0 | 0 | 0 | 384987.6116 | 385285.2751 | 385992.0503 | 384299.68 | 384136.1235 | 385224.929 | 386773.593 | 389525.9258 | 375837.8287 | 383318.3407 | 390668.9567 | 394516.9132 | 403287.5896 | 2006 | 464641.1526 | 5498495.9698 | 0 | 0% | 384940.1481 | 0 | 79701.0045 | 104% | 384940.1481 | 384940.1481 | 79701.0045 | 464641.1526 | --
2007 | 0 | 0 | 0 | 0 | 0 | 0 | 0 | 0 | 0 | 0 | 0 | 0 | 0 | 0 | 0 | 0 | 0 | 0 | 0 | 0 | 0 | 0 | 0 | 0 | 0 | 0 | 0 | 0 | 0 | 0 | 0 | 0 | 0 | 0 | 0 | 0 | 0 | 385285.2751 | 385992.0503 | 384299.68 | 384136.1235 | 385224.929 | 386773.593 | 389525.9258 | 375837.8287 | 383318.3407 | 390668.9567 | 394516.9132 | 403287.5896 | 464641.1526 | 2007 | 445762.4061 | 5559270.7643 | 0 | 0% | 384987.6116 | 0 | 60774.7946 | 104% | 384987.6116 | 384987.6116 | 60774.7946 | 445762.4061 | --
2008 | 0 | 0 | 0 | 0 | 0 | 0 | 0 | 0 | 0 | 0 | 0 | 0 | 0 | 0 | 0 | 0 | 0 | 0 | 0 | 0 | 0 | 0 | 0 | 0 | 0 | 0 | 0 | 0 | 0 | 0 | 0 | 0 | 0 | 0 | 0 | 0 | 0 | 385992.0503 | 384299.68 | 384136.1235 | 385224.929 | 386773.593 | 389525.9258 | 375837.8287 | 383318.3407 | 390668.9567 | 394516.9132 | 403287.5896 | 464641.1526 | 445762.4061 | 2008 | 421164.9102 | 5595150.3994 | 0 | 0% | 385285.2751 | 0 | 35879.635 | 104% | 385285.2751 | 385285.2751 | 35879.635 | 421164.9102 | --
2009 | 0 | 0 | 0 | 0 | 0 | 0 | 0 | 0 | 0 | 0 | 0 | 0 | 0 | 0 | 0 | 0 | 0 | 0 | 0 | 0 | 0 | 0 | 0 | 0 | 0 | 0 | 0 | 0 | 0 | 0 | 0 | 0 | 0 | 0 | 0 | 0 | 0 | 384299.68 | 384136.1235 | 385224.929 | 386773.593 | 389525.9258 | 375837.8287 | 383318.3407 | 390668.9567 | 394516.9132 | 403287.5896 | 464641.1526 | 445762.4061 | 421164.9102 | 2009 | 413528.0148 | 5622686.3639 | 0 | 0% | 385992.0503 | 0 | 27535.9646 | 104% | 385992.0503 | 385992.0503 | 27535.9646 | 413528.0148 | --
2010 | 0 | 0 | 0 | 0 | 0 | 0 | 0 | 0 | 0 | 0 | 0 | 0 | 0 | 0 | 0 | 0 | 0 | 0 | 0 | 0 | 0 | 0 | 0 | 0 | 0 | 0 | 0 | 0 | 0 | 0 | 0 | 0 | 0 | 0 | 0 | 0 | 0 | 384136.1235 | 385224.929 | 386773.593 | 389525.9258 | 375837.8287 | 383318.3407 | 390668.9567 | 394516.9132 | 403287.5896 | 464641.1526 | 445762.4061 | 421164.9102 | 413528.0148 | 2010 | 429028.8149 | 5667415.4988 | 0 | 0% | 384299.68 | 0 | 44729.1349 | 104% | 384299.68 | 384299.68 | 44729.1349 | 429028.8149 | --
2011 | 0 | 0 | 0 | 0 | 0 | 0 | 0 | 0 | 0 | 0 | 0 | 0 | 0 | 0 | 0 | 0 | 0 | 0 | 0 | 0 | 0 | 0 | 0 | 0 | 0 | 0 | 0 | 0 | 0 | 0 | 0 | 0 | 0 | 0 | 0 | 0 | 0 | 385224.929 | 386773.593 | 389525.9258 | 375837.8287 | 383318.3407 | 390668.9567 | 394516.9132 | 403287.5896 | 464641.1526 | 445762.4061 | 421164.9102 | 413528.0148 | 429028.8149 | 2011 | 445846.7857 | 5729126.161 | 0 | 0% | 384136.1235 | 0 | 61710.6622 | 104% | 384136.1235 | 384136.1235 | 61710.6622 | 445846.7857 | --
2012 | 0 | 0 | 0 | 0 | 0 | 0 | 0 | 0 | 0 | 0 | 0 | 0 | 0 | 0 | 0 | 0 | 0 | 0 | 0 | 0 | 0 | 0 | 0 | 0 | 0 | 0 | 0 | 0 | 0 | 0 | 0 | 0 | 0 | 0 | 0 | 0 | 0 | 386773.593 | 389525.9258 | 375837.8287 | 383318.3407 | 390668.9567 | 394516.9132 | 403287.5896 | 464641.1526 | 445762.4061 | 421164.9102 | 413528.0148 | 429028.8149 | 445846.7857 | 2012 | 456700.9251 | 5800602.1571 | 0 | 0% | 385224.929 | 0 | 71475.9961 | 104% | 385224.929 | 385224.929 | 71475.9961 | 456700.9251 | --
2013 | 0 | 0 | 0 | 0 | 0 | 0 | 0 | 0 | 0 | 0 | 0 | 0 | 0 | 0 | 0 | 0 | 0 | 0 | 0 | 0 | 0 | 0 | 0 | 0 | 0 | 0 | 0 | 0 | 0 | 0 | 0 | 0 | 0 | 0 | 0 | 0 | 0 | 389525.9258 | 375837.8287 | 383318.3407 | 390668.9567 | 394516.9132 | 403287.5896 | 464641.1526 | 445762.4061 | 421164.9102 | 413528.0148 | 429028.8149 | 445846.7857 | 456700.9251 | 2013 | 460057.866 | 5873886.4301 | 0 | 0% | 386773.593 | 0 | 73284.273 | 104% | 386773.593 | 386773.593 | 73284.273 | 460057.866 | --
2014 | 0 | 0 | 0 | 0 | 0 | 0 | 0 | 0 | 0 | 0 | 0 | 0 | 0 | 0 | 0 | 0 | 0 | 0 | 0 | 0 | 0 | 0 | 0 | 0 | 0 | 0 | 0 | 0 | 0 | 0 | 0 | 0 | 0 | 0 | 0 | 0 | 0 | 375837.8287 | 383318.3407 | 390668.9567 | 394516.9132 | 403287.5896 | 464641.1526 | 445762.4061 | 421164.9102 | 413528.0148 | 429028.8149 | 445846.7857 | 456700.9251 | 460057.866 | 2014 | 462293.2901 | 5946653.7944 | 0 | 0% | 389525.9258 | 0 | 72767.3643 | 104% | 389525.9258 | 389525.9258 | 72767.3643 | 462293.2901 | --
2015 | 0 | 0 | 0 | 0 | 0 | 0 | 0 | 0 | 0 | 0 | 0 | 0 | 0 | 0 | 0 | 0 | 0 | 0 | 0 | 0 | 0 | 0 | 0 | 0 | 0 | 0 | 0 | 0 | 0 | 0 | 0 | 0 | 0 | 0 | 0 | 0 | 0 | 383318.3407 | 390668.9567 | 394516.9132 | 403287.5896 | 464641.1526 | 445762.4061 | 421164.9102 | 413528.0148 | 429028.8149 | 445846.7857 | 456700.9251 | 460057.866 | 462293.2901 | 2015 | 448831.3198 | 6019647.2855 | 0 | 0% | 375837.8287 | 0 | 72993.4911 | 104% | 375837.8287 | 375837.8287 | 72993.4911 | 448831.3198 | --
2016 | 0 | 0 | 0 | 0 | 0 | 0 | 0 | 0 | 0 | 0 | 0 | 0 | 0 | 0 | 0 | 0 | 0 | 0 | 0 | 0 | 0 | 0 | 0 | 0 | 0 | 0 | 0 | 0 | 0 | 0 | 0 | 0 | 0 | 0 | 0 | 0 | 0 | 390668.9567 | 394516.9132 | 403287.5896 | 464641.1526 | 445762.4061 | 421164.9102 | 413528.0148 | 429028.8149 | 445846.7857 | 456700.9251 | 460057.866 | 462293.2901 | 448831.3198 | 2016 | 456546.7791 | 6092875.7239 | 0 | 0% | 383318.3407 | 0 | 73228.4384 | 104% | 383318.3407 | 383318.3407 | 73228.4384 | 456546.7791 | --
2017 | 0 | 0 | 0 | 0 | 0 | 0 | 0 | 0 | 0 | 0 | 0 | 0 | 0 | 0 | 0 | 0 | 0 | 0 | 0 | 0 | 0 | 0 | 0 | 0 | 0 | 0 | 0 | 0 | 0 | 0 | 0 | 0 | 0 | 0 | 0 | 0 | 0 | 394516.9132 | 403287.5896 | 464641.1526 | 445762.4061 | 421164.9102 | 413528.0148 | 429028.8149 | 445846.7857 | 456700.9251 | 460057.866 | 462293.2901 | 448831.3198 | 456546.7791 | 2017 | 462614.5489 | 6164821.3161 | 0 | 0% | 390668.9567 | 0 | 71945.5922 | 104% | 390668.9567 | 390668.9567 | 71945.5922 | 462614.5489 | --
2018 | 0 | 0 | 0 | 0 | 0 | 0 | 0 | 0 | 0 | 0 | 0 | 0 | 0 | 0 | 0 | 0 | 0 | 0 | 0 | 0 | 0 | 0 | 0 | 0 | 0 | 0 | 0 | 0 | 0 | 0 | 0 | 0 | 0 | 0 | 0 | 0 | 0 | 403287.5896 | 464641.1526 | 445762.4061 | 421164.9102 | 413528.0148 | 429028.8149 | 445846.7857 | 456700.9251 | 460057.866 | 462293.2901 | 448831.3198 | 456546.7791 | 462614.5489 | 2018 | 465029.4754 | 6235333.8784 | 0 | 0% | 394516.9132 | 0 | 70512.5623 | 104% | 394516.9132 | 394516.9132 | 70512.5623 | 465029.4754 | --
2019 | 0 | 0 | 0 | 0 | 0 | 0 | 0 | 0 | 0 | 0 | 0 | 0 | 0 | 0 | 0 | 0 | 0 | 0 | 0 | 0 | 0 | 0 | 0 | 0 | 0 | 0 | 0 | 0 | 0 | 0 | 0 | 0 | 0 | 0 | 0 | 0 | 0 | 464641.1526 | 445762.4061 | 421164.9102 | 413528.0148 | 429028.8149 | 445846.7857 | 456700.9251 | 460057.866 | 462293.2901 | 448831.3198 | 456546.7791 | 462614.5489 | 465029.4754 | 2019 | 472255.7208 | 6304302.0096 | 0 | 0% | 403287.5896 | 0 | 68968.1312 | 104% | 403287.5896 | 403287.5896 | 68968.1312 | 472255.7208 | --
2020 | 0 | 0 | 0 | 0 | 0 | 0 | 0 | 0 | 0 | 0 | 0 | 0 | 0 | 0 | 0 | 0 | 0 | 0 | 0 | 0 | 0 | 0 | 0 | 0 | 0 | 0 | 0 | 0 | 0 | 0 | 0 | 0 | 0 | 0 | 0 | 0 | 0 | 445762.4061 | 421164.9102 | 413528.0148 | 429028.8149 | 445846.7857 | 456700.9251 | 460057.866 | 462293.2901 | 448831.3198 | 456546.7791 | 462614.5489 | 465029.4754 | 472255.7208 | 2020 | 532442.9229 | 6372103.7799 | 0 | 0% | 464641.1526 | 0 | 67801.7704 | 104% | 464641.1526 | 464641.1526 | 67801.7704 | 532442.9229 | --
2021 | 0 | 0 | 0 | 0 | 0 | 0 | 0 | 0 | 0 | 0 | 0 | 0 | 0 | 0 | 0 | 0 | 0 | 0 | 0 | 0 | 0 | 0 | 0 | 0 | 0 | 0 | 0 | 0 | 0 | 0 | 0 | 0 | 0 | 0 | 0 | 0 | 0 | 421164.9102 | 413528.0148 | 429028.8149 | 445846.7857 | 456700.9251 | 460057.866 | 462293.2901 | 448831.3198 | 456546.7791 | 462614.5489 | 465029.4754 | 472255.7208 | 532442.9229 | 2021 | 511791.4424 | 6438132.8162 | 0 | 0% | 445762.4061 | 0 | 66029.0363 | 104% | 445762.4061 | 445762.4061 | 66029.0363 | 511791.4424 | --
2022 | 0 | 0 | 0 | 0 | 0 | 0 | 0 | 0 | 0 | 0 | 0 | 0 | 0 | 0 | 0 | 0 | 0 | 0 | 0 | 0 | 0 | 0 | 0 | 0 | 0 | 0 | 0 | 0 | 0 | 0 | 0 | 0 | 0 | 0 | 0 | 0 | 0 | 413528.0148 | 429028.8149 | 445846.7857 | 456700.9251 | 460057.866 | 462293.2901 | 448831.3198 | 456546.7791 | 462614.5489 | 465029.4754 | 472255.7208 | 532442.9229 | 511791.4424 | 2022 | 486020.9582 | 6502988.8643 | 0 | 0% | 421164.9102 | 0 | 64856.0481 | 104% | 421164.9102 | 421164.9102 | 64856.0481 | 486020.9582 | --
2023 | 0 | 0 | 0 | 0 | 0 | 0 | 0 | 0 | 0 | 0 | 0 | 0 | 0 | 0 | 0 | 0 | 0 | 0 | 0 | 0 | 0 | 0 | 0 | 0 | 0 | 0 | 0 | 0 | 0 | 0 | 0 | 0 | 0 | 0 | 0 | 0 | 0 | 429028.8149 | 445846.7857 | 456700.9251 | 460057.866 | 462293.2901 | 448831.3198 | 456546.7791 | 462614.5489 | 465029.4754 | 472255.7208 | 532442.9229 | 511791.4424 | 486020.9582 | 2023 | 477538.3285 | 6566999.178 | 0 | 0% | 413528.0148 | 0 | 64010.3137 | 104% | 413528.0148 | 413528.0148 | 64010.3137 | 477538.3285 | --
2024 | 0 | 0 | 0 | 0 | 0 | 0 | 0 | 0 | 0 | 0 | 0 | 0 | 0 | 0 | 0 | 0 | 0 | 0 | 0 | 0 | 0 | 0 | 0 | 0 | 0 | 0 | 0 | 0 | 0 | 0 | 0 | 0 | 0 | 0 | 0 | 0 | 0 | 445846.7857 | 456700.9251 | 460057.866 | 462293.2901 | 448831.3198 | 456546.7791 | 462614.5489 | 465029.4754 | 472255.7208 | 532442.9229 | 511791.4424 | 486020.9582 | 477538.3285 | 2024 | 492069.9863 | 6630040.3494 | 0 | 0% | 429028.8149 | 0 | 63041.1714 | 104% | 429028.8149 | 429028.8149 | 63041.1714 | 492069.9863 | --
2025 | 0 | 0 | 0 | 0 | 0 | 0 | 0 | 0 | 0 | 0 | 0 | 0 | 0 | 0 | 0 | 0 | 0 | 0 | 0 | 0 | 0 | 0 | 0 | 0 | 0 | 0 | 0 | 0 | 0 | 0 | 0 | 0 | 0 | 0 | 0 | 0 | 0 | 456700.9251 | 460057.866 | 462293.2901 | 448831.3198 | 456546.7791 | 462614.5489 | 465029.4754 | 472255.7208 | 532442.9229 | 511791.4424 | 486020.9582 | 477538.3285 | 492069.9863 | 2025 | 508672.9315 | 6692866.4952 | 0 | 0% | 445846.7857 | 0 | 62826.1459 | 104% | 445846.7857 | 445846.7857 | 62826.1459 | 508672.9315 | --
2026 | 0 | 0 | 0 | 0 | 0 | 0 | 0 | 0 | 0 | 0 | 0 | 0 | 0 | 0 | 0 | 0 | 0 | 0 | 0 | 0 | 0 | 0 | 0 | 0 | 0 | 0 | 0 | 0 | 0 | 0 | 0 | 0 | 0 | 0 | 0 | 0 | 0 | 460057.866 | 462293.2901 | 448831.3198 | 456546.7791 | 462614.5489 | 465029.4754 | 472255.7208 | 532442.9229 | 511791.4424 | 486020.9582 | 477538.3285 | 492069.9863 | 508672.9315 | 2026 | 518955.7573 | 6755121.3274 | 0 | 0% | 456700.9251 | 0 | 62254.8322 | 104% | 456700.9251 | 456700.9251 | 62254.8322 | 518955.7573 | --
2027 | 0 | 0 | 0 | 0 | 0 | 0 | 0 | 0 | 0 | 0 | 0 | 0 | 0 | 0 | 0 | 0 | 0 | 0 | 0 | 0 | 0 | 0 | 0 | 0 | 0 | 0 | 0 | 0 | 0 | 0 | 0 | 0 | 0 | 0 | 0 | 0 | 0 | 462293.2901 | 448831.3198 | 456546.7791 | 462614.5489 | 465029.4754 | 472255.7208 | 532442.9229 | 511791.4424 | 486020.9582 | 477538.3285 | 492069.9863 | 508672.9315 | 518955.7573 | 2027 | 521091.4324 | 6816154.8938 | 0 | 0% | 460057.866 | 0 | 61033.5664 | 104% | 460057.866 | 460057.866 | 61033.5664 | 521091.4324 | --
2028 | 0 | 0 | 0 | 0 | 0 | 0 | 0 | 0 | 0 | 0 | 0 | 0 | 0 | 0 | 0 | 0 | 0 | 0 | 0 | 0 | 0 | 0 | 0 | 0 | 0 | 0 | 0 | 0 | 0 | 0 | 0 | 0 | 0 | 0 | 0 | 0 | 0 | 448831.3198 | 456546.7791 | 462614.5489 | 465029.4754 | 472255.7208 | 532442.9229 | 511791.4424 | 486020.9582 | 477538.3285 | 492069.9863 | 508672.9315 | 518955.7573 | 521091.4324 | 2028 | 521737.5516 | 6875599.1553 | 0 | 0% | 462293.2901 | 0 | 59444.2614 | 104% | 462293.2901 | 462293.2901 | 59444.2614 | 521737.5516 | --
2029 | 0 | 0 | 0 | 0 | 0 | 0 | 0 | 0 | 0 | 0 | 0 | 0 | 0 | 0 | 0 | 0 | 0 | 0 | 0 | 0 | 0 | 0 | 0 | 0 | 0 | 0 | 0 | 0 | 0 | 0 | 0 | 0 | 0 | 0 | 0 | 0 | 0 | 456546.7791 | 462614.5489 | 465029.4754 | 472255.7208 | 532442.9229 | 511791.4424 | 486020.9582 | 477538.3285 | 492069.9863 | 508672.9315 | 518955.7573 | 521091.4324 | 521737.5516 | 2029 | 507191.9556 | 6933959.7911 | 0 | 0% | 448831.3198 | 0 | 58360.6358 | 104% | 448831.3198 | 448831.3198 | 58360.6358 | 507191.9556 | --
2030 | 0 | 0 | 0 | 0 | 0 | 0 | 0 | 0 | 0 | 0 | 0 | 0 | 0 | 0 | 0 | 0 | 0 | 0 | 0 | 0 | 0 | 0 | 0 | 0 | 0 | 0 | 0 | 0 | 0 | 0 | 0 | 0 | 0 | 0 | 0 | 0 | 0 | 462614.5489 | 465029.4754 | 472255.7208 | 532442.9229 | 511791.4424 | 486020.9582 | 477538.3285 | 492069.9863 | 508672.9315 | 518955.7573 | 521091.4324 | 521737.5516 | 507191.9556 | 2030 | 514673.0595 | 6992086.0714 | 0 | 0% | 456546.7791 | 0 | 58126.2804 | 104% | 456546.7791 | 456546.7791 | 58126.2804 | 514673.0595 | --
2031 | 0 | 0 | 0 | 0 | 0 | 0 | 0 | 0 | 0 | 0 | 0 | 0 | 0 | 0 | 0 | 0 | 0 | 0 | 0 | 0 | 0 | 0 | 0 | 0 | 0 | 0 | 0 | 0 | 0 | 0 | 0 | 0 | 0 | 0 | 0 | 0 | 0 | 465029.4754 | 472255.7208 | 532442.9229 | 511791.4424 | 486020.9582 | 477538.3285 | 492069.9863 | 508672.9315 | 518955.7573 | 521091.4324 | 521737.5516 | 507191.9556 | 514673.0595 | 2031 | 520740.8293 | 7050212.3518 | 0 | 0% | 462614.5489 | 0 | 58126.2804 | 104% | 462614.5489 | 462614.5489 | 58126.2804 | 520740.8293 | --
2032 | 0 | 0 | 0 | 0 | 0 | 0 | 0 | 0 | 0 | 0 | 0 | 0 | 0 | 0 | 0 | 0 | 0 | 0 | 0 | 0 | 0 | 0 | 0 | 0 | 0 | 0 | 0 | 0 | 0 | 0 | 0 | 0 | 0 | 0 | 0 | 0 | 0 | 472255.7208 | 532442.9229 | 511791.4424 | 486020.9582 | 477538.3285 | 492069.9863 | 508672.9315 | 518955.7573 | 521091.4324 | 521737.5516 | 507191.9556 | 514673.0595 | 520740.8293 | 2032 | 523155.7558 | 7108338.6321 | 0 | 0% | 465029.4754 | 0 | 58126.2804 | 104% | 465029.4754 | 465029.4754 | 58126.2804 | 523155.7558 | --
2033 | 0 | 0 | 0 | 0 | 0 | 0 | 0 | 0 | 0 | 0 | 0 | 0 | 0 | 0 | 0 | 0 | 0 | 0 | 0 | 0 | 0 | 0 | 0 | 0 | 0 | 0 | 0 | 0 | 0 | 0 | 0 | 0 | 0 | 0 | 0 | 0 | 0 | 532442.9229 | 511791.4424 | 486020.9582 | 477538.3285 | 492069.9863 | 508672.9315 | 518955.7573 | 521091.4324 | 521737.5516 | 507191.9556 | 514673.0595 | 520740.8293 | 523155.7558 | 2033 | 530382.0012 | 7166464.9125 | 0 | 0% | 472255.7208 | 0 | 58126.2804 | 104% | 472255.7208 | 472255.7208 | 58126.2804 | 530382.0012 | --
2034 | 0 | 0 | 0 | 0 | 0 | 0 | 0 | 0 | 0 | 0 | 0 | 0 | 0 | 0 | 0 | 0 | 0 | 0 | 0 | 0 | 0 | 0 | 0 | 0 | 0 | 0 | 0 | 0 | 0 | 0 | 0 | 0 | 0 | 0 | 0 | 0 | 0 | 511791.4424 | 486020.9582 | 477538.3285 | 492069.9863 | 508672.9315 | 518955.7573 | 521091.4324 | 521737.5516 | 507191.9556 | 514673.0595 | 520740.8293 | 523155.7558 | 530382.0012 | 2034 | 590569.2033 | 7224591.1928 | 0 | 0% | 532442.9229 | 0 | 58126.2804 | 104% | 532442.9229 | 532442.9229 | 58126.2804 | 590569.2033 | --

## Stock Model- MF
1 | 2 | 3 | 4 | 5 | 6 | 7 | 8 | 9 | 10 | 11 | 12 | 13 | 14 | 15 | 16 | 17 | 18 | 19 | 20 | 21 | 22 | 23 | 24 | 25 | 26 | 27 | 28 | 29 | 30 | 31 | 32 | 33 | 34 | 35 | 36 | 37 | 38 | 39 | 40 | 41 | 42 | 43 | 44 | 45 | 46 | 47 | 48 | 49 | 50 | 51 | 1 | 2 | 3 | 4 | 5 | 6 | 7 | 8 | 9 | 10 | 11 | 12 | 13 | 14
Initial Year | 1990
[52 empty] | Stock Model: DOE group can provide historical shipment, shipment forecast is driven by shipment due to new construction (column AD) |  | These columns determines total stock, accounting for abandoned units and shipment due to new construction as well as saturation of equipment in household. At least the housing growth can be tailored to the NW, maybe the saturation as well. | [5 empty] | For Graph- New Shipment |  |  |  |  | Housing Type | MFm
[65 empty] | Product Life Time | 13
DOE Survival | 0 | 0 | 0 | 0 | 0 | 0 | 0 | 0 | 0 | 0 | 0 | 0 | 0 | 0 | 0 | 0 | 0 | 0 | 0 | 0 | 0 | 0 | 0 | 0 | 0 | 0 | 0 | 0 | 0 | 0 | 0 | 0 | 0 | 0 | 0 | 0 | 0 | 0 | 0 | 0 | 0 | 0 | 0 | 0 | 0 | 0 | 0 | 0 | 0 | 0 | [14 empty] | Survival Assumption | 1/Lifetime Survival
1/Lifetime Survival | 0 | 0 | 0 | 0 | 0 | 0 | 0 | 0 | 0 | 0 | 0 | 0 | 0 | 0 | 0 | 0 | 0 | 0 | 0 | 0 | 0 | 0 | 0 | 0 | 0 | 0 | 0 | 0 | 0 | 0 | 0 | 0 | 0 | 0 | 0 | 0 | 0 | 0 | 0.076923 | 0.15385 | 0.23077 | 0.30769 | 0.38462 | 0.46154 | 0.53846 | 0.61538 | 0.69231 | 0.76923 | 0.84615 | 0.92308 |  | New Shipment | Stock | Abandoned units | % of retirements not Replaced | Replacements for Retiring Units | Council's Replacement Assumption | Ship due to new construction | Saturation factor of CFLK in new MF construction | Actual Retirements | Repl. Units | New Cons Units | Total Shipment | 6Plan's Baseline | Abandoned Rate | 0%
| 50 | 49 | 48 | 47 | 46 | 45 | 44 | 43 | 42 | 41 | 40 | 39 | 38 | 37 | 36 | 35 | 34 | 33 | 32 | 31 | 30 | 29 | 28 | 27 | 26 | 25 | 24 | 23 | 22 | 21 | 20 | 19 | 18 | 17 | 16 | 15 | 14 | 13 | 12 | 11 | 10 | 9 | 8 | 7 | 6 | 5 | 4 | 3 | 2 | 1 | Year | Replacement of Retiring units+ New Construction from housing calibrated to historical shipment data | Previous year stock+New construction- abandoned units | Replacement for retiring units* (1-% retirements not replaced) | Average of % retirement not replaced. Based on historical new shipment data: Total stock previous year- sum of units of all vintages; | Total stock from previous year - stock of all vintages this year | Product not included in Supply Curve | Driven by housing growth | Equipment saturation per sector unit (e.g. per home, per multi-family home, per sq ft) | Abandoned units+replacements for retiring | precase= actual retirement- abandoned; post- case |  | Replacement unit+New Construction | Not included in supply curve
1990 | 0 | 0 | 0 | 0 | 0 | 0 | 0 | 0 | 0 | 0 | 0 | 0 | 0 | 0 | 0 | 0 | 0 | 0 | 0 | 0 | 0 | 0 | 0 | 0 | 0 | 0 | 0 | 0 | 0 | 0 | 0 | 0 | 0 | 0 | 0 | 0 | 0 | 0 | 0 | 0 | 0 | 0 | 0 | 0 | 0 | 0 | 0 | 0 | 0 | 0 | 1990 | 91943.9538 | 91943.9538
1991 | 0 | 0 | 0 | 0 | 0 | 0 | 0 | 0 | 0 | 0 | 0 | 0 | 0 | 0 | 0 | 0 | 0 | 0 | 0 | 0 | 0 | 0 | 0 | 0 | 0 | 0 | 0 | 0 | 0 | 0 | 0 | 0 | 0 | 0 | 0 | 0 | 0 | 0 | 0 | 0 | 0 | 0 | 0 | 0 | 0 | 0 | 0 | 0 | 0 | 91943.9538 | 1991 | 91958.1158 | 183902.0696
1992 | 0 | 0 | 0 | 0 | 0 | 0 | 0 | 0 | 0 | 0 | 0 | 0 | 0 | 0 | 0 | 0 | 0 | 0 | 0 | 0 | 0 | 0 | 0 | 0 | 0 | 0 | 0 | 0 | 0 | 0 | 0 | 0 | 0 | 0 | 0 | 0 | 0 | 0 | 0 | 0 | 0 | 0 | 0 | 0 | 0 | 0 | 0 | 0 | 91943.9538 | 91958.1158 | 1992 | 91940.8894 | 275842.959
1993 | 0 | 0 | 0 | 0 | 0 | 0 | 0 | 0 | 0 | 0 | 0 | 0 | 0 | 0 | 0 | 0 | 0 | 0 | 0 | 0 | 0 | 0 | 0 | 0 | 0 | 0 | 0 | 0 | 0 | 0 | 0 | 0 | 0 | 0 | 0 | 0 | 0 | 0 | 0 | 0 | 0 | 0 | 0 | 0 | 0 | 0 | 0 | 91943.9538 | 91958.1158 | 91940.8894 | 1993 | 91912.744 | 367755.703
1994 | 0 | 0 | 0 | 0 | 0 | 0 | 0 | 0 | 0 | 0 | 0 | 0 | 0 | 0 | 0 | 0 | 0 | 0 | 0 | 0 | 0 | 0 | 0 | 0 | 0 | 0 | 0 | 0 | 0 | 0 | 0 | 0 | 0 | 0 | 0 | 0 | 0 | 0 | 0 | 0 | 0 | 0 | 0 | 0 | 0 | 0 | 91943.9538 | 91958.1158 | 91940.8894 | 91912.744 | 1994 | 91932.3379 | 459688.0408
1995 | 0 | 0 | 0 | 0 | 0 | 0 | 0 | 0 | 0 | 0 | 0 | 0 | 0 | 0 | 0 | 0 | 0 | 0 | 0 | 0 | 0 | 0 | 0 | 0 | 0 | 0 | 0 | 0 | 0 | 0 | 0 | 0 | 0 | 0 | 0 | 0 | 0 | 0 | 0 | 0 | 0 | 0 | 0 | 0 | 0 | 91943.9538 | 91958.1158 | 91940.8894 | 91912.744 | 91932.3379 | 1995 | 91975.6818 | 551663.7227
1996 | 0 | 0 | 0 | 0 | 0 | 0 | 0 | 0 | 0 | 0 | 0 | 0 | 0 | 0 | 0 | 0 | 0 | 0 | 0 | 0 | 0 | 0 | 0 | 0 | 0 | 0 | 0 | 0 | 0 | 0 | 0 | 0 | 0 | 0 | 0 | 0 | 0 | 0 | 0 | 0 | 0 | 0 | 0 | 0 | 91943.9538 | 91958.1158 | 91940.8894 | 91912.744 | 91932.3379 | 91975.6818 | 1996 | 92028.9259 | 643692.6486
1997 | 0 | 0 | 0 | 0 | 0 | 0 | 0 | 0 | 0 | 0 | 0 | 0 | 0 | 0 | 0 | 0 | 0 | 0 | 0 | 0 | 0 | 0 | 0 | 0 | 0 | 0 | 0 | 0 | 0 | 0 | 0 | 0 | 0 | 0 | 0 | 0 | 0 | 0 | 0 | 0 | 0 | 0 | 0 | 91943.9538 | 91958.1158 | 91940.8894 | 91912.744 | 91932.3379 | 91975.6818 | 92028.9259 | 1997 | 91854.7574 | 735547.406
1998 | 0 | 0 | 0 | 0 | 0 | 0 | 0 | 0 | 0 | 0 | 0 | 0 | 0 | 0 | 0 | 0 | 0 | 0 | 0 | 0 | 0 | 0 | 0 | 0 | 0 | 0 | 0 | 0 | 0 | 0 | 0 | 0 | 0 | 0 | 0 | 0 | 0 | 0 | 0 | 0 | 0 | 0 | 91943.9538 | 91958.1158 | 91940.8894 | 91912.744 | 91932.3379 | 91975.6818 | 92028.9259 | 91854.7574 | 1998 | 91772.0169 | 827319.4229
1999 | 0 | 0 | 0 | 0 | 0 | 0 | 0 | 0 | 0 | 0 | 0 | 0 | 0 | 0 | 0 | 0 | 0 | 0 | 0 | 0 | 0 | 0 | 0 | 0 | 0 | 0 | 0 | 0 | 0 | 0 | 0 | 0 | 0 | 0 | 0 | 0 | 0 | 0 | 0 | 0 | 0 | 91943.9538 | 91958.1158 | 91940.8894 | 91912.744 | 91932.3379 | 91975.6818 | 92028.9259 | 91854.7574 | 91772.0169 | 1999 | 92030.3073 | 919349.7302
2000 | 0 | 0 | 0 | 0 | 0 | 0 | 0 | 0 | 0 | 0 | 0 | 0 | 0 | 0 | 0 | 0 | 0 | 0 | 0 | 0 | 0 | 0 | 0 | 0 | 0 | 0 | 0 | 0 | 0 | 0 | 0 | 0 | 0 | 0 | 0 | 0 | 0 | 0 | 0 | 0 | 91943.9538 | 91958.1158 | 91940.8894 | 91912.744 | 91932.3379 | 91975.6818 | 92028.9259 | 91854.7574 | 91772.0169 | 92030.3073 | 2000 | 92192.4015 | 1011542.1317
2001 | 0 | 0 | 0 | 0 | 0 | 0 | 0 | 0 | 0 | 0 | 0 | 0 | 0 | 0 | 0 | 0 | 0 | 0 | 0 | 0 | 0 | 0 | 0 | 0 | 0 | 0 | 0 | 0 | 0 | 0 | 0 | 0 | 0 | 0 | 0 | 0 | 0 | 0 | 0 | 91943.9538 | 91958.1158 | 91940.8894 | 91912.744 | 91932.3379 | 91975.6818 | 92028.9259 | 91854.7574 | 91772.0169 | 92030.3073 | 92192.4015 | 2001 | 92295.1466 | 1103837.2783
2002 | 0 | 0 | 0 | 0 | 0 | 0 | 0 | 0 | 0 | 0 | 0 | 0 | 0 | 0 | 0 | 0 | 0 | 0 | 0 | 0 | 0 | 0 | 0 | 0 | 0 | 0 | 0 | 0 | 0 | 0 | 0 | 0 | 0 | 0 | 0 | 0 | 0 | 0 | 91943.9538 | 91958.1158 | 91940.8894 | 91912.744 | 91932.3379 | 91975.6818 | 92028.9259 | 91854.7574 | 91772.0169 | 92030.3073 | 92192.4015 | 92295.1466 | 2002 | 90983.9146 | 1194821.193
2003 | 0 | 0 | 0 | 0 | 0 | 0 | 0 | 0 | 0 | 0 | 0 | 0 | 0 | 0 | 0 | 0 | 0 | 0 | 0 | 0 | 0 | 0 | 0 | 0 | 0 | 0 | 0 | 0 | 0 | 0 | 0 | 0 | 0 | 0 | 0 | 0 | 0 | 91943.9538 | 91958.1158 | 91940.8894 | 91912.744 | 91932.3379 | 91975.6818 | 92028.9259 | 91854.7574 | 91772.0169 | 92030.3073 | 92192.4015 | 92295.1466 | 90983.9146 | 2003 | 91358.3146 | 1286179.5076
2004 | 0 | 0 | 0 | 0 | 0 | 0 | 0 | 0 | 0 | 0 | 0 | 0 | 0 | 0 | 0 | 0 | 0 | 0 | 0 | 0 | 0 | 0 | 0 | 0 | 0 | 0 | 0 | 0 | 0 | 0 | 0 | 0 | 0 | 0 | 0 | 0 | 0 | 91958.1158 | 91940.8894 | 91912.744 | 91932.3379 | 91975.6818 | 92028.9259 | 91854.7574 | 91772.0169 | 92030.3073 | 92192.4015 | 92295.1466 | 90983.9146 | 91358.3146 | 2004 | 93321.7592 | 1287557.313
2005 | 0 | 0 | 0 | 0 | 0 | 0 | 0 | 0 | 0 | 0 | 0 | 0 | 0 | 0 | 0 | 0 | 0 | 0 | 0 | 0 | 0 | 0 | 0 | 0 | 0 | 0 | 0 | 0 | 0 | 0 | 0 | 0 | 0 | 0 | 0 | 0 | 0 | 91940.8894 | 91912.744 | 91932.3379 | 91975.6818 | 92028.9259 | 91854.7574 | 91772.0169 | 92030.3073 | 92192.4015 | 92295.1466 | 90983.9146 | 91358.3146 | 93321.7592 | 2005 | 93002.8722 | 1288602.0694 | 0 | 0% | 75769.1306 | 0 | 17233.7416 | 104% | 75769.1306 | 75769.1306 | 17233.7416 | 93002.8722 | --
2006 | 0 | 0 | 0 | 0 | 0 | 0 | 0 | 0 | 0 | 0 | 0 | 0 | 0 | 0 | 0 | 0 | 0 | 0 | 0 | 0 | 0 | 0 | 0 | 0 | 0 | 0 | 0 | 0 | 0 | 0 | 0 | 0 | 0 | 0 | 0 | 0 | 0 | 91912.744 | 91932.3379 | 91975.6818 | 92028.9259 | 91854.7574 | 91772.0169 | 92030.3073 | 92192.4015 | 92295.1466 | 90983.9146 | 91358.3146 | 93321.7592 | 93002.8722 | 2006 | 111196.7025 | 1307857.8825 | 0 | 0% | 91940.8894 | 0 | 19255.8131 | 104% | 91940.8894 | 91940.8894 | 19255.8131 | 111196.7025 | --
2007 | 0 | 0 | 0 | 0 | 0 | 0 | 0 | 0 | 0 | 0 | 0 | 0 | 0 | 0 | 0 | 0 | 0 | 0 | 0 | 0 | 0 | 0 | 0 | 0 | 0 | 0 | 0 | 0 | 0 | 0 | 0 | 0 | 0 | 0 | 0 | 0 | 0 | 91932.3379 | 91975.6818 | 92028.9259 | 91854.7574 | 91772.0169 | 92030.3073 | 92192.4015 | 92295.1466 | 90983.9146 | 91358.3146 | 93321.7592 | 93002.8722 | 111196.7025 | 2007 | 110787.2471 | 1326732.3856 | 0 | 0% | 91912.744 | 0 | 18874.5031 | 104% | 91912.744 | 91912.744 | 18874.5031 | 110787.2471 | --
2008 | 0 | 0 | 0 | 0 | 0 | 0 | 0 | 0 | 0 | 0 | 0 | 0 | 0 | 0 | 0 | 0 | 0 | 0 | 0 | 0 | 0 | 0 | 0 | 0 | 0 | 0 | 0 | 0 | 0 | 0 | 0 | 0 | 0 | 0 | 0 | 0 | 0 | 91975.6818 | 92028.9259 | 91854.7574 | 91772.0169 | 92030.3073 | 92192.4015 | 92295.1466 | 90983.9146 | 91358.3146 | 93321.7592 | 93002.8722 | 111196.7025 | 110787.2471 | 2008 | 106019.033 | 1340819.0808 | 0 | 0% | 91932.3379 | 0 | 14086.6952 | 104% | 91932.3379 | 91932.3379 | 14086.6952 | 106019.033 | --
2009 | 0 | 0 | 0 | 0 | 0 | 0 | 0 | 0 | 0 | 0 | 0 | 0 | 0 | 0 | 0 | 0 | 0 | 0 | 0 | 0 | 0 | 0 | 0 | 0 | 0 | 0 | 0 | 0 | 0 | 0 | 0 | 0 | 0 | 0 | 0 | 0 | 0 | 92028.9259 | 91854.7574 | 91772.0169 | 92030.3073 | 92192.4015 | 92295.1466 | 90983.9146 | 91358.3146 | 93321.7592 | 93002.8722 | 111196.7025 | 110787.2471 | 106019.033 | 2009 | 98163.9677 | 1347007.3667 | 0 | 0% | 91975.6818 | 0 | 6188.2859 | 104% | 91975.6818 | 91975.6818 | 6188.2859 | 98163.9677 | --
2010 | 0 | 0 | 0 | 0 | 0 | 0 | 0 | 0 | 0 | 0 | 0 | 0 | 0 | 0 | 0 | 0 | 0 | 0 | 0 | 0 | 0 | 0 | 0 | 0 | 0 | 0 | 0 | 0 | 0 | 0 | 0 | 0 | 0 | 0 | 0 | 0 | 0 | 91854.7574 | 91772.0169 | 92030.3073 | 92192.4015 | 92295.1466 | 90983.9146 | 91358.3146 | 93321.7592 | 93002.8722 | 111196.7025 | 110787.2471 | 106019.033 | 98163.9677 | 2010 | 101765.7985 | 1356744.2392 | 0 | 0% | 92028.9259 | 0 | 9736.8725 | 104% | 92028.9259 | 92028.9259 | 9736.8725 | 101765.7985 | --
2011 | 0 | 0 | 0 | 0 | 0 | 0 | 0 | 0 | 0 | 0 | 0 | 0 | 0 | 0 | 0 | 0 | 0 | 0 | 0 | 0 | 0 | 0 | 0 | 0 | 0 | 0 | 0 | 0 | 0 | 0 | 0 | 0 | 0 | 0 | 0 | 0 | 0 | 91772.0169 | 92030.3073 | 92192.4015 | 92295.1466 | 90983.9146 | 91358.3146 | 93321.7592 | 93002.8722 | 111196.7025 | 110787.2471 | 106019.033 | 98163.9677 | 101765.7985 | 2011 | 106045.1522 | 1370934.634 | 0 | 0% | 91854.7574 | 0 | 14190.3948 | 104% | 91854.7574 | 91854.7574 | 14190.3948 | 106045.1522 | --
2012 | 0 | 0 | 0 | 0 | 0 | 0 | 0 | 0 | 0 | 0 | 0 | 0 | 0 | 0 | 0 | 0 | 0 | 0 | 0 | 0 | 0 | 0 | 0 | 0 | 0 | 0 | 0 | 0 | 0 | 0 | 0 | 0 | 0 | 0 | 0 | 0 | 0 | 92030.3073 | 92192.4015 | 92295.1466 | 90983.9146 | 91358.3146 | 93321.7592 | 93002.8722 | 111196.7025 | 110787.2471 | 106019.033 | 98163.9677 | 101765.7985 | 106045.1522 | 2012 | 107213.6138 | 1386376.2308 | 0 | 0% | 91772.0169 | 0 | 15441.5968 | 104% | 91772.0169 | 91772.0169 | 15441.5968 | 107213.6138 | --
2013 | 0 | 0 | 0 | 0 | 0 | 0 | 0 | 0 | 0 | 0 | 0 | 0 | 0 | 0 | 0 | 0 | 0 | 0 | 0 | 0 | 0 | 0 | 0 | 0 | 0 | 0 | 0 | 0 | 0 | 0 | 0 | 0 | 0 | 0 | 0 | 0 | 0 | 92192.4015 | 92295.1466 | 90983.9146 | 91358.3146 | 93321.7592 | 93002.8722 | 111196.7025 | 110787.2471 | 106019.033 | 98163.9677 | 101765.7985 | 106045.1522 | 107213.6138 | 2013 | 108341.9113 | 1402687.8348 | 0 | 0% | 92030.3073 | 0 | 16311.604 | 104% | 92030.3073 | 92030.3073 | 16311.604 | 108341.9113 | --
2014 | 0 | 0 | 0 | 0 | 0 | 0 | 0 | 0 | 0 | 0 | 0 | 0 | 0 | 0 | 0 | 0 | 0 | 0 | 0 | 0 | 0 | 0 | 0 | 0 | 0 | 0 | 0 | 0 | 0 | 0 | 0 | 0 | 0 | 0 | 0 | 0 | 0 | 92295.1466 | 90983.9146 | 91358.3146 | 93321.7592 | 93002.8722 | 111196.7025 | 110787.2471 | 106019.033 | 98163.9677 | 101765.7985 | 106045.1522 | 107213.6138 | 108341.9113 | 2014 | 109710.7691 | 1420206.2025 | 0 | 0% | 92192.4015 | 0 | 17518.3677 | 104% | 92192.4015 | 92192.4015 | 17518.3677 | 109710.7691 | --
2015 | 0 | 0 | 0 | 0 | 0 | 0 | 0 | 0 | 0 | 0 | 0 | 0 | 0 | 0 | 0 | 0 | 0 | 0 | 0 | 0 | 0 | 0 | 0 | 0 | 0 | 0 | 0 | 0 | 0 | 0 | 0 | 0 | 0 | 0 | 0 | 0 | 0 | 90983.9146 | 91358.3146 | 93321.7592 | 93002.8722 | 111196.7025 | 110787.2471 | 106019.033 | 98163.9677 | 101765.7985 | 106045.1522 | 107213.6138 | 108341.9113 | 109710.7691 | 2015 | 111246.384 | 1439157.4399 | 0 | 0% | 92295.1466 | 0 | 18951.2374 | 104% | 92295.1466 | 92295.1466 | 18951.2374 | 111246.384 | --
2016 | 0 | 0 | 0 | 0 | 0 | 0 | 0 | 0 | 0 | 0 | 0 | 0 | 0 | 0 | 0 | 0 | 0 | 0 | 0 | 0 | 0 | 0 | 0 | 0 | 0 | 0 | 0 | 0 | 0 | 0 | 0 | 0 | 0 | 0 | 0 | 0 | 0 | 91358.3146 | 93321.7592 | 93002.8722 | 111196.7025 | 110787.2471 | 106019.033 | 98163.9677 | 101765.7985 | 106045.1522 | 107213.6138 | 108341.9113 | 109710.7691 | 111246.384 | 2016 | 111112.2143 | 1459285.7395 | 0 | 0% | 90983.9146 | 0 | 20128.2997 | 104% | 90983.9146 | 90983.9146 | 20128.2997 | 111112.2143 | --
2017 | 0 | 0 | 0 | 0 | 0 | 0 | 0 | 0 | 0 | 0 | 0 | 0 | 0 | 0 | 0 | 0 | 0 | 0 | 0 | 0 | 0 | 0 | 0 | 0 | 0 | 0 | 0 | 0 | 0 | 0 | 0 | 0 | 0 | 0 | 0 | 0 | 0 | 93321.7592 | 93002.8722 | 111196.7025 | 110787.2471 | 106019.033 | 98163.9677 | 101765.7985 | 106045.1522 | 107213.6138 | 108341.9113 | 109710.7691 | 111246.384 | 111112.2143 | 2017 | 112147.2079 | 1480074.6328 | 0 | 0% | 91358.3146 | 0 | 20788.8933 | 104% | 91358.3146 | 91358.3146 | 20788.8933 | 112147.2079 | --
2018 | 0 | 0 | 0 | 0 | 0 | 0 | 0 | 0 | 0 | 0 | 0 | 0 | 0 | 0 | 0 | 0 | 0 | 0 | 0 | 0 | 0 | 0 | 0 | 0 | 0 | 0 | 0 | 0 | 0 | 0 | 0 | 0 | 0 | 0 | 0 | 0 | 0 | 93002.8722 | 111196.7025 | 110787.2471 | 106019.033 | 98163.9677 | 101765.7985 | 106045.1522 | 107213.6138 | 108341.9113 | 109710.7691 | 111246.384 | 111112.2143 | 112147.2079 | 2018 | 114835.404 | 1501588.2776 | 0 | 0% | 93321.7592 | 0 | 21513.6448 | 104% | 93321.7592 | 93321.7592 | 21513.6448 | 114835.404 | --
2019 | 0 | 0 | 0 | 0 | 0 | 0 | 0 | 0 | 0 | 0 | 0 | 0 | 0 | 0 | 0 | 0 | 0 | 0 | 0 | 0 | 0 | 0 | 0 | 0 | 0 | 0 | 0 | 0 | 0 | 0 | 0 | 0 | 0 | 0 | 0 | 0 | 0 | 111196.7025 | 110787.2471 | 106019.033 | 98163.9677 | 101765.7985 | 106045.1522 | 107213.6138 | 108341.9113 | 109710.7691 | 111246.384 | 111112.2143 | 112147.2079 | 114835.404 | 2019 | 115354.3107 | 1523939.7161 | 0 | 0% | 93002.8722 | 0 | 22351.4385 | 104% | 93002.8722 | 93002.8722 | 22351.4385 | 115354.3107 | --
2020 | 0 | 0 | 0 | 0 | 0 | 0 | 0 | 0 | 0 | 0 | 0 | 0 | 0 | 0 | 0 | 0 | 0 | 0 | 0 | 0 | 0 | 0 | 0 | 0 | 0 | 0 | 0 | 0 | 0 | 0 | 0 | 0 | 0 | 0 | 0 | 0 | 0 | 110787.2471 | 106019.033 | 98163.9677 | 101765.7985 | 106045.1522 | 107213.6138 | 108341.9113 | 109710.7691 | 111246.384 | 111112.2143 | 112147.2079 | 114835.404 | 115354.3107 | 2020 | 134043.2802 | 1546786.2938 | 0 | 0% | 111196.7025 | 0 | 22846.5777 | 104% | 111196.7025 | 111196.7025 | 22846.5777 | 134043.2802 | --
2021 | 0 | 0 | 0 | 0 | 0 | 0 | 0 | 0 | 0 | 0 | 0 | 0 | 0 | 0 | 0 | 0 | 0 | 0 | 0 | 0 | 0 | 0 | 0 | 0 | 0 | 0 | 0 | 0 | 0 | 0 | 0 | 0 | 0 | 0 | 0 | 0 | 0 | 106019.033 | 98163.9677 | 101765.7985 | 106045.1522 | 107213.6138 | 108341.9113 | 109710.7691 | 111246.384 | 111112.2143 | 112147.2079 | 114835.404 | 115354.3107 | 134043.2802 | 2021 | 133230.2389 | 1569229.2856 | 0 | 0% | 110787.2471 | 0 | 22442.9918 | 104% | 110787.2471 | 110787.2471 | 22442.9918 | 133230.2389 | --
2022 | 0 | 0 | 0 | 0 | 0 | 0 | 0 | 0 | 0 | 0 | 0 | 0 | 0 | 0 | 0 | 0 | 0 | 0 | 0 | 0 | 0 | 0 | 0 | 0 | 0 | 0 | 0 | 0 | 0 | 0 | 0 | 0 | 0 | 0 | 0 | 0 | 0 | 98163.9677 | 101765.7985 | 106045.1522 | 107213.6138 | 108341.9113 | 109710.7691 | 111246.384 | 111112.2143 | 112147.2079 | 114835.404 | 115354.3107 | 134043.2802 | 133230.2389 | 2022 | 128713.173 | 1591923.4256 | 0 | 0% | 106019.033 | 0 | 22694.14 | 104% | 106019.033 | 106019.033 | 22694.14 | 128713.173 | --
2023 | 0 | 0 | 0 | 0 | 0 | 0 | 0 | 0 | 0 | 0 | 0 | 0 | 0 | 0 | 0 | 0 | 0 | 0 | 0 | 0 | 0 | 0 | 0 | 0 | 0 | 0 | 0 | 0 | 0 | 0 | 0 | 0 | 0 | 0 | 0 | 0 | 0 | 101765.7985 | 106045.1522 | 107213.6138 | 108341.9113 | 109710.7691 | 111246.384 | 111112.2143 | 112147.2079 | 114835.404 | 115354.3107 | 134043.2802 | 133230.2389 | 128713.173 | 2023 | 120962.4314 | 1614721.8893 | 0 | 0% | 98163.9677 | 0 | 22798.4637 | 104% | 98163.9677 | 98163.9677 | 22798.4637 | 120962.4314 | --
2024 | 0 | 0 | 0 | 0 | 0 | 0 | 0 | 0 | 0 | 0 | 0 | 0 | 0 | 0 | 0 | 0 | 0 | 0 | 0 | 0 | 0 | 0 | 0 | 0 | 0 | 0 | 0 | 0 | 0 | 0 | 0 | 0 | 0 | 0 | 0 | 0 | 0 | 106045.1522 | 107213.6138 | 108341.9113 | 109710.7691 | 111246.384 | 111112.2143 | 112147.2079 | 114835.404 | 115354.3107 | 134043.2802 | 133230.2389 | 128713.173 | 120962.4314 | 2024 | 124500.9751 | 1637457.066 | 0 | 0% | 101765.7985 | 0 | 22735.1766 | 104% | 101765.7985 | 101765.7985 | 22735.1766 | 124500.9751 | --
2025 | 0 | 0 | 0 | 0 | 0 | 0 | 0 | 0 | 0 | 0 | 0 | 0 | 0 | 0 | 0 | 0 | 0 | 0 | 0 | 0 | 0 | 0 | 0 | 0 | 0 | 0 | 0 | 0 | 0 | 0 | 0 | 0 | 0 | 0 | 0 | 0 | 0 | 107213.6138 | 108341.9113 | 109710.7691 | 111246.384 | 111112.2143 | 112147.2079 | 114835.404 | 115354.3107 | 134043.2802 | 133230.2389 | 128713.173 | 120962.4314 | 124500.9751 | 2025 | 128534.6354 | 1659946.5492 | 0 | 0% | 106045.1522 | 0 | 22489.4833 | 104% | 106045.1522 | 106045.1522 | 22489.4833 | 128534.6354 | --
2026 | 0 | 0 | 0 | 0 | 0 | 0 | 0 | 0 | 0 | 0 | 0 | 0 | 0 | 0 | 0 | 0 | 0 | 0 | 0 | 0 | 0 | 0 | 0 | 0 | 0 | 0 | 0 | 0 | 0 | 0 | 0 | 0 | 0 | 0 | 0 | 0 | 0 | 108341.9113 | 109710.7691 | 111246.384 | 111112.2143 | 112147.2079 | 114835.404 | 115354.3107 | 134043.2802 | 133230.2389 | 128713.173 | 120962.4314 | 124500.9751 | 128534.6354 | 2026 | 129365.8342 | 1682098.7697 | 0 | 0% | 107213.6138 | 0 | 22152.2205 | 104% | 107213.6138 | 107213.6138 | 22152.2205 | 129365.8342 | --
2027 | 0 | 0 | 0 | 0 | 0 | 0 | 0 | 0 | 0 | 0 | 0 | 0 | 0 | 0 | 0 | 0 | 0 | 0 | 0 | 0 | 0 | 0 | 0 | 0 | 0 | 0 | 0 | 0 | 0 | 0 | 0 | 0 | 0 | 0 | 0 | 0 | 0 | 109710.7691 | 111246.384 | 111112.2143 | 112147.2079 | 114835.404 | 115354.3107 | 134043.2802 | 133230.2389 | 128713.173 | 120962.4314 | 124500.9751 | 128534.6354 | 129365.8342 | 2027 | 130389.4967 | 1704146.3551 | 0 | 0% | 108341.9113 | 0 | 22047.5854 | 104% | 108341.9113 | 108341.9113 | 22047.5854 | 130389.4967 | --
2028 | 0 | 0 | 0 | 0 | 0 | 0 | 0 | 0 | 0 | 0 | 0 | 0 | 0 | 0 | 0 | 0 | 0 | 0 | 0 | 0 | 0 | 0 | 0 | 0 | 0 | 0 | 0 | 0 | 0 | 0 | 0 | 0 | 0 | 0 | 0 | 0 | 0 | 111246.384 | 111112.2143 | 112147.2079 | 114835.404 | 115354.3107 | 134043.2802 | 133230.2389 | 128713.173 | 120962.4314 | 124500.9751 | 128534.6354 | 129365.8342 | 130389.4967 | 2028 | 131714.0894 | 1726149.6754 | 0 | 0% | 109710.7691 | 0 | 22003.3203 | 104% | 109710.7691 | 109710.7691 | 22003.3203 | 131714.0894 | --
2029 | 0 | 0 | 0 | 0 | 0 | 0 | 0 | 0 | 0 | 0 | 0 | 0 | 0 | 0 | 0 | 0 | 0 | 0 | 0 | 0 | 0 | 0 | 0 | 0 | 0 | 0 | 0 | 0 | 0 | 0 | 0 | 0 | 0 | 0 | 0 | 0 | 0 | 111112.2143 | 112147.2079 | 114835.404 | 115354.3107 | 134043.2802 | 133230.2389 | 128713.173 | 120962.4314 | 124500.9751 | 128534.6354 | 129365.8342 | 130389.4967 | 131714.0894 | 2029 | 133176.3526 | 1748079.644 | 0 | 0% | 111246.384 | 0 | 21929.9686 | 104% | 111246.384 | 111246.384 | 21929.9686 | 133176.3526 | --
2030 | 0 | 0 | 0 | 0 | 0 | 0 | 0 | 0 | 0 | 0 | 0 | 0 | 0 | 0 | 0 | 0 | 0 | 0 | 0 | 0 | 0 | 0 | 0 | 0 | 0 | 0 | 0 | 0 | 0 | 0 | 0 | 0 | 0 | 0 | 0 | 0 | 0 | 112147.2079 | 114835.404 | 115354.3107 | 134043.2802 | 133230.2389 | 128713.173 | 120962.4314 | 124500.9751 | 128534.6354 | 129365.8342 | 130389.4967 | 131714.0894 | 133176.3526 | 2030 | 132803.5841 | 1769771.0138 | 0 | 0% | 111112.2143 | 0 | 21691.3698 | 104% | 111112.2143 | 111112.2143 | 21691.3698 | 132803.5841 | --
2031 | 0 | 0 | 0 | 0 | 0 | 0 | 0 | 0 | 0 | 0 | 0 | 0 | 0 | 0 | 0 | 0 | 0 | 0 | 0 | 0 | 0 | 0 | 0 | 0 | 0 | 0 | 0 | 0 | 0 | 0 | 0 | 0 | 0 | 0 | 0 | 0 | 0 | 114835.404 | 115354.3107 | 134043.2802 | 133230.2389 | 128713.173 | 120962.4314 | 124500.9751 | 128534.6354 | 129365.8342 | 130389.4967 | 131714.0894 | 133176.3526 | 132803.5841 | 2031 | 133838.5778 | 1791462.3836 | 0 | 0% | 112147.2079 | 0 | 21691.3698 | 104% | 112147.2079 | 112147.2079 | 21691.3698 | 133838.5778 | --
2032 | 0 | 0 | 0 | 0 | 0 | 0 | 0 | 0 | 0 | 0 | 0 | 0 | 0 | 0 | 0 | 0 | 0 | 0 | 0 | 0 | 0 | 0 | 0 | 0 | 0 | 0 | 0 | 0 | 0 | 0 | 0 | 0 | 0 | 0 | 0 | 0 | 0 | 115354.3107 | 134043.2802 | 133230.2389 | 128713.173 | 120962.4314 | 124500.9751 | 128534.6354 | 129365.8342 | 130389.4967 | 131714.0894 | 133176.3526 | 132803.5841 | 133838.5778 | 2032 | 136526.7738 | 1813153.7535 | 0 | 0% | 114835.404 | 0 | 21691.3698 | 104% | 114835.404 | 114835.404 | 21691.3698 | 136526.7738 | --
2033 | 0 | 0 | 0 | 0 | 0 | 0 | 0 | 0 | 0 | 0 | 0 | 0 | 0 | 0 | 0 | 0 | 0 | 0 | 0 | 0 | 0 | 0 | 0 | 0 | 0 | 0 | 0 | 0 | 0 | 0 | 0 | 0 | 0 | 0 | 0 | 0 | 0 | 134043.2802 | 133230.2389 | 128713.173 | 120962.4314 | 124500.9751 | 128534.6354 | 129365.8342 | 130389.4967 | 131714.0894 | 133176.3526 | 132803.5841 | 133838.5778 | 136526.7738 | 2033 | 137045.6805 | 1834845.1233 | 0 | 0% | 115354.3107 | 0 | 21691.3698 | 104% | 115354.3107 | 115354.3107 | 21691.3698 | 137045.6805 | --
2034 | 0 | 0 | 0 | 0 | 0 | 0 | 0 | 0 | 0 | 0 | 0 | 0 | 0 | 0 | 0 | 0 | 0 | 0 | 0 | 0 | 0 | 0 | 0 | 0 | 0 | 0 | 0 | 0 | 0 | 0 | 0 | 0 | 0 | 0 | 0 | 0 | 0 | 133230.2389 | 128713.173 | 120962.4314 | 124500.9751 | 128534.6354 | 129365.8342 | 130389.4967 | 131714.0894 | 133176.3526 | 132803.5841 | 133838.5778 | 136526.7738 | 137045.6805 | 2034 | 155734.65 | 1856536.4931 | 0 | 0% | 134043.2802 | 0 | 21691.3698 | 104% | 134043.2802 | 134043.2802 | 21691.3698 | 155734.65 | --
Note on B6: Angie Lee: No survival curve from DOE

## Stock Model- MH
1 | 2 | 3 | 4 | 5 | 6 | 7 | 8 | 9 | 10 | 11 | 12 | 13 | 14 | 15 | 16 | 17 | 18 | 19 | 20 | 21 | 22 | 23 | 24 | 25 | 26 | 27 | 28 | 29 | 30 | 31 | 32 | 33 | 34 | 35 | 36 | 37 | 38 | 39 | 40 | 41 | 42 | 43 | 44 | 45 | 46 | 47 | 48 | 49 | 50 | 51 | 1 | 2 | 3 | 4 | 5 | 6 | 7 | 8 | 9 | 10 | 11 | 12 | 13 | 14
Initial Year | 1990
[52 empty] | Stock Model: DOE group can provide historical shipment, shipment forecast is driven by shipment due to new construction (column AD) |  | These columns determines total stock, accounting for abandoned units and shipment due to new construction as well as saturation of equipment in household. At least the housing growth can be tailored to the NW, maybe the saturation as well. | [5 empty] | For Graph- New Shipment |  |  |  |  | Housing Type | DMo
[65 empty] | Product Life Time | 13
DOE Survival | 0 | 0 | 0 | 0 | 0 | 0 | 0 | 0 | 0 | 0 | 0 | 0 | 0 | 0 | 0 | 0 | 0 | 0 | 0 | 0 | 0 | 0 | 0 | 0 | 0 | 0 | 0 | 0 | 0 | 0 | 0 | 0 | 0 | 0 | 0 | 0 | 0 | 0 | 0 | 0 | 0 | 0 | 0 | 0 | 0 | 0 | 0 | 0 | 0 | 0 | [14 empty] | Survival Assumption | 1/Lifetime Survival
1/Lifetime Survival | 0 | 0 | 0 | 0 | 0 | 0 | 0 | 0 | 0 | 0 | 0 | 0 | 0 | 0 | 0 | 0 | 0 | 0 | 0 | 0 | 0 | 0 | 0 | 0 | 0 | 0 | 0 | 0 | 0 | 0 | 0 | 0 | 0 | 0 | 0 | 0 | 0 | 0 | 0.076923 | 0.15385 | 0.23077 | 0.30769 | 0.38462 | 0.46154 | 0.53846 | 0.61538 | 0.69231 | 0.76923 | 0.84615 | 0.92308 |  | New Shipment | Stock | Abandoned units | % of retirements not Replaced | Replacements for Retiring Units | Council's Replacement Assumption | Ship due to new construction | Saturation factor of CFLK in new MH construction | Actual Retirements | Repl. Units | New Cons Units | Total Shipment | 6Plan's Baseline | Abandoned Rate | 0%
| 50 | 49 | 48 | 47 | 46 | 45 | 44 | 43 | 42 | 41 | 40 | 39 | 38 | 37 | 36 | 35 | 34 | 33 | 32 | 31 | 30 | 29 | 28 | 27 | 26 | 25 | 24 | 23 | 22 | 21 | 20 | 19 | 18 | 17 | 16 | 15 | 14 | 13 | 12 | 11 | 10 | 9 | 8 | 7 | 6 | 5 | 4 | 3 | 2 | 1 | Year | Replacement of Retiring units+ New Construction from housing calibrated to historical shipment data | Previous year stock+New construction- abandoned units | Replacement for retiring units* (1-% retirements not replaced) | Average of % retirement not replaced. Based on historical new shipment data: Total stock previous year- sum of units of all vintages; | Total stock from previous year - stock of all vintages this year | Product not included in Supply Curve | Driven by housing growth | Equipment saturation per sector unit (e.g. per home, per multi-family home, per sq ft) | Abandoned units+replacements for retiring | precase= actual retirement- abandoned; post- case |  | Replacement unit+New Construction | Not included in supply curve
1990 | 0 | 0 | 0 | 0 | 0 | 0 | 0 | 0 | 0 | 0 | 0 | 0 | 0 | 0 | 0 | 0 | 0 | 0 | 0 | 0 | 0 | 0 | 0 | 0 | 0 | 0 | 0 | 0 | 0 | 0 | 0 | 0 | 0 | 0 | 0 | 0 | 0 | 0 | 0 | 0 | 0 | 0 | 0 | 0 | 0 | 0 | 0 | 0 | 0 | 0 | 1990 | 53093.5531 | 53093.5531
1991 | 0 | 0 | 0 | 0 | 0 | 0 | 0 | 0 | 0 | 0 | 0 | 0 | 0 | 0 | 0 | 0 | 0 | 0 | 0 | 0 | 0 | 0 | 0 | 0 | 0 | 0 | 0 | 0 | 0 | 0 | 0 | 0 | 0 | 0 | 0 | 0 | 0 | 0 | 0 | 0 | 0 | 0 | 0 | 0 | 0 | 0 | 0 | 0 | 0 | 53093.5531 | 1991 | 53094.7809 | 106188.334
1992 | 0 | 0 | 0 | 0 | 0 | 0 | 0 | 0 | 0 | 0 | 0 | 0 | 0 | 0 | 0 | 0 | 0 | 0 | 0 | 0 | 0 | 0 | 0 | 0 | 0 | 0 | 0 | 0 | 0 | 0 | 0 | 0 | 0 | 0 | 0 | 0 | 0 | 0 | 0 | 0 | 0 | 0 | 0 | 0 | 0 | 0 | 0 | 0 | 53093.5531 | 53094.7809 | 1992 | 53105.4029 | 159293.737
1993 | 0 | 0 | 0 | 0 | 0 | 0 | 0 | 0 | 0 | 0 | 0 | 0 | 0 | 0 | 0 | 0 | 0 | 0 | 0 | 0 | 0 | 0 | 0 | 0 | 0 | 0 | 0 | 0 | 0 | 0 | 0 | 0 | 0 | 0 | 0 | 0 | 0 | 0 | 0 | 0 | 0 | 0 | 0 | 0 | 0 | 0 | 0 | 53093.5531 | 53094.7809 | 53105.4029 | 1993 | 53105.8159 | 212399.5529
1994 | 0 | 0 | 0 | 0 | 0 | 0 | 0 | 0 | 0 | 0 | 0 | 0 | 0 | 0 | 0 | 0 | 0 | 0 | 0 | 0 | 0 | 0 | 0 | 0 | 0 | 0 | 0 | 0 | 0 | 0 | 0 | 0 | 0 | 0 | 0 | 0 | 0 | 0 | 0 | 0 | 0 | 0 | 0 | 0 | 0 | 0 | 53093.5531 | 53094.7809 | 53105.4029 | 53105.8159 | 1994 | 53092.3101 | 265491.863
1995 | 0 | 0 | 0 | 0 | 0 | 0 | 0 | 0 | 0 | 0 | 0 | 0 | 0 | 0 | 0 | 0 | 0 | 0 | 0 | 0 | 0 | 0 | 0 | 0 | 0 | 0 | 0 | 0 | 0 | 0 | 0 | 0 | 0 | 0 | 0 | 0 | 0 | 0 | 0 | 0 | 0 | 0 | 0 | 0 | 0 | 53093.5531 | 53094.7809 | 53105.4029 | 53105.8159 | 53092.3101 | 1995 | 53069.4557 | 318561.3187
1996 | 0 | 0 | 0 | 0 | 0 | 0 | 0 | 0 | 0 | 0 | 0 | 0 | 0 | 0 | 0 | 0 | 0 | 0 | 0 | 0 | 0 | 0 | 0 | 0 | 0 | 0 | 0 | 0 | 0 | 0 | 0 | 0 | 0 | 0 | 0 | 0 | 0 | 0 | 0 | 0 | 0 | 0 | 0 | 0 | 53093.5531 | 53094.7809 | 53105.4029 | 53105.8159 | 53092.3101 | 53069.4557 | 1996 | 53100.9198 | 371662.2385
1997 | 0 | 0 | 0 | 0 | 0 | 0 | 0 | 0 | 0 | 0 | 0 | 0 | 0 | 0 | 0 | 0 | 0 | 0 | 0 | 0 | 0 | 0 | 0 | 0 | 0 | 0 | 0 | 0 | 0 | 0 | 0 | 0 | 0 | 0 | 0 | 0 | 0 | 0 | 0 | 0 | 0 | 0 | 0 | 53093.5531 | 53094.7809 | 53105.4029 | 53105.8159 | 53092.3101 | 53069.4557 | 53100.9198 | 1997 | 53158.5132 | 424820.7517
1998 | 0 | 0 | 0 | 0 | 0 | 0 | 0 | 0 | 0 | 0 | 0 | 0 | 0 | 0 | 0 | 0 | 0 | 0 | 0 | 0 | 0 | 0 | 0 | 0 | 0 | 0 | 0 | 0 | 0 | 0 | 0 | 0 | 0 | 0 | 0 | 0 | 0 | 0 | 0 | 0 | 0 | 0 | 53093.5531 | 53094.7809 | 53105.4029 | 53105.8159 | 53092.3101 | 53069.4557 | 53100.9198 | 53158.5132 | 1998 | 53107.881 | 477928.6326
1999 | 0 | 0 | 0 | 0 | 0 | 0 | 0 | 0 | 0 | 0 | 0 | 0 | 0 | 0 | 0 | 0 | 0 | 0 | 0 | 0 | 0 | 0 | 0 | 0 | 0 | 0 | 0 | 0 | 0 | 0 | 0 | 0 | 0 | 0 | 0 | 0 | 0 | 0 | 0 | 0 | 0 | 53093.5531 | 53094.7809 | 53105.4029 | 53105.8159 | 53092.3101 | 53069.4557 | 53100.9198 | 53158.5132 | 53107.881 | 1999 | 53024.7808 | 530953.4134
2000 | 0 | 0 | 0 | 0 | 0 | 0 | 0 | 0 | 0 | 0 | 0 | 0 | 0 | 0 | 0 | 0 | 0 | 0 | 0 | 0 | 0 | 0 | 0 | 0 | 0 | 0 | 0 | 0 | 0 | 0 | 0 | 0 | 0 | 0 | 0 | 0 | 0 | 0 | 0 | 0 | 53093.5531 | 53094.7809 | 53105.4029 | 53105.8159 | 53092.3101 | 53069.4557 | 53100.9198 | 53158.5132 | 53107.881 | 53024.7808 | 2000 | 52955.184 | 583908.5974
2001 | 0 | 0 | 0 | 0 | 0 | 0 | 0 | 0 | 0 | 0 | 0 | 0 | 0 | 0 | 0 | 0 | 0 | 0 | 0 | 0 | 0 | 0 | 0 | 0 | 0 | 0 | 0 | 0 | 0 | 0 | 0 | 0 | 0 | 0 | 0 | 0 | 0 | 0 | 0 | 53093.5531 | 53094.7809 | 53105.4029 | 53105.8159 | 53092.3101 | 53069.4557 | 53100.9198 | 53158.5132 | 53107.881 | 53024.7808 | 52955.184 | 2001 | 53258.24 | 637166.8374
2002 | 0 | 0 | 0 | 0 | 0 | 0 | 0 | 0 | 0 | 0 | 0 | 0 | 0 | 0 | 0 | 0 | 0 | 0 | 0 | 0 | 0 | 0 | 0 | 0 | 0 | 0 | 0 | 0 | 0 | 0 | 0 | 0 | 0 | 0 | 0 | 0 | 0 | 0 | 53093.5531 | 53094.7809 | 53105.4029 | 53105.8159 | 53092.3101 | 53069.4557 | 53100.9198 | 53158.5132 | 53107.881 | 53024.7808 | 52955.184 | 53258.24 | 2002 | 53446.48 | 690613.3174
2003 | 0 | 0 | 0 | 0 | 0 | 0 | 0 | 0 | 0 | 0 | 0 | 0 | 0 | 0 | 0 | 0 | 0 | 0 | 0 | 0 | 0 | 0 | 0 | 0 | 0 | 0 | 0 | 0 | 0 | 0 | 0 | 0 | 0 | 0 | 0 | 0 | 0 | 53093.5531 | 53094.7809 | 53105.4029 | 53105.8159 | 53092.3101 | 53069.4557 | 53100.9198 | 53158.5132 | 53107.881 | 53024.7808 | 52955.184 | 53258.24 | 53446.48 | 2003 | 52854.72 | 743468.0374
2004 | 0 | 0 | 0 | 0 | 0 | 0 | 0 | 0 | 0 | 0 | 0 | 0 | 0 | 0 | 0 | 0 | 0 | 0 | 0 | 0 | 0 | 0 | 0 | 0 | 0 | 0 | 0 | 0 | 0 | 0 | 0 | 0 | 0 | 0 | 0 | 0 | 0 | 53094.7809 | 53105.4029 | 53105.8159 | 53092.3101 | 53069.4557 | 53100.9198 | 53158.5132 | 53107.881 | 53024.7808 | 52955.184 | 53258.24 | 53446.48 | 52854.72 | 2004 | 52609.28 | 742983.7643 | [6 empty] | 0
2005 | 0 | 0 | 0 | 0 | 0 | 0 | 0 | 0 | 0 | 0 | 0 | 0 | 0 | 0 | 0 | 0 | 0 | 0 | 0 | 0 | 0 | 0 | 0 | 0 | 0 | 0 | 0 | 0 | 0 | 0 | 0 | 0 | 0 | 0 | 0 | 0 | 0 | 53105.4029 | 53105.8159 | 53092.3101 | 53069.4557 | 53100.9198 | 53158.5132 | 53107.881 | 53024.7808 | 52955.184 | 53258.24 | 53446.48 | 52854.72 | 52609.28 | 2005 | 52607.2 | 742496.1834 | 0 | 0% | 45683.92 | 0 | 6923.28 | 104% | 45683.92 | 45683.92 | 6923.28 | 52607.2 | --
2006 | 0 | 0 | 0 | 0 | 0 | 0 | 0 | 0 | 0 | 0 | 0 | 0 | 0 | 0 | 0 | 0 | 0 | 0 | 0 | 0 | 0 | 0 | 0 | 0 | 0 | 0 | 0 | 0 | 0 | 0 | 0 | 0 | 0 | 0 | 0 | 0 | 0 | 53105.8159 | 53092.3101 | 53069.4557 | 53100.9198 | 53158.5132 | 53107.881 | 53024.7808 | 52955.184 | 53258.24 | 53446.48 | 52854.72 | 52609.28 | 52607.2 | 2006 | 59702.1229 | 749092.9034 |  | 0% | 53105.4029 | 0 | 6596.72 | 104% | 53105.4029 | 53105.4029 | 6596.72 | 59702.1229 | --
2007 | 0 | 0 | 0 | 0 | 0 | 0 | 0 | 0 | 0 | 0 | 0 | 0 | 0 | 0 | 0 | 0 | 0 | 0 | 0 | 0 | 0 | 0 | 0 | 0 | 0 | 0 | 0 | 0 | 0 | 0 | 0 | 0 | 0 | 0 | 0 | 0 | 0 | 53092.3101 | 53069.4557 | 53100.9198 | 53158.5132 | 53107.881 | 53024.7808 | 52955.184 | 53258.24 | 53446.48 | 52854.72 | 52609.28 | 52607.2 | 59702.1229 | 2007 | 61461.27 | 757448.3575 | 0 | 0% | 53105.8159 | 0 | 8355.4541 | 104% | 53105.8159 | 53105.8159 | 8355.4541 | 61461.27 | --
2008 | 0 | 0 | 0 | 0 | 0 | 0 | 0 | 0 | 0 | 0 | 0 | 0 | 0 | 0 | 0 | 0 | 0 | 0 | 0 | 0 | 0 | 0 | 0 | 0 | 0 | 0 | 0 | 0 | 0 | 0 | 0 | 0 | 0 | 0 | 0 | 0 | 0 | 53069.4557 | 53100.9198 | 53158.5132 | 53107.881 | 53024.7808 | 52955.184 | 53258.24 | 53446.48 | 52854.72 | 52609.28 | 52607.2 | 59702.1229 | 61461.27 | 2008 | 61751.2595 | 766107.3069 | 0 | 0% | 53092.3101 | 0 | 8658.9494 | 104% | 53092.3101 | 53092.3101 | 8658.9494 | 61751.2595 | --
2009 | 0 | 0 | 0 | 0 | 0 | 0 | 0 | 0 | 0 | 0 | 0 | 0 | 0 | 0 | 0 | 0 | 0 | 0 | 0 | 0 | 0 | 0 | 0 | 0 | 0 | 0 | 0 | 0 | 0 | 0 | 0 | 0 | 0 | 0 | 0 | 0 | 0 | 53100.9198 | 53158.5132 | 53107.881 | 53024.7808 | 52955.184 | 53258.24 | 53446.48 | 52854.72 | 52609.28 | 52607.2 | 59702.1229 | 61461.27 | 61751.2595 | 2009 | 61854.5536 | 774892.4048 | 0 | 0% | 53069.4557 | 0 | 8785.0979 | 104% | 53069.4557 | 53069.4557 | 8785.0979 | 61854.5536 | --
2010 | 0 | 0 | 0 | 0 | 0 | 0 | 0 | 0 | 0 | 0 | 0 | 0 | 0 | 0 | 0 | 0 | 0 | 0 | 0 | 0 | 0 | 0 | 0 | 0 | 0 | 0 | 0 | 0 | 0 | 0 | 0 | 0 | 0 | 0 | 0 | 0 | 0 | 53158.5132 | 53107.881 | 53024.7808 | 52955.184 | 53258.24 | 53446.48 | 52854.72 | 52609.28 | 52607.2 | 59702.1229 | 61461.27 | 61751.2595 | 61854.5536 | 2010 | 61921.7526 | 783713.2376 | 0 | 0% | 53100.9198 | 0 | 8820.8328 | 104% | 53100.9198 | 53100.9198 | 8820.8328 | 61921.7526 | --
2011 | 0 | 0 | 0 | 0 | 0 | 0 | 0 | 0 | 0 | 0 | 0 | 0 | 0 | 0 | 0 | 0 | 0 | 0 | 0 | 0 | 0 | 0 | 0 | 0 | 0 | 0 | 0 | 0 | 0 | 0 | 0 | 0 | 0 | 0 | 0 | 0 | 0 | 53107.881 | 53024.7808 | 52955.184 | 53258.24 | 53446.48 | 52854.72 | 52609.28 | 52607.2 | 59702.1229 | 61461.27 | 61751.2595 | 61854.5536 | 61921.7526 | 2011 | 61845.8664 | 792400.5909 | 0 | 0% | 53158.5132 | 0 | 8687.3533 | 104% | 53158.5132 | 53158.5132 | 8687.3533 | 61845.8664 | --
2012 | 0 | 0 | 0 | 0 | 0 | 0 | 0 | 0 | 0 | 0 | 0 | 0 | 0 | 0 | 0 | 0 | 0 | 0 | 0 | 0 | 0 | 0 | 0 | 0 | 0 | 0 | 0 | 0 | 0 | 0 | 0 | 0 | 0 | 0 | 0 | 0 | 0 | 53024.7808 | 52955.184 | 53258.24 | 53446.48 | 52854.72 | 52609.28 | 52607.2 | 59702.1229 | 61461.27 | 61751.2595 | 61854.5536 | 61921.7526 | 61845.8664 | 2012 | 61497.9141 | 800790.6241 | 0 | 0% | 53107.881 | 0 | 8390.0332 | 104% | 53107.881 | 53107.881 | 8390.0332 | 61497.9141 | --
2013 | 0 | 0 | 0 | 0 | 0 | 0 | 0 | 0 | 0 | 0 | 0 | 0 | 0 | 0 | 0 | 0 | 0 | 0 | 0 | 0 | 0 | 0 | 0 | 0 | 0 | 0 | 0 | 0 | 0 | 0 | 0 | 0 | 0 | 0 | 0 | 0 | 0 | 52955.184 | 53258.24 | 53446.48 | 52854.72 | 52609.28 | 52607.2 | 59702.1229 | 61461.27 | 61751.2595 | 61854.5536 | 61921.7526 | 61845.8664 | 61497.9141 | 2013 | 61041.1653 | 808807.0086 | 0 | 0% | 53024.7808 | 0 | 8016.3845 | 104% | 53024.7808 | 53024.7808 | 8016.3845 | 61041.1653 | --
2014 | 0 | 0 | 0 | 0 | 0 | 0 | 0 | 0 | 0 | 0 | 0 | 0 | 0 | 0 | 0 | 0 | 0 | 0 | 0 | 0 | 0 | 0 | 0 | 0 | 0 | 0 | 0 | 0 | 0 | 0 | 0 | 0 | 0 | 0 | 0 | 0 | 0 | 53258.24 | 53446.48 | 52854.72 | 52609.28 | 52607.2 | 59702.1229 | 61461.27 | 61751.2595 | 61854.5536 | 61921.7526 | 61845.8664 | 61497.9141 | 61041.1653 | 2014 | 60493.1313 | 816344.9559 | 0 | 0% | 52955.184 | 0 | 7537.9473 | 104% | 52955.184 | 52955.184 | 7537.9473 | 60493.1313 | --
2015 | 0 | 0 | 0 | 0 | 0 | 0 | 0 | 0 | 0 | 0 | 0 | 0 | 0 | 0 | 0 | 0 | 0 | 0 | 0 | 0 | 0 | 0 | 0 | 0 | 0 | 0 | 0 | 0 | 0 | 0 | 0 | 0 | 0 | 0 | 0 | 0 | 0 | 53446.48 | 52854.72 | 52609.28 | 52607.2 | 59702.1229 | 61461.27 | 61751.2595 | 61854.5536 | 61921.7526 | 61845.8664 | 61497.9141 | 61041.1653 | 60493.1313 | 2015 | 60353.3917 | 823440.1076 | 0 | 0% | 53258.24 | 0 | 7095.1517 | 104% | 53258.24 | 53258.24 | 7095.1517 | 60353.3917 | --
2016 | 0 | 0 | 0 | 0 | 0 | 0 | 0 | 0 | 0 | 0 | 0 | 0 | 0 | 0 | 0 | 0 | 0 | 0 | 0 | 0 | 0 | 0 | 0 | 0 | 0 | 0 | 0 | 0 | 0 | 0 | 0 | 0 | 0 | 0 | 0 | 0 | 0 | 52854.72 | 52609.28 | 52607.2 | 59702.1229 | 61461.27 | 61751.2595 | 61854.5536 | 61921.7526 | 61845.8664 | 61497.9141 | 61041.1653 | 60493.1313 | 60353.3917 | 2016 | 60206.2995 | 830199.9271 | 0 | 0% | 53446.48 | 0 | 6759.8195 | 104% | 53446.48 | 53446.48 | 6759.8195 | 60206.2995 | --
2017 | 0 | 0 | 0 | 0 | 0 | 0 | 0 | 0 | 0 | 0 | 0 | 0 | 0 | 0 | 0 | 0 | 0 | 0 | 0 | 0 | 0 | 0 | 0 | 0 | 0 | 0 | 0 | 0 | 0 | 0 | 0 | 0 | 0 | 0 | 0 | 0 | 0 | 52609.28 | 52607.2 | 59702.1229 | 61461.27 | 61751.2595 | 61854.5536 | 61921.7526 | 61845.8664 | 61497.9141 | 61041.1653 | 60493.1313 | 60353.3917 | 60206.2995 | 2017 | 59420.1333 | 836765.3404 | 0 | 0% | 52854.72 | 0 | 6565.4133 | 104% | 52854.72 | 52854.72 | 6565.4133 | 59420.1333 | --
2018 | 0 | 0 | 0 | 0 | 0 | 0 | 0 | 0 | 0 | 0 | 0 | 0 | 0 | 0 | 0 | 0 | 0 | 0 | 0 | 0 | 0 | 0 | 0 | 0 | 0 | 0 | 0 | 0 | 0 | 0 | 0 | 0 | 0 | 0 | 0 | 0 | 0 | 52607.2 | 59702.1229 | 61461.27 | 61751.2595 | 61854.5536 | 61921.7526 | 61845.8664 | 61497.9141 | 61041.1653 | 60493.1313 | 60353.3917 | 60206.2995 | 59420.1333 | 2018 | 59139.8761 | 843295.9365 | 0 | 0% | 52609.28 | 0 | 6530.5961 | 104% | 52609.28 | 52609.28 | 6530.5961 | 59139.8761 | --
2019 | 0 | 0 | 0 | 0 | 0 | 0 | 0 | 0 | 0 | 0 | 0 | 0 | 0 | 0 | 0 | 0 | 0 | 0 | 0 | 0 | 0 | 0 | 0 | 0 | 0 | 0 | 0 | 0 | 0 | 0 | 0 | 0 | 0 | 0 | 0 | 0 | 0 | 59702.1229 | 61461.27 | 61751.2595 | 61854.5536 | 61921.7526 | 61845.8664 | 61497.9141 | 61041.1653 | 60493.1313 | 60353.3917 | 60206.2995 | 59420.1333 | 59139.8761 | 2019 | 59254.9932 | 849943.7297 | 0 | 0% | 52607.2 | 0 | 6647.7932 | 104% | 52607.2 | 52607.2 | 6647.7932 | 59254.9932 | --
2020 | 0 | 0 | 0 | 0 | 0 | 0 | 0 | 0 | 0 | 0 | 0 | 0 | 0 | 0 | 0 | 0 | 0 | 0 | 0 | 0 | 0 | 0 | 0 | 0 | 0 | 0 | 0 | 0 | 0 | 0 | 0 | 0 | 0 | 0 | 0 | 0 | 0 | 61461.27 | 61751.2595 | 61854.5536 | 61921.7526 | 61845.8664 | 61497.9141 | 61041.1653 | 60493.1313 | 60353.3917 | 60206.2995 | 59420.1333 | 59139.8761 | 59254.9932 | 2020 | 66577.4467 | 856819.0535 | 0 | 0% | 59702.1229 | 0 | 6875.3237 | 104% | 59702.1229 | 59702.1229 | 6875.3237 | 66577.4467 | --
2021 | 0 | 0 | 0 | 0 | 0 | 0 | 0 | 0 | 0 | 0 | 0 | 0 | 0 | 0 | 0 | 0 | 0 | 0 | 0 | 0 | 0 | 0 | 0 | 0 | 0 | 0 | 0 | 0 | 0 | 0 | 0 | 0 | 0 | 0 | 0 | 0 | 0 | 61751.2595 | 61854.5536 | 61921.7526 | 61845.8664 | 61497.9141 | 61041.1653 | 60493.1313 | 60353.3917 | 60206.2995 | 59420.1333 | 59139.8761 | 59254.9932 | 66577.4467 | 2021 | 68628.1674 | 863985.9509 | 0 | 0% | 61461.27 | 0 | 7166.8974 | 104% | 61461.27 | 61461.27 | 7166.8974 | 68628.1674 | --
2022 | 0 | 0 | 0 | 0 | 0 | 0 | 0 | 0 | 0 | 0 | 0 | 0 | 0 | 0 | 0 | 0 | 0 | 0 | 0 | 0 | 0 | 0 | 0 | 0 | 0 | 0 | 0 | 0 | 0 | 0 | 0 | 0 | 0 | 0 | 0 | 0 | 0 | 61854.5536 | 61921.7526 | 61845.8664 | 61497.9141 | 61041.1653 | 60493.1313 | 60353.3917 | 60206.2995 | 59420.1333 | 59139.8761 | 59254.9932 | 66577.4467 | 68628.1674 | 2022 | 69210.7873 | 871445.4787 | 0 | 0% | 61751.2595 | 0 | 7459.5278 | 104% | 61751.2595 | 61751.2595 | 7459.5278 | 69210.7873 | --
2023 | 0 | 0 | 0 | 0 | 0 | 0 | 0 | 0 | 0 | 0 | 0 | 0 | 0 | 0 | 0 | 0 | 0 | 0 | 0 | 0 | 0 | 0 | 0 | 0 | 0 | 0 | 0 | 0 | 0 | 0 | 0 | 0 | 0 | 0 | 0 | 0 | 0 | 61921.7526 | 61845.8664 | 61497.9141 | 61041.1653 | 60493.1313 | 60353.3917 | 60206.2995 | 59420.1333 | 59139.8761 | 59254.9932 | 66577.4467 | 68628.1674 | 69210.7873 | 2023 | 69547.0514 | 879137.9765 | 0 | 0% | 61854.5536 | 0 | 7692.4978 | 104% | 61854.5536 | 61854.5536 | 7692.4978 | 69547.0514 | --
2024 | 0 | 0 | 0 | 0 | 0 | 0 | 0 | 0 | 0 | 0 | 0 | 0 | 0 | 0 | 0 | 0 | 0 | 0 | 0 | 0 | 0 | 0 | 0 | 0 | 0 | 0 | 0 | 0 | 0 | 0 | 0 | 0 | 0 | 0 | 0 | 0 | 0 | 61845.8664 | 61497.9141 | 61041.1653 | 60493.1313 | 60353.3917 | 60206.2995 | 59420.1333 | 59139.8761 | 59254.9932 | 66577.4467 | 68628.1674 | 69210.7873 | 69547.0514 | 2024 | 69741.567 | 886957.7909 | 0 | 0% | 61921.7526 | 0 | 7819.8144 | 104% | 61921.7526 | 61921.7526 | 7819.8144 | 69741.567 | --
2025 | 0 | 0 | 0 | 0 | 0 | 0 | 0 | 0 | 0 | 0 | 0 | 0 | 0 | 0 | 0 | 0 | 0 | 0 | 0 | 0 | 0 | 0 | 0 | 0 | 0 | 0 | 0 | 0 | 0 | 0 | 0 | 0 | 0 | 0 | 0 | 0 | 0 | 61497.9141 | 61041.1653 | 60493.1313 | 60353.3917 | 60206.2995 | 59420.1333 | 59139.8761 | 59254.9932 | 66577.4467 | 68628.1674 | 69210.7873 | 69547.0514 | 69741.567 | 2025 | 69661.2537 | 894773.1781 | 0 | 0% | 61845.8664 | 0 | 7815.3872 | 104% | 61845.8664 | 61845.8664 | 7815.3872 | 69661.2537 | --
2026 | 0 | 0 | 0 | 0 | 0 | 0 | 0 | 0 | 0 | 0 | 0 | 0 | 0 | 0 | 0 | 0 | 0 | 0 | 0 | 0 | 0 | 0 | 0 | 0 | 0 | 0 | 0 | 0 | 0 | 0 | 0 | 0 | 0 | 0 | 0 | 0 | 0 | 61041.1653 | 60493.1313 | 60353.3917 | 60206.2995 | 59420.1333 | 59139.8761 | 59254.9932 | 66577.4467 | 68628.1674 | 69210.7873 | 69547.0514 | 69741.567 | 69661.2537 | 2026 | 69174.5884 | 902449.8523 | 0 | 0% | 61497.9141 | 0 | 7676.6742 | 104% | 61497.9141 | 61497.9141 | 7676.6742 | 69174.5884 | --
2027 | 0 | 0 | 0 | 0 | 0 | 0 | 0 | 0 | 0 | 0 | 0 | 0 | 0 | 0 | 0 | 0 | 0 | 0 | 0 | 0 | 0 | 0 | 0 | 0 | 0 | 0 | 0 | 0 | 0 | 0 | 0 | 0 | 0 | 0 | 0 | 0 | 0 | 60493.1313 | 60353.3917 | 60206.2995 | 59420.1333 | 59139.8761 | 59254.9932 | 66577.4467 | 68628.1674 | 69210.7873 | 69547.0514 | 69741.567 | 69661.2537 | 69174.5884 | 2027 | 68467.9211 | 909876.6081 | 0 | 0% | 61041.1653 | 0 | 7426.7558 | 104% | 61041.1653 | 61041.1653 | 7426.7558 | 68467.9211 | --
2028 | 0 | 0 | 0 | 0 | 0 | 0 | 0 | 0 | 0 | 0 | 0 | 0 | 0 | 0 | 0 | 0 | 0 | 0 | 0 | 0 | 0 | 0 | 0 | 0 | 0 | 0 | 0 | 0 | 0 | 0 | 0 | 0 | 0 | 0 | 0 | 0 | 0 | 60353.3917 | 60206.2995 | 59420.1333 | 59139.8761 | 59254.9932 | 66577.4467 | 68628.1674 | 69210.7873 | 69547.0514 | 69741.567 | 69661.2537 | 69174.5884 | 68467.9211 | 2028 | 67599.088 | 916982.5649 | 0 | 0% | 60493.1313 | 0 | 7105.9568 | 104% | 60493.1313 | 60493.1313 | 7105.9568 | 67599.088 | --
2029 | 0 | 0 | 0 | 0 | 0 | 0 | 0 | 0 | 0 | 0 | 0 | 0 | 0 | 0 | 0 | 0 | 0 | 0 | 0 | 0 | 0 | 0 | 0 | 0 | 0 | 0 | 0 | 0 | 0 | 0 | 0 | 0 | 0 | 0 | 0 | 0 | 0 | 60206.2995 | 59420.1333 | 59139.8761 | 59254.9932 | 66577.4467 | 68628.1674 | 69210.7873 | 69547.0514 | 69741.567 | 69661.2537 | 69174.5884 | 68467.9211 | 67599.088 | 2029 | 67118.4799 | 923747.653 | 0 | 0% | 60353.3917 | 0 | 6765.0882 | 104% | 60353.3917 | 60353.3917 | 6765.0882 | 67118.4799 | --
2030 | 0 | 0 | 0 | 0 | 0 | 0 | 0 | 0 | 0 | 0 | 0 | 0 | 0 | 0 | 0 | 0 | 0 | 0 | 0 | 0 | 0 | 0 | 0 | 0 | 0 | 0 | 0 | 0 | 0 | 0 | 0 | 0 | 0 | 0 | 0 | 0 | 0 | 59420.1333 | 59139.8761 | 59254.9932 | 66577.4467 | 68628.1674 | 69210.7873 | 69547.0514 | 69741.567 | 69661.2537 | 69174.5884 | 68467.9211 | 67599.088 | 67118.4799 | 2030 | 66663.1398 | 930204.4933 | 0 | 0% | 60206.2995 | 0 | 6456.8403 | 104% | 60206.2995 | 60206.2995 | 6456.8403 | 66663.1398 | --
2031 | 0 | 0 | 0 | 0 | 0 | 0 | 0 | 0 | 0 | 0 | 0 | 0 | 0 | 0 | 0 | 0 | 0 | 0 | 0 | 0 | 0 | 0 | 0 | 0 | 0 | 0 | 0 | 0 | 0 | 0 | 0 | 0 | 0 | 0 | 0 | 0 | 0 | 59139.8761 | 59254.9932 | 66577.4467 | 68628.1674 | 69210.7873 | 69547.0514 | 69741.567 | 69661.2537 | 69174.5884 | 68467.9211 | 67599.088 | 67118.4799 | 66663.1398 | 2031 | 65876.9736 | 936661.3337 | 0 | 0% | 59420.1333 | 0 | 6456.8403 | 104% | 59420.1333 | 59420.1333 | 6456.8403 | 65876.9736 | --
2032 | 0 | 0 | 0 | 0 | 0 | 0 | 0 | 0 | 0 | 0 | 0 | 0 | 0 | 0 | 0 | 0 | 0 | 0 | 0 | 0 | 0 | 0 | 0 | 0 | 0 | 0 | 0 | 0 | 0 | 0 | 0 | 0 | 0 | 0 | 0 | 0 | 0 | 59254.9932 | 66577.4467 | 68628.1674 | 69210.7873 | 69547.0514 | 69741.567 | 69661.2537 | 69174.5884 | 68467.9211 | 67599.088 | 67118.4799 | 66663.1398 | 65876.9736 | 2032 | 65596.7165 | 943118.174 | 0 | 0% | 59139.8761 | 0 | 6456.8403 | 104% | 59139.8761 | 59139.8761 | 6456.8403 | 65596.7165 | --
2033 | 0 | 0 | 0 | 0 | 0 | 0 | 0 | 0 | 0 | 0 | 0 | 0 | 0 | 0 | 0 | 0 | 0 | 0 | 0 | 0 | 0 | 0 | 0 | 0 | 0 | 0 | 0 | 0 | 0 | 0 | 0 | 0 | 0 | 0 | 0 | 0 | 0 | 66577.4467 | 68628.1674 | 69210.7873 | 69547.0514 | 69741.567 | 69661.2537 | 69174.5884 | 68467.9211 | 67599.088 | 67118.4799 | 66663.1398 | 65876.9736 | 65596.7165 | 2033 | 65711.8335 | 949575.0143 | 0 | 0% | 59254.9932 | 0 | 6456.8403 | 104% | 59254.9932 | 59254.9932 | 6456.8403 | 65711.8335 | --
2034 | 0 | 0 | 0 | 0 | 0 | 0 | 0 | 0 | 0 | 0 | 0 | 0 | 0 | 0 | 0 | 0 | 0 | 0 | 0 | 0 | 0 | 0 | 0 | 0 | 0 | 0 | 0 | 0 | 0 | 0 | 0 | 0 | 0 | 0 | 0 | 0 | 0 | 68628.1674 | 69210.7873 | 69547.0514 | 69741.567 | 69661.2537 | 69174.5884 | 68467.9211 | 67599.088 | 67118.4799 | 66663.1398 | 65876.9736 | 65596.7165 | 65711.8335 | 2034 | 73034.287 | 956031.8546 | 0 | 0% | 66577.4467 | 0 | 6456.8403 | 104% | 66577.4467 | 66577.4467 | 6456.8403 | 73034.287 | --
Note on B6: Angie Lee: No survival curve from DOE

## Stock Data
Shipment data leading to start of analysis period (2005). 6P Supply Curve Base Year = 2001.
1 | 2 | 3 | 4 | 5 | 6 | 7 | 8 | 9
PNW SFm + MFm + DMo Ceiling Fan Light Kits Historical Data and Drivers
| Existing Construction | New Construction | Total Housing Units | CFLK Existing Construction Replacement | CFLK New Construction | CFLK New Construction Replacement | Total CFLK (shipment) | Total Stock
2001 | 5056894.6 | 82155.2 | 5139049.8 | 435949.8073 | 85441.408 | 0 | 521391.2153 | 6188738.7109 | Assumptions:
2002 | 5145162.8 | 88268.2 | 5233431 | 435949.8073 | 91798.928 | 0 | 527748.7353 | 6195096.2309 | Appliance Saturation | 104%
2003 | 5240289.9 | 95127.1 | 5335417 | 435949.8073 | 98932.184 | 0 | 534881.9913 | 6202229.4869 | New Construction Growth Rate | 0%
2004 | 5340768.8856 | 100478.9856 | 5441247.8712 | 435949.8073 | 104498.145 | 0 | 540447.9524 | 6207795.4479 | Lifetime | 13
2005 | 5449372.5919 | 108603.7063 | 5557976.2981 | 435949.8073 | 112947.8545 | 0 | 548897.6619 | 6216245.1574
2006 | 5550866.378 | 101493.7861 | 5652360.1642 | 435949.8073 | 105553.5376 | 0 | 541503.3449 | 6208850.8405
2007 | 5635486.3316 | 84619.9536 | 5720106.2851 | 435949.8073 | 88004.7517 | 0 | 523954.559 | 6191302.0546
2008 | 5691856.7927 | 56370.4612 | 5748227.2539 | 435949.8073 | 58625.2796 | 0 | 494575.087 | 6161922.5825
2009 | 5732731.1662 | 40874.3735 | 5773605.5397 | 435949.8073 | 42509.3484 | 0 | 478459.1557 | 6145806.6513
2010 | 5732731.1662 | 60852.731 | 5793583.8972 | 435949.8073 | 63286.8402 | 0 | 499236.6476 | 6166584.1431
2011 | 5732731.1662 | 81335.0099 | 5814066.1761 | 435949.8073 | 84588.4103 | 0 | 520538.2176 | 6187885.7132
2012 | 5732731.1662 | 91641.9482 | 5824373.1143 | 435949.8073 | 95307.6261 | 0 | 531257.4334 | 6198604.929
2013 | 5732731.1662 | 93857.9437 | 5826589.1099 | 435949.8073 | 97612.2615 | 0 | 533562.0688 | 6200909.5644
2014 | 5732731.1662 | 94061.2301 | 5826792.3962 | 435949.8073 | 97823.6793 | 0 | 533773.4866 | 6201120.9822
2015 | 5732731.1662 | 95230.654 | 5827961.8202 | 435949.8073 | 99039.8802 | 7618.4523 | 542608.1398 | 6209955.6354
2016 | 5732731.1662 | 96265.9208 | 5828997.0869 | 435949.8073 | 100116.5576 | 7701.2737 | 543767.6386 | 6211115.1341
2017 | 5732731.1662 | 95480.6719 | 5828211.8381 | 435949.8073 | 99299.8988 | 7638.4538 | 542888.1599 | 6210235.6555
2018 | 5732731.1662 | 94766.1569 | 5827497.3231 | 435949.8073 | 98556.8032 | 7581.2926 | 542087.9031 | 6209435.3987
2019 | 5732731.1662 | 94199.3874 | 5826930.5536 | 435949.8073 | 97967.3629 | 7535.951 | 541453.1212 | 6208800.6168
2020 | 5732731.1662 | 93772.7613 | 5826503.9275 | 435949.8073 | 97523.6718 | 7501.8209 | 540975.3 | 6208322.7956
2021 | 5732731.1662 | 91960.5053 | 5824691.6715 | 435949.8073 | 95638.9256 | 7356.8404 | 538945.5733 | 6206293.0689
2022 | 5732731.1662 | 91355.496 | 5824086.6622 | 435949.8073 | 95009.7159 | 7308.4397 | 538267.9629 | 6205615.4584
2023 | 5732731.1662 | 90866.6107 | 5823597.7769 | 435949.8073 | 94501.2752 | 7269.3289 | 537720.4114 | 6205067.9069
2024 | 5732731.1662 | 89996.31 | 5822727.4762 | 435949.8073 | 93596.1624 | 7199.7048 | 536745.6746 | 6204093.1701
2025 | 5732731.1662 | 89549.0542 | 5822280.2204 | 435949.8073 | 93131.0164 | 7163.9243 | 536244.7481 | 6203592.2436
2026 | 5732731.1662 | 88542.0451 | 5821273.2113 | 435949.8073 | 92083.7269 | 7083.3636 | 535116.8978 | 6202464.3934
2027 | 5732731.1662 | 87026.8342 | 5819758.0004 | 435949.8073 | 90507.9075 | 6962.1467 | 533419.8616 | 6200767.3572
2028 | 5732731.1662 | 85147.6332 | 5817878.7994 | 435949.8073 | 88553.5385 | 6811.8107 | 531315.1565 | 6198662.652
2029 | 5732731.1662 | 83707.3967 | 5816438.5629 | 435949.8073 | 87055.6926 | 6696.5917 | 529702.0917 | 6197049.5872
2030 | 5732731.1662 | 82956.2409 | 5815687.4071 | 435949.8073 | 86274.4905 | 6636.4993 | 528860.7971 | 6196208.2927
2031 | 5732731.1662 | 82956.2409 | 5815687.4071 | 435949.8073 | 86274.4905 | 6636.4993 | 528860.7971 | 6196208.2927
2032 | 5732731.1662 | 82956.2409 | 5815687.4071 | 435949.8073 | 86274.4905 | 6636.4993 | 528860.7971 | 6196208.2927
2033 | 5732731.1662 | 82956.2409 | 5815687.4071 | 435949.8073 | 86274.4905 | 6636.4993 | 528860.7971 | 6196208.2927
2034 | 5732731.1662 | 82956.2409 | 5815687.4071 | 435949.8073 | 86274.4905 | 6636.4993 | 528860.7971 | 6196208.2927
field requirement
PNW SFm CFLK Historical Data and Drivers
| Existing Construction | New Construction | Total Housing Units | CFLK Existing Construction Replacement | CFLK New Construction | CFLK New Construction Replacement | Total CFLK (shipment) | Total Stock |  |  | Source
2001 | 3629474.1 | 58981.8 | 3688455.9 | 314496.7567 | 61341.072 | -- | 375837.8287 | 4464295.6661 | Assumptions:
2002 | 3695648.7 | 66174.6 | 3761823.3 | 314496.7567 | 68821.584 | -- | 383318.3407 | 4471776.1781 | Appliance Saturation | 104%
2003 | 3768891.2 | 73242.5 | 3842133.7 | 314496.7567 | 76172.2 | -- | 390668.9567 | 4479126.7941 | New Construction Growth Rate | 0% | 6th Plan Supply Curve
2004 | 3845833.6581 | 76942.4581 | 3922776.1163 | 314496.7567 | 80020.1565 | -- | 394516.9132 | 4482974.7506 | Lifetime | 13
2005 | 3931209.459 | 85375.8009 | 4016585.2599 | 314496.7567 | 88790.8329 | -- | 403287.5896 | 4491745.427
2006 | 4007845.0402 | 76635.5812 | 4084480.6215 | 314496.7567 | 79701.0045 | -- | 394197.7612 | 4482655.5986
2007 | 4066282.3427 | 58437.3025 | 4124719.6451 | 314496.7567 | 60774.7946 | -- | 375271.5513 | 4463729.3886
2008 | 4100781.9917 | 34499.6491 | 4135281.6408 | 314496.7567 | 35879.635 | -- | 350376.3917 | 4438834.2291
2009 | 4127258.8808 | 26476.889 | 4153735.7698 | 314496.7567 | 27535.9646 | -- | 342032.7213 | 4430490.5587
2010 | 4127258.8808 | 43008.7836 | 4170267.6643 | 314496.7567 | 44729.1349 | -- | 359225.8916 | 4447683.729
2011 | 4127258.8808 | 59337.1752 | 4186596.056 | 314496.7567 | 61710.6622 | -- | 376207.4189 | 4464665.2563
2012 | 4127258.8808 | 68726.9193 | 4195985.8001 | 314496.7567 | 71475.9961 | -- | 385972.7528 | 4474430.5902
2013 | 4127258.8808 | 70465.6471 | 4197724.5279 | 314496.7567 | 73284.273 | -- | 387781.0297 | 4476238.8671
2014 | 4127258.8808 | 69968.6196 | 4197227.5003 | 314496.7567 | 72767.3643 | -- | 387264.1211 | 4475721.9584
2015 | 4127258.8808 | 70186.0491 | 4197444.9299 | 314496.7567 | 72993.4911 | 5614.8839 | 393105.1318 | 4481562.9691
2016 | 4127258.8808 | 70411.96 | 4197670.8408 | 314496.7567 | 73228.4384 | 5632.9568 | 393358.1519 | 4481815.9893
2017 | 4127258.8808 | 69178.4541 | 4196437.3348 | 314496.7567 | 71945.5922 | 5534.2763 | 391976.6253 | 4480434.4626
2018 | 4127258.8808 | 67800.5406 | 4195059.4214 | 314496.7567 | 70512.5623 | 5424.0433 | 390433.3622 | 4478891.1996
2019 | 4127258.8808 | 66315.5108 | 4193574.3915 | 314496.7567 | 68968.1312 | 5305.2409 | 388770.1288 | 4477227.9662
2020 | 4127258.8808 | 65194.01 | 4192452.8908 | 314496.7567 | 67801.7704 | 5215.5208 | 387514.0479 | 4475971.8853
2021 | 4127258.8808 | 63489.458 | 4190748.3388 | 314496.7567 | 66029.0363 | 5079.1566 | 385604.9497 | 4474062.787
2022 | 4127258.8808 | 62361.5847 | 4189620.4655 | 314496.7567 | 64856.0481 | 4988.9268 | 384341.7316 | 4472799.569
2023 | 4127258.8808 | 61548.3785 | 4188807.2593 | 314496.7567 | 64010.3137 | 4923.8703 | 383430.9407 | 4471888.778
2024 | 4127258.8808 | 60616.5109 | 4187875.3917 | 314496.7567 | 63041.1714 | 4849.3209 | 382387.249 | 4470845.0863
2025 | 4127258.8808 | 60409.7556 | 4187668.6364 | 314496.7567 | 62826.1459 | 4832.7805 | 382155.683 | 4470613.5204
2026 | 4127258.8808 | 59860.4156 | 4187119.2964 | 314496.7567 | 62254.8322 | 4788.8332 | 381540.4222 | 4469998.2596
2027 | 4127258.8808 | 58686.1215 | 4185945.0023 | 314496.7567 | 61033.5664 | 4694.8897 | 380225.2128 | 4468683.0502
2028 | 4127258.8808 | 57157.9437 | 4184416.8245 | 314496.7567 | 59444.2614 | 4572.6355 | 378513.6537 | 4466971.491
2029 | 4127258.8808 | 56115.996 | 4183374.8767 | 314496.7567 | 58360.6358 | 4489.2797 | 377346.6722 | 4465804.5096
2030 | 4127258.8808 | 55890.6542 | 4183149.535 | 314496.7567 | 58126.2804 | 4471.2523 | 377094.2894 | 4465552.1268
2031 | 4127258.8808 | 55890.6542 | 4183149.535 | 314496.7567 | 58126.2804 | 4471.2523 | 377094.2894 | 4465552.1268
2032 | 4127258.8808 | 55890.6542 | 4183149.535 | 314496.7567 | 58126.2804 | 4471.2523 | 377094.2894 | 4465552.1268
2033 | 4127258.8808 | 55890.6542 | 4183149.535 | 314496.7567 | 58126.2804 | 4471.2523 | 377094.2894 | 4465552.1268
2034 | 4127258.8808 | 55890.6542 | 4183149.535 | 314496.7567 | 58126.2804 | 4471.2523 | 377094.2894 | 4465552.1268
field requirement
PNW MFm Residential CFLK Historical Data and Drivers
| Existing Construction | New Construction | Total Housing Units | CFLK Existing Construction Replacement | CFLK New Construction | CFLK New Construction Replacement | Total CFLK (shipment) | Total Stock |  |  | Source
2001 | 884046.5 | 15890.4 | 899936.9 | 75769.1306 | 16526.016 | -- | 92295.1466 | 1077293.8448 | Assumptions:
2002 | 898676.1 | 14629.6 | 913305.7 | 75769.1306 | 15214.784 | -- | 90983.9146 | 1075982.6128 | Appliance Saturation | 104%
2003 | 913665.7 | 14989.6 | 928655.3 | 75769.1306 | 15589.184 | -- | 91358.3146 | 1076357.0128 | New Construction Growth Rate | 0% | 6th Plan Supply Curve
2004 | 930543.2275 | 16877.5275 | 947420.7549 | 75769.1306 | 17552.6286 | -- | 93321.7592 | 1078320.4574 | Lifetime | 13
2005 | 947114.1329 | 16570.9054 | 963685.0382 | 75769.1306 | 17233.7416 | -- | 93002.8722 | 1078001.5704
2006 | 965629.3378 | 18515.2049 | 984144.5427 | 75769.1306 | 19255.8131 | -- | 95024.9437 | 1080023.6419
2007 | 983777.8984 | 18148.5607 | 1001926.4591 | 75769.1306 | 18874.5031 | -- | 94643.6337 | 1079642.3319
2008 | 997322.7976 | 13544.8992 | 1010867.6968 | 75769.1306 | 14086.6952 | -- | 89855.8258 | 1074854.5239
2009 | 1003273.0725 | 5950.2749 | 1009223.3474 | 75769.1306 | 6188.2859 | -- | 81957.4165 | 1066956.1147
2010 | 1003273.0725 | 9362.3774 | 1012635.45 | 75769.1306 | 9736.8725 | -- | 85506.0032 | 1070504.7013
2011 | 1003273.0725 | 13644.6104 | 1016917.6829 | 75769.1306 | 14190.3948 | -- | 89959.5254 | 1074958.2236
2012 | 1003273.0725 | 14847.6893 | 1018120.7618 | 75769.1306 | 15441.5968 | -- | 91210.7275 | 1076209.4256
2013 | 1003273.0725 | 15684.2346 | 1018957.3071 | 75769.1306 | 16311.604 | -- | 92080.7346 | 1077079.4328
2014 | 1003273.0725 | 16844.5843 | 1020117.6568 | 75769.1306 | 17518.3677 | -- | 93287.4983 | 1078286.1965
2015 | 1003273.0725 | 18222.3436 | 1021495.4162 | 75769.1306 | 18951.2374 | 1457.7875 | 96178.1555 | 1081176.8537
2016 | 1003273.0725 | 19354.1343 | 1022627.2068 | 75769.1306 | 20128.2997 | 1548.3307 | 97445.761 | 1082444.4592
2017 | 1003273.0725 | 19989.3205 | 1023262.393 | 75769.1306 | 20788.8933 | 1599.1456 | 98157.1696 | 1083155.8677
2018 | 1003273.0725 | 20686.1969 | 1023959.2695 | 75769.1306 | 21513.6448 | 1654.8958 | 98937.6712 | 1083936.3694
2019 | 1003273.0725 | 21491.7678 | 1024764.8403 | 75769.1306 | 22351.4385 | 1719.3414 | 99839.9105 | 1084838.6087
2020 | 1003273.0725 | 21967.8631 | 1025240.9357 | 75769.1306 | 22846.5777 | 1757.4291 | 100373.1373 | 1085371.8355
2021 | 1003273.0725 | 21579.7998 | 1024852.8724 | 75769.1306 | 22442.9918 | 1726.384 | 99938.5064 | 1084937.2046
2022 | 1003273.0725 | 21821.2885 | 1025094.361 | 75769.1306 | 22694.14 | 1745.7031 | 100208.9737 | 1085207.6719
2023 | 1003273.0725 | 21921.5997 | 1025194.6722 | 75769.1306 | 22798.4637 | 1753.728 | 100321.3223 | 1085320.0205
2024 | 1003273.0725 | 21860.7468 | 1025133.8193 | 75769.1306 | 22735.1766 | 1748.8597 | 100253.167 | 1085251.8652
2025 | 1003273.0725 | 21624.5031 | 1024897.5757 | 75769.1306 | 22489.4833 | 1729.9603 | 99988.5741 | 1084987.2723
2026 | 1003273.0725 | 21300.212 | 1024573.2845 | 75769.1306 | 22152.2205 | 1704.017 | 99625.368 | 1084624.0662
2027 | 1003273.0725 | 21199.6013 | 1024472.6739 | 75769.1306 | 22047.5854 | 1695.9681 | 99512.6841 | 1084511.3823
2028 | 1003273.0725 | 21157.0388 | 1024430.1113 | 75769.1306 | 22003.3203 | 1692.5631 | 99465.014 | 1084463.7122
2029 | 1003273.0725 | 21086.5083 | 1024359.5808 | 75769.1306 | 21929.9686 | 1686.9207 | 99386.0199 | 1084384.7181
2030 | 1003273.0725 | 20857.0864 | 1024130.1589 | 75769.1306 | 21691.3698 | 1668.5669 | 99129.0674 | 1084127.7655
2031 | 1003273.0725 | 20857.0864 | 1024130.1589 | 75769.1306 | 21691.3698 | 1668.5669 | 99129.0674 | 1084127.7655
2032 | 1003273.0725 | 20857.0864 | 1024130.1589 | 75769.1306 | 21691.3698 | 1668.5669 | 99129.0674 | 1084127.7655
2033 | 1003273.0725 | 20857.0864 | 1024130.1589 | 75769.1306 | 21691.3698 | 1668.5669 | 99129.0674 | 1084127.7655
2034 | 1003273.0725 | 20857.0864 | 1024130.1589 | 75769.1306 | 21691.3698 | 1668.5669 | 99129.0674 | 1084127.7655
field requirement
PNW DMo Residential CFLK Historical Data and Drivers
| Existing Construction | New Construction | Total Housing Units | CFLK Existing Construction Replacement | CFLK New Construction | CFLK New Construction Replacement | Total CFLK (shipment) | Total Stock |  |  | Source
2001 | 543374 | 7283 | 550657 | 45683.92 | 7574.32 | -- | 53258.24 | 647149.2 | Assumptions:
2002 | 550838 | 7464 | 558302 | 45683.92 | 7762.56 | -- | 53446.48 | 647337.44 | Appliance Saturation | 104%
2003 | 557733 | 6895 | 564628 | 45683.92 | 7170.8 | -- | 52854.72 | 646745.68 | New Construction Growth Rate | 0% | 6th Plan Supply Curve
2004 | 564392 | 6659 | 571051 | 45683.92 | 6925.36 | -- | 52609.28 | 646500.24 | Lifetime | 13
2005 | 571049 | 6657 | 577706 | 45683.92 | 6923.28 | -- | 52607.2 | 646498.16
2006 | 577392 | 6343 | 583735 | 45683.92 | 6596.72 | -- | 52280.64 | 646171.6
2007 | 585426.0904 | 8034.0904 | 593460.1809 | 45683.92 | 8355.4541 | -- | 54039.3741 | 647930.3341
2008 | 593752.0034 | 8325.9129 | 602077.9163 | 45683.92 | 8658.9494 | -- | 54342.8694 | 648233.8294
2009 | 602199.2129 | 8447.2095 | 610646.4224 | 45683.92 | 8785.0979 | -- | 54469.0179 | 648359.9779
2010 | 602199.2129 | 8481.57 | 610680.7829 | 45683.92 | 8820.8328 | -- | 54504.7528 | 648395.7128
2011 | 602199.2129 | 8353.2243 | 610552.4372 | 45683.92 | 8687.3533 | -- | 54371.2733 | 648262.2333
2012 | 602199.2129 | 8067.3396 | 610266.5525 | 45683.92 | 8390.0332 | -- | 54073.9532 | 647964.9132
2013 | 602199.2129 | 7708.0621 | 609907.2749 | 45683.92 | 8016.3845 | -- | 53700.3045 | 647591.2645
2014 | 602199.2129 | 7248.0262 | 609447.2391 | 45683.92 | 7537.9473 | -- | 53221.8673 | 647112.8273
2015 | 602199.2129 | 6822.2612 | 609021.4741 | 45683.92 | 7095.1517 | 545.7809 | 53324.8526 | 647215.8126
2016 | 602199.2129 | 6499.8265 | 608699.0393 | 45683.92 | 6759.8195 | 519.9861 | 52963.7256 | 646854.6856
2017 | 602199.2129 | 6312.8974 | 608512.1103 | 45683.92 | 6565.4133 | 505.0318 | 52754.3651 | 646645.3251
2018 | 602199.2129 | 6279.4194 | 608478.6323 | 45683.92 | 6530.5961 | 502.3535 | 52716.8697 | 646607.8297
2019 | 602199.2129 | 6392.1089 | 608591.3217 | 45683.92 | 6647.7932 | 511.3687 | 52843.0819 | 646734.0419
2020 | 602199.2129 | 6610.8882 | 608810.1011 | 45683.92 | 6875.3237 | 528.8711 | 53088.1148 | 646979.0748
2021 | 602199.2129 | 6891.2475 | 609090.4604 | 45683.92 | 7166.8974 | 551.2998 | 53402.1172 | 647293.0772
2022 | 602199.2129 | 7172.6229 | 609371.8357 | 45683.92 | 7459.5278 | 573.8098 | 53717.2576 | 647608.2176
2023 | 602199.2129 | 7396.6325 | 609595.8454 | 45683.92 | 7692.4978 | 591.7306 | 53968.1484 | 647859.1084
2024 | 602199.2129 | 7519.0523 | 609718.2652 | 45683.92 | 7819.8144 | 601.5242 | 54105.2586 | 647996.2186
2025 | 602199.2129 | 7514.7954 | 609714.0083 | 45683.92 | 7815.3872 | 601.1836 | 54100.4909 | 647991.4509
2026 | 602199.2129 | 7381.4175 | 609580.6304 | 45683.92 | 7676.6742 | 590.5134 | 53951.1076 | 647842.0676
2027 | 602199.2129 | 7141.1113 | 609340.3242 | 45683.92 | 7426.7558 | 571.2889 | 53681.9647 | 647572.9247
2028 | 602199.2129 | 6832.6507 | 609031.8636 | 45683.92 | 7105.9568 | 546.6121 | 53336.4888 | 647227.4488
2029 | 602199.2129 | 6504.8925 | 608704.1054 | 45683.92 | 6765.0882 | 520.3914 | 52969.3996 | 646860.3596
2030 | 602199.2129 | 6208.5003 | 608407.7132 | 45683.92 | 6456.8403 | 496.68 | 52637.4403 | 646528.4003
2031 | 602199.2129 | 6208.5003 | 608407.7132 | 45683.92 | 6456.8403 | 496.68 | 52637.4403 | 646528.4003
2032 | 602199.2129 | 6208.5003 | 608407.7132 | 45683.92 | 6456.8403 | 496.68 | 52637.4403 | 646528.4003
2033 | 602199.2129 | 6208.5003 | 608407.7132 | 45683.92 | 6456.8403 | 496.68 | 52637.4403 | 646528.4003
2034 | 602199.2129 | 6208.5003 | 608407.7132 | 45683.92 | 6456.8403 | 496.68 | 52637.4403 | 646528.4003
field requirement
Note on C36: extrapolated
Note on C75: extrapolated
Note on C114: extrapolated
Note on C153: extrapolated

## PNW Total Housing Units
PNW Residential Sector Load Forecast Copied from PNWResSectorSupplyCurveUnits_6th_Fnl workbook
User Inputs |  |  | EIA Cust. Cnt.2005 | 5251877 | 96.38%
Calculated
Year |  | Growth Rate | 2000 | 2001 | 2002 | 2003 | 2004 | 2005 | 2006 | 2007 | 2008 | 2009 | 2010 | 2011 | 2012 | 2013 | 2014 | 2015 | 2016 | 2017 | 2018 | 2019 | 2020 | 2021 | 2022 | 2023 | 2024 | 2025 | 2026 | 2027 | 2028 | 2029 | 2030
Total Residential Sales (aMW) |  |  | 7096.0942 | 6838.2691 | 6929.9723 | 6942.6369 | 7057.3151 | 7234.3865 | 7332.7742 | 7432.4999 | 7533.5819 | 7636.0386 | 7739.8888 | 7845.1512 | 7951.8453 | 8059.9904 | 8169.6063 | 8280.7129 | 8393.3306 | 8507.4799 | 8623.1816 | 8740.4569 | 8859.3271 | 8979.814 | 9101.9394 | 9225.7258 | 9351.1957 | 9478.3719 | 9607.2778 | 9737.9368 | 9870.3727 | 10004.6098 | 10140.6725
Total Residential Sales (MWH) |  | 1.36% | 62161785 | 59903237 | 60706557 | 60817499 | 61822080 | 63373226 | 64235101.8736 | 65108699.2591 | 65994177.569 | 66891698.3839 | 67801425.482 | 68723524.8685 | 69658164.8067 | 70605515.8481 | 71565750.8636 | 72539045.0754 | 73525576.0884 | 74525523.9232 | 75539071.0486 | 76566402.4148 | 77607705.4877 | 78663170.2823 | 79732989.3981 | 80817358.054 | 81916474.1235 | 83030538.1716 | 84159753.4907 | 85304326.1382 | 86464464.9737 | 87640381.6973 | 88832290.8884
Use/Household (kWh/yr) |  |  | 12495.4857 | 11845.8544 | 11798.7631 | 11605.7509 | 11575.5018 | 11629.4537 | 11572.0858 | 11553.3417 | 11594.4902 | 11668.3822 | 11702.8469 | 11697.7827 | 11674.7598 | 11650.2701 | 11628.2368 | 11606.7845 | 11586.1719 | 11569.6683 | 11556.9903 | 11547.7405 | 11541.5598 | 11540.6938 | 11542.9397 | 11548.0124 | 11556.454 | 11567.4871 | 11581.9379 | 11600.5186 | 11623.6925 | 11650.6692 | 11680.3082
Total Residential Households (Customers) |  |  | 4974739.4 | 5056894.6 | 5145162.8 | 5240289.9 | 5340768.8856 | 5449372.5919 | 5550866.378 | 5635486.3316 | 5691856.7927 | 5732731.1662 | 5793583.8972 | 5874918.9071 | 5966560.8552 | 6060418.7989 | 6154480.029 | 6249710.683 | 6345976.6038 | 6441457.2757 | 6536223.4326 | 6630422.82 | 6724195.5813 | 6816156.0867 | 6907511.5827 | 6998378.1935 | 7088374.5035 | 7177923.5577 | 7266465.6027 | 7353492.4369 | 7438640.0701 | 7522347.4668 | 7605303.7077 | 7605303.7077
Existing Housing (Pre - 2010) | Market Share in 2010 | Demolition Rate | 2000 | 2001 | 2002 | 2003 | 2004 | 2005 | 2006 | 2007 | 2008 | 2009 | 2010 | 2011 | 2012 | 2013 | 2014 | 2015 | 2016 | 2017 | 2018 | 2019 | 2020 | 2021 | 2022 | 2023 | 2024 | 2025 | 2026 | 2027 | 2028 | 2029 | 2030 | Pre - 2010 Remaining Units in 2030
Residential Single Family | 71.99% |  | 3570492.3 | 3629474.1 | 3695648.7 | 3768891.2 | 3845833.6581 | 3931209.459 | 4007845.0402 | 4066282.3427 | 4100781.9917 | 4127258.8808 | 4127258.8808 | 4127258.8808 | 4127258.8808 | 4127258.8808 | 4127258.8808 | 4127258.8808 | 4127258.8808 | 4127258.8808 | 4127258.8808 | 4127258.8808 | 4127258.8808 | 4127258.8808 | 4127258.8808 | 4127258.8808 | 4127258.8808 | 4127258.8808 | 4127258.8808 | 4127258.8808 | 4127258.8808 | 4127258.8808 | 4127258.8808 | 4127258.8808
Residential Multi-Family | 17.5% |  | 868156.1 | 884046.5 | 898676.1 | 913665.7 | 930543.2275 | 947114.1329 | 965629.3378 | 983777.8984 | 997322.7976 | 1003273.0725 | 1003273.0725 | 1003273.0725 | 1003273.0725 | 1003273.0725 | 1003273.0725 | 1003273.0725 | 1003273.0725 | 1003273.0725 | 1003273.0725 | 1003273.0725 | 1003273.0725 | 1003273.0725 | 1003273.0725 | 1003273.0725 | 1003273.0725 | 1003273.0725 | 1003273.0725 | 1003273.0725 | 1003273.0725 | 1003273.0725 | 1003273.0725 | 1003273.0725
Manufactured Housing | 10.5% |  | 536091 | 543374 | 550838 | 557733 | 564392 | 571049 | 577392 | 585426.0904 | 593752.0034 | 602199.2129 | 602199.2129 | 602199.2129 | 602199.2129 | 602199.2129 | 602199.2129 | 602199.2129 | 602199.2129 | 602199.2129 | 602199.2129 | 602199.2129 | 602199.2129 | 602199.2129 | 602199.2129 | 602199.2129 | 602199.2129 | 602199.2129 | 602199.2129 | 602199.2129 | 602199.2129 | 602199.2129 | 602199.2129 | 602199.2129
Total Existing Housing | 100% |  | 4974739.4 | 5056894.6 | 5145162.8 | 5240289.9 | 5340768.8856 | 5449372.5919 | 5550866.378 | 5635486.3316 | 5691856.7927 | 5732731.1662 | 5732731.1662 | 5732731.1662 | 5732731.1662 | 5732731.1662 | 5732731.1662 | 5732731.1662 | 5732731.1662 | 5732731.1662 | 5732731.1662 | 5732731.1662 | 5732731.1662 | 5732731.1662 | 5732731.1662 | 5732731.1662 | 5732731.1662 | 5732731.1662 | 5732731.1662 | 5732731.1662 | 5732731.1662 | 5732731.1662 | 5732731.1662 | 5732731.1662
New Housing - Post - 2009 | Market Share in 2010 | Growth Rate | 2000 | 2001 | 2002 | 2003 | 2004 | 2005 | 2006 | 2007 | 2008 | 2009 | 2010 | 2011 | 2012 | 2013 | 2014 | 2015 | 2016 | 2017 | 2018 | 2019 | 2020 | 2021 | 2022 | 2023 | 2024 | 2025 | 2026 | 2027 | 2028 | 2029 | 2030 | Total New Units 2010-2030
Residential Single Family | 70.68% |  | 57727.2 | 58981.8 | 66174.6 | 73242.5 | 76942.4581 | 85375.8009 | 76635.5812 | 58437.3025 | 34499.6491 | 26476.889 | 43008.7836 | 59337.1752 | 68726.9193 | 70465.6471 | 69968.6196 | 70186.0491 | 70411.96 | 69178.4541 | 67800.5406 | 66315.5108 | 65194.01 | 63489.458 | 62361.5847 | 61548.3785 | 60616.5109 | 60409.7556 | 59860.4156 | 58686.1215 | 57157.9437 | 56115.996 | 55890.6542 | 1029019.357
Residential Multi-Family | 15.39% |  | 15665.4 | 15890.4 | 14629.6 | 14989.6 | 16877.5275 | 16570.9054 | 18515.2049 | 18148.5607 | 13544.8992 | 5950.2749 | 9362.3774 | 13644.6104 | 14847.6893 | 15684.2346 | 16844.5843 | 18222.3436 | 19354.1343 | 19989.3205 | 20686.1969 | 21491.7678 | 21967.8631 | 21579.7998 | 21821.2885 | 21921.5997 | 21860.7468 | 21624.5031 | 21300.212 | 21199.6013 | 21157.0388 | 21086.5083 | 20857.0864 | 300903.0601
Manufactured Housing | 13.94% |  | 9564 | 7283 | 7464 | 6895 | 6659 | 6657 | 6343 | 8034.0904 | 8325.9129 | 8447.2095 | 8481.57 | 8353.2243 | 8067.3396 | 7708.0621 | 7248.0262 | 6822.2612 | 6499.8265 | 6312.8974 | 6279.4194 | 6392.1089 | 6610.8882 | 6891.2475 | 7172.6229 | 7396.6325 | 7519.0523 | 7514.7954 | 7381.4175 | 7141.1113 | 6832.6507 | 6504.8925 | 6208.5003 | 115269.9744
Total New Construction | 100% |  | 82956.6 | 82155.2 | 88268.2 | 95127.1 | 100478.9856 | 108603.7063 | 101493.7861 | 84619.9536 | 56370.4612 | 40874.3735 | 60852.731 | 81335.0099 | 91641.9482 | 93857.9437 | 94061.2301 | 95230.654 | 96265.9208 | 95480.6719 | 94766.1569 | 94199.3874 | 93772.7613 | 91960.5053 | 91355.496 | 90866.6107 | 89996.31 | 89549.0542 | 88542.0451 | 87026.8342 | 85147.6332 | 83707.3967 | 82956.2409 | 1445192.3915
Total Housing Units | Market Share in 2010 | Market Share in 2030 | 2000 | 2001 | 2002 | 2003 | 2004 | 2005 | 2006 | 2007 | 2008 | 2009 | 2010 | 2011 | 2012 | 2013 | 2014 | 2015 | 2016 | 2017 | 2018 | 2019 | 2020 | 2021 | 2022 | 2023 | 2024 | 2025 | 2026 | 2027 | 2028 | 2029 | 2030 | Total Unit in 2030
Residential Single Family | 71.98% | 71.58% | 3570492.3 | 3629474.1 | 3695648.7 | 3768891.2 | 3845833.6581 | 3931209.459 | 4007845.0402 | 4066282.3427 | 4100781.9917 | 4127258.8808 | 4170267.6643 | 4229604.8395 | 4298331.7588 | 4368797.4059 | 4438766.0255 | 4508952.0746 | 4579364.0346 | 4648542.4886 | 4716343.0293 | 4782658.54 | 4847852.55 | 4911342.008 | 4973703.5927 | 5035251.9712 | 5095868.4821 | 5156278.2378 | 5216138.6534 | 5274824.7749 | 5331982.7186 | 5388098.7146 | 5443989.3687 | 5443989.3687
Residential Multi-Family | 17.48% | 18.54% | 868156.1 | 884046.5 | 898676.1 | 913665.7 | 930543.2275 | 947114.1329 | 965629.3378 | 983777.8984 | 997322.7976 | 1003273.0725 | 1012635.45 | 1026280.0603 | 1041127.7496 | 1056811.9842 | 1073656.5685 | 1091878.9121 | 1111233.0464 | 1131222.3669 | 1151908.5638 | 1173400.3316 | 1195368.1947 | 1216947.9946 | 1238769.283 | 1260690.8827 | 1282551.6295 | 1304176.1326 | 1325476.3446 | 1346675.946 | 1367832.9847 | 1388919.493 | 1409776.5794 | 1409776.5794
Manufactured Housing | 10.54% | 9.882% | 536091 | 543374 | 550838 | 557733 | 564392 | 571049 | 577392 | 585426.0904 | 593752.0034 | 602199.2129 | 610680.7829 | 619034.0072 | 627101.3468 | 634809.4088 | 642057.4351 | 648879.6963 | 655379.5228 | 661692.4202 | 667971.8395 | 674363.9484 | 680974.8366 | 687866.0841 | 695038.707 | 702435.3395 | 709954.3918 | 717469.1872 | 724850.6047 | 731991.716 | 738824.3668 | 745329.2593 | 751537.7596 | 751537.7596
Total | 100% | 100% | 4974739.4 | 5056894.6 | 5145162.8 | 5240289.9 | 5340768.8856 | 5449372.5919 | 5550866.378 | 5635486.3316 | 5691856.7927 | 5732731.1662 | 5793583.8972 | 5874918.9071 | 5966560.8552 | 6060418.7989 | 6154480.029 | 6249710.683 | 6345976.6038 | 6441457.2757 | 6536223.4326 | 6630422.82 | 6724195.5813 | 6816156.0867 | 6907511.5827 | 6998378.1935 | 7088374.5035 | 7177923.5577 | 7266465.6027 | 7353492.4369 | 7438640.0701 | 7522347.4668 | 7605303.7077 | 7605303.7077
Existing Housing by State | Market Share in 2000 | Demolition Rate | 2000 | 2001 | 2002 | 2003 | 2004 | 2005 | 2006 | 2007 | 2008 | 2009 | 2010 | 2011 | 2012 | 2013 | 2014 | 2015 | 2016 | 2017 | 2018 | 2019 | 2020 | 2021 | 2022 | 2023 | 2024 | 2025 | 2026 | 2027 | 2028 | 2029 | 2030 | Remaining Units in 2030
Idaho | 11.07% |  | 550861.1302 | 544032 | 544032 | 544032 | 544032 | 544032 | 544032 | 544032 | 544032 | 544032 | 544032 | 544032 | 544032 | 544032 | 544032 | 544032 | 544032 | 544032 | 544032 | 544032 | 544032 | 544032 | 544032 | 544032 | 544032 | 544032 | 544032 | 544032 | 544032 | 544032 | 544032 | 544032
Single Family | 77.47% | 0% | 426777.1014 | 426777.1014 | 426777.1014 | 426777.1014 | 426777.1014 | 426777.1014 | 426777.1014 | 426777.1014 | 426777.1014 | 426777.1014 | 426777.1014 | 426777.1014 | 426777.1014 | 426777.1014 | 426777.1014 | 426777.1014 | 426777.1014 | 426777.1014 | 426777.1014 | 426777.1014 | 426777.1014 | 426777.1014 | 426777.1014 | 426777.1014 | 426777.1014 | 426777.1014 | 426777.1014 | 426777.1014 | 426777.1014 | 426777.1014 | 426777.1014 | 426777.1014
Multifamily | 10.95% | 0% | 60336.1612 | 60336.1612 | 60336.1612 | 60336.1612 | 60336.1612 | 60336.1612 | 60336.1612 | 60336.1612 | 60336.1612 | 60336.1612 | 60336.1612 | 60336.1612 | 60336.1612 | 60336.1612 | 60336.1612 | 60336.1612 | 60336.1612 | 60336.1612 | 60336.1612 | 60336.1612 | 60336.1612 | 60336.1612 | 60336.1612 | 60336.1612 | 60336.1612 | 60336.1612 | 60336.1612 | 60336.1612 | 60336.1612 | 60336.1612 | 60336.1612 | 60336.1612
Manufactured Home | 10.33% | 0% | 56918.7375 | 56918.7375 | 56918.7375 | 56918.7375 | 56918.7375 | 56918.7375 | 56918.7375 | 56918.7375 | 56918.7375 | 56918.7375 | 56918.7375 | 56918.7375 | 56918.7375 | 56918.7375 | 56918.7375 | 56918.7375 | 56918.7375 | 56918.7375 | 56918.7375 | 56918.7375 | 56918.7375 | 56918.7375 | 56918.7375 | 56918.7375 | 56918.7375 | 56918.7375 | 56918.7375 | 56918.7375 | 56918.7375 | 56918.7375 | 56918.7375 | 56918.7375
Montana | 8.365% |  | 416114.2172 | 413956.9242 | 413956.9242 | 413956.9242 | 413956.9242 | 413956.9242 | 413956.9242 | 413956.9242 | 413956.9242 | 413956.9242 | 413956.9242 | 413956.9242 | 413956.9242 | 413956.9242 | 413956.9242 | 413956.9242 | 413956.9242 | 413956.9242 | 413956.9242 | 413956.9242 | 413956.9242 | 413956.9242 | 413956.9242 | 413956.9242 | 413956.9242 | 413956.9242 | 413956.9242 | 413956.9242 | 413956.9242 | 413956.9242 | 413956.9242 | 413956.9242
Single Family | 79.26% | 0% | 329832.2037 | 329832.2037 | 329832.2037 | 329832.2037 | 329832.2037 | 329832.2037 | 329832.2037 | 329832.2037 | 329832.2037 | 329832.2037 | 329832.2037 | 329832.2037 | 329832.2037 | 329832.2037 | 329832.2037 | 329832.2037 | 329832.2037 | 329832.2037 | 329832.2037 | 329832.2037 | 329832.2037 | 329832.2037 | 329832.2037 | 329832.2037 | 329832.2037 | 329832.2037 | 329832.2037 | 329832.2037 | 329832.2037 | 329832.2037 | 329832.2037 | 329832.2037
Multifamily | 3.18% | 0% | 13232.0889 | 13232.0889 | 13232.0889 | 13232.0889 | 13232.0889 | 13232.0889 | 13232.0889 | 13232.0889 | 13232.0889 | 13232.0889 | 13232.0889 | 13232.0889 | 13232.0889 | 13232.0889 | 13232.0889 | 13232.0889 | 13232.0889 | 13232.0889 | 13232.0889 | 13232.0889 | 13232.0889 | 13232.0889 | 13232.0889 | 13232.0889 | 13232.0889 | 13232.0889 | 13232.0889 | 13232.0889 | 13232.0889 | 13232.0889 | 13232.0889 | 13232.0889
Manufactured Home | 17.04% | 0% | 70892.6315 | 70892.6315 | 70892.6315 | 70892.6315 | 70892.6315 | 70892.6315 | 70892.6315 | 70892.6315 | 70892.6315 | 70892.6315 | 70892.6315 | 70892.6315 | 70892.6315 | 70892.6315 | 70892.6315 | 70892.6315 | 70892.6315 | 70892.6315 | 70892.6315 | 70892.6315 | 70892.6315 | 70892.6315 | 70892.6315 | 70892.6315 | 70892.6315 | 70892.6315 | 70892.6315 | 70892.6315 | 70892.6315 | 70892.6315 | 70892.6315 | 70892.6315
Oregon | 29.91% |  | 1487735.2865 | 1487735.2865 | 1487735.2865 | 1487735.2865 | 1487735.2865 | 1487735.2865 | 1487735.2865 | 1487735.2865 | 1487735.2865 | 1487735.2865 | 1487735.2865 | 1487735.2865 | 1487735.2865 | 1487735.2865 | 1487735.2865 | 1487735.2865 | 1487735.2865 | 1487735.2865 | 1487735.2865 | 1487735.2865 | 1487735.2865 | 1487735.2865 | 1487735.2865 | 1487735.2865 | 1487735.2865 | 1487735.2865 | 1487735.2865 | 1487735.2865 | 1487735.2865 | 1487735.2865 | 1487735.2865 | 1487735.2865
Single Family | 70.5% | 0% | 1048876.0439 | 1048876.0439 | 1048876.0439 | 1048876.0439 | 1048876.0439 | 1048876.0439 | 1048876.0439 | 1048876.0439 | 1048876.0439 | 1048876.0439 | 1048876.0439 | 1048876.0439 | 1048876.0439 | 1048876.0439 | 1048876.0439 | 1048876.0439 | 1048876.0439 | 1048876.0439 | 1048876.0439 | 1048876.0439 | 1048876.0439 | 1048876.0439 | 1048876.0439 | 1048876.0439 | 1048876.0439 | 1048876.0439 | 1048876.0439 | 1048876.0439 | 1048876.0439 | 1048876.0439 | 1048876.0439 | 1048876.0439
Multifamily | 16.84% | 0% | 250573.8377 | 250573.8377 | 250573.8377 | 250573.8377 | 250573.8377 | 250573.8377 | 250573.8377 | 250573.8377 | 250573.8377 | 250573.8377 | 250573.8377 | 250573.8377 | 250573.8377 | 250573.8377 | 250573.8377 | 250573.8377 | 250573.8377 | 250573.8377 | 250573.8377 | 250573.8377 | 250573.8377 | 250573.8377 | 250573.8377 | 250573.8377 | 250573.8377 | 250573.8377 | 250573.8377 | 250573.8377 | 250573.8377 | 250573.8377 | 250573.8377 | 250573.8377
Manufactured Home | 12.66% | 0% | 188285.4049 | 188285.4049 | 188285.4049 | 188285.4049 | 188285.4049 | 188285.4049 | 188285.4049 | 188285.4049 | 188285.4049 | 188285.4049 | 188285.4049 | 188285.4049 | 188285.4049 | 188285.4049 | 188285.4049 | 188285.4049 | 188285.4049 | 188285.4049 | 188285.4049 | 188285.4049 | 188285.4049 | 188285.4049 | 188285.4049 | 188285.4049 | 188285.4049 | 188285.4049 | 188285.4049 | 188285.4049 | 188285.4049 | 188285.4049 | 188285.4049 | 188285.4049
Washington | 50.66% |  | 2520028.7661 | 2512698.2443 | 2512698.2443 | 2512698.2443 | 2512698.2443 | 2512698.2443 | 2512698.2443 | 2512698.2443 | 2512698.2443 | 2512698.2443 | 2512698.2443 | 2512698.2443 | 2512698.2443 | 2512698.2443 | 2512698.2443 | 2512698.2443 | 2512698.2443 | 2512698.2443 | 2512698.2443 | 2512698.2443 | 2512698.2443 | 2512698.2443 | 2512698.2443 | 2512698.2443 | 2512698.2443 | 2512698.2443 | 2512698.2443 | 2512698.2443 | 2512698.2443 | 2512698.2443 | 2512698.2443 | 2512698.2443
Single Family | 80.32% | 0% | 2024011.0831 | 2024011.0831 | 2024011.0831 | 2024011.0831 | 2024011.0831 | 2024011.0831 | 2024011.0831 | 2024011.0831 | 2024011.0831 | 2024011.0831 | 2024011.0831 | 2024011.0831 | 2024011.0831 | 2024011.0831 | 2024011.0831 | 2024011.0831 | 2024011.0831 | 2024011.0831 | 2024011.0831 | 2024011.0831 | 2024011.0831 | 2024011.0831 | 2024011.0831 | 2024011.0831 | 2024011.0831 | 2024011.0831 | 2024011.0831 | 2024011.0831 | 2024011.0831 | 2024011.0831 | 2024011.0831 | 2024011.0831
Multifamily | 13.55% | 0% | 341391.6609 | 341391.6609 | 341391.6609 | 341391.6609 | 341391.6609 | 341391.6609 | 341391.6609 | 341391.6609 | 341391.6609 | 341391.6609 | 341391.6609 | 341391.6609 | 341391.6609 | 341391.6609 | 341391.6609 | 341391.6609 | 341391.6609 | 341391.6609 | 341391.6609 | 341391.6609 | 341391.6609 | 341391.6609 | 341391.6609 | 341391.6609 | 341391.6609 | 341391.6609 | 341391.6609 | 341391.6609 | 341391.6609 | 341391.6609 | 341391.6609 | 341391.6609
Manufactured Home | 5.845% | 0% | 147295.5003 | 147295.5003 | 147295.5003 | 147295.5003 | 147295.5003 | 147295.5003 | 147295.5003 | 147295.5003 | 147295.5003 | 147295.5003 | 147295.5003 | 147295.5003 | 147295.5003 | 147295.5003 | 147295.5003 | 147295.5003 | 147295.5003 | 147295.5003 | 147295.5003 | 147295.5003 | 147295.5003 | 147295.5003 | 147295.5003 | 147295.5003 | 147295.5003 | 147295.5003 | 147295.5003 | 147295.5003 | 147295.5003 | 147295.5003 | 147295.5003 | 147295.5003
PNW | 100% |  | 4974739.4 | 4974739.4 | 4974739.4 | 4974739.4 | 4974739.4 | 4974739.4 | 4974739.4 | 4974739.4 | 4974739.4 | 4974739.4 | 4974739.4 | 4974739.4 | 4974739.4 | 4974739.4 | 4974739.4 | 4974739.4 | 4974739.4 | 4974739.4 | 4974739.4 | 4974739.4 | 4974739.4 | 4974739.4 | 4974739.4 | 4974739.4 | 4974739.4 | 4974739.4 | 4974739.4 | 4974739.4 | 4974739.4 | 4974739.4 | 4974739.4 | 4974739.4
Single Family | 74.54% | 0% | 3708353.039 | 3708353.039 | 3708353.039 | 3708353.039 | 3708353.039 | 3708353.039 | 3708353.039 | 3708353.039 | 3708353.039 | 3708353.039 | 3708353.039 | 3708353.039 | 3708353.039 | 3708353.039 | 3708353.039 | 3708353.039 | 3708353.039 | 3708353.039 | 3708353.039 | 3708353.039 | 3708353.039 | 3708353.039 | 3708353.039 | 3708353.039 | 3708353.039 | 3708353.039 | 3708353.039 | 3708353.039 | 3708353.039 | 3708353.039 | 3708353.039 | 3708353.039
Multifamily | 15.9% | 0% | 791068.2808 | 791068.2808 | 791068.2808 | 791068.2808 | 791068.2808 | 791068.2808 | 791068.2808 | 791068.2808 | 791068.2808 | 791068.2808 | 791068.2808 | 791068.2808 | 791068.2808 | 791068.2808 | 791068.2808 | 791068.2808 | 791068.2808 | 791068.2808 | 791068.2808 | 791068.2808 | 791068.2808 | 791068.2808 | 791068.2808 | 791068.2808 | 791068.2808 | 791068.2808 | 791068.2808 | 791068.2808 | 791068.2808 | 791068.2808 | 791068.2808 | 791068.2808
Manufactured Home | 9.555% | 0% | 475318.0803 | 475318.0803 | 475318.0803 | 475318.0803 | 475318.0803 | 475318.0803 | 475318.0803 | 475318.0803 | 475318.0803 | 475318.0803 | 475318.0803 | 475318.0803 | 475318.0803 | 475318.0803 | 475318.0803 | 475318.0803 | 475318.0803 | 475318.0803 | 475318.0803 | 475318.0803 | 475318.0803 | 475318.0803 | 475318.0803 | 475318.0803 | 475318.0803 | 475318.0803 | 475318.0803 | 475318.0803 | 475318.0803 | 475318.0803 | 475318.0803 | 475318.0803
New Housing by State | Market Share in 2000 | Growth Rate | 2000 | 2001 | 2002 | 2003 | 2004 | 2005 | 2006 | 2007 | 2008 | 2009 | 2010 | 2011 | 2012 | 2013 | 2014 | 2015 | 2016 | 2017 | 2018 | 2019 | 2020 | 2021 | 2022 | 2023 | 2024 | 2025 | 2026 | 2027 | 2028 | 2029 | 2030 | Total New Units 2010-2030 | Market Share by State & Type
Idaho | 13.88% |  |  | 11400.2613 | 12248.5313 | 13200.3062 | 13942.9602 | 15070.3866 | 14083.779 | 11742.2826 | 7822.2436 | 5671.9299 | 8444.2255 | 11286.4476 | 12716.6893 | 13024.1918 | 13052.4008 | 13214.6758 | 13358.3346 | 13249.3696 | 13150.2199 | 13071.5722 | 13012.3715 | 12760.8939 | 12676.9398 | 12609.0996 | 12488.3324 | 12426.269 | 12286.5314 | 12076.2733 | 11815.5061 | 11615.6518 | 11511.4177 | 259847.4134 | 21.7%
Single Family | 77.2% |  |  | 8800.6192 | 9455.4552 | 10190.1934 | 10763.4975 | 11633.8328 | 10872.2048 | 9064.6482 | 6038.5096 | 4378.5396 | 6518.6587 | 8712.7589 | 9816.8574 | 10054.239 | 10076.0155 | 10201.2863 | 10312.1861 | 10228.0687 | 10151.5286 | 10090.8151 | 10045.1141 | 9850.9819 | 9786.1722 | 9733.8018 | 9640.5736 | 9592.6627 | 9484.79 | 9322.4778 | 9121.1742 | 8966.8934 | 8886.4282 | 200593.4843 | 16.75%
Multifamily | 10.33% |  |  | 1177.5997 | 1265.2225 | 1363.5368 | 1440.2499 | 1556.7084 | 1454.7959 | 1212.9291 | 808.0053 | 585.8868 | 872.2534 | 1165.8432 | 1313.5812 | 1345.345 | 1348.2588 | 1365.0212 | 1379.8605 | 1368.6049 | 1358.3631 | 1350.2392 | 1344.124 | 1318.1474 | 1309.4753 | 1302.4677 | 1289.9929 | 1283.582 | 1269.1477 | 1247.4289 | 1220.4927 | 1199.8486 | 1189.0817 | 26841.1595 | 2.242%
Manufactured Home | 12.47% |  |  | 1422.0424 | 1527.8537 | 1646.5759 | 1739.2128 | 1879.8454 | 1756.7782 | 1464.7054 | 975.7287 | 707.5035 | 1053.3133 | 1407.8456 | 1586.2506 | 1624.6078 | 1628.1265 | 1648.3683 | 1666.288 | 1652.6959 | 1640.3282 | 1630.5179 | 1623.1333 | 1591.7646 | 1581.2924 | 1572.8301 | 1557.7659 | 1550.0243 | 1532.5937 | 1506.3666 | 1473.8391 | 1448.9097 | 1435.9078 | 32412.7696 | 2.707%
Montana | 1.72% |  |  | 1412.8939 | 1518.0245 | 1635.9829 | 1728.0239 | 1867.7517 | 1745.4763 | 1455.2824 | 969.4515 | 702.9519 | 1046.537 | 1398.7884 | 1576.0457 | 1614.1561 | 1617.6522 | 1637.7638 | 1655.5682 | 1642.0636 | 1629.7754 | 1620.0282 | 1612.6912 | 1581.5242 | 1571.1194 | 1562.7116 | 1547.7443 | 1540.0524 | 1522.734 | 1496.6756 | 1464.3574 | 1439.5884 | 1426.6701 | 32204.2472 | 1.72%
Single Family | 57.11% |  |  | 806.9339 | 866.9762 | 934.3448 | 986.9114 | 1066.7129 | 996.8788 | 831.1429 | 553.6745 | 401.4708 | 597.6996 | 798.8779 | 900.1134 | 921.879 | 923.8757 | 935.3619 | 945.5303 | 937.8176 | 930.7996 | 925.2327 | 921.0424 | 903.2423 | 897.2998 | 892.498 | 883.9498 | 879.5568 | 869.6659 | 854.7834 | 836.3258 | 822.1797 | 814.8018 | 18392.5334 | 1.536%
Multifamily | 17.43% |  |  | 246.2862 | 264.6119 | 285.1736 | 301.2175 | 325.574 | 304.2597 | 253.6751 | 168.9883 | 122.5339 | 182.4253 | 243.8274 | 274.7257 | 281.3689 | 281.9783 | 285.484 | 288.5876 | 286.2335 | 284.0915 | 282.3925 | 281.1135 | 275.6807 | 273.867 | 272.4014 | 269.7924 | 268.4516 | 265.4328 | 260.8905 | 255.257 | 250.9394 | 248.6876 | 5613.6286 | 1.187%
Manufactured Home | 25.46% |  |  | 359.6738 | 386.4364 | 416.4645 | 439.895 | 475.4649 | 444.3378 | 370.4645 | 246.7888 | 178.9472 | 266.412 | 356.0831 | 401.2066 | 410.9082 | 411.7982 | 416.9179 | 421.4503 | 418.0125 | 414.8843 | 412.403 | 410.5353 | 402.6013 | 399.9525 | 397.8122 | 394.0021 | 392.044 | 387.6353 | 381.0017 | 372.7746 | 366.4693 | 363.1808 | 8198.0853 | 4.054%
Oregon | 26.37% |  |  | 21667.1315 | 23279.3383 | 25088.2644 | 26499.7394 | 28642.5057 | 26767.3769 | 22317.1711 | 14866.8154 | 10779.968 | 16048.943 | 21450.8193 | 24169.1109 | 24753.5446 | 24807.1581 | 25115.5751 | 25388.6103 | 25181.5134 | 24993.0714 | 24843.5949 | 24731.0791 | 24253.1253 | 24093.5637 | 23964.6279 | 23735.0999 | 23617.1433 | 23351.5606 | 22951.9477 | 22456.3383 | 22076.4987 | 21878.3933 | 493861.3188 | 26.37%
Single Family | 62.45% |  |  | 13530.1059 | 14536.8534 | 15666.4428 | 16547.8426 | 17885.8995 | 16714.9697 | 13936.0252 | 9283.6279 | 6731.5837 | 10021.8111 | 13395.0292 | 15092.4746 | 15457.426 | 15490.9051 | 15683.497 | 15853.9947 | 15724.6724 | 15606.9992 | 15513.6582 | 15443.3973 | 15144.9376 | 15045.2989 | 14964.7846 | 14821.4551 | 14747.7967 | 14581.9528 | 14332.4133 | 14022.9285 | 13785.7366 | 13662.029 | 308393.1979 | 25.76%
Multifamily | 24.43% |  |  | 5293.4039 | 5687.2753 | 6129.2062 | 6474.0376 | 6997.5277 | 6539.423 | 5452.2123 | 3632.0479 | 2633.6077 | 3920.8484 | 5240.5576 | 5904.6518 | 6047.4323 | 6060.5304 | 6135.8784 | 6202.5825 | 6151.9875 | 6105.95 | 6069.4321 | 6041.9438 | 5925.177 | 5886.1952 | 5854.6954 | 5798.6204 | 5769.8029 | 5704.9196 | 5607.2919 | 5486.2116 | 5393.4147 | 5345.0164 | 120653.1397 | 25.51%
Manufactured Home | 13.12% |  |  | 2843.6216 | 3055.2097 | 3292.6154 | 3477.8592 | 3759.0785 | 3512.9842 | 2928.9336 | 1951.1396 | 1414.7766 | 2106.2835 | 2815.2325 | 3171.9845 | 3248.6864 | 3255.7227 | 3296.1997 | 3332.0332 | 3304.8535 | 3280.1222 | 3260.5047 | 3245.7379 | 3183.0107 | 3162.0696 | 3145.1479 | 3115.0244 | 3099.5436 | 3064.6882 | 3012.2425 | 2947.1981 | 2897.3475 | 2871.3479 | 64814.9812 | 32.05%
Washington | 58.03% |  |  | 47674.9133 | 51222.3059 | 55202.5465 | 58308.2621 | 63023.0623 | 58897.1539 | 49105.2174 | 32711.9507 | 23719.5237 | 35313.0256 | 47198.9545 | 53180.1023 | 54466.0513 | 54584.0189 | 55262.6392 | 55863.4077 | 55407.7254 | 54993.0902 | 54664.192 | 54416.6196 | 53364.962 | 53013.8732 | 52730.1716 | 52225.1334 | 51965.5895 | 51381.219 | 50501.9375 | 49411.4314 | 48575.6578 | 48139.7598 | 1086659.562 | 58.03%
Single Family | 62.4% |  |  | 29750.8039 | 31964.5002 | 34448.3088 | 36386.3833 | 39328.5826 | 36753.8723 | 30643.3633 | 20413.3948 | 14801.8077 | 22036.556 | 29453.789 | 33186.2332 | 33988.7101 | 34062.326 | 34485.8087 | 34860.7091 | 34576.3475 | 34317.6007 | 34112.3569 | 33957.8631 | 33301.5921 | 33082.5005 | 32905.4608 | 32590.2995 | 32428.335 | 32063.6675 | 31514.9653 | 30834.4516 | 30312.8998 | 30040.8842 | 678113.3568 | 56.64%
Multifamily | 29.32% |  |  | 13980.1388 | 15020.3723 | 16187.5337 | 17098.2503 | 18480.8131 | 17270.9363 | 14399.5596 | 9592.4162 | 6955.4869 | 10355.1525 | 13840.5692 | 15594.4743 | 15971.5646 | 16006.1573 | 16205.1552 | 16381.3239 | 16247.7001 | 16126.1129 | 16029.6672 | 15957.0693 | 15648.6824 | 15545.7295 | 15462.5372 | 15314.4403 | 15238.332 | 15066.9718 | 14809.1323 | 14489.3535 | 14244.2722 | 14116.4499 | 318650.8477 | 67.36%
Manufactured Home | 8.273% |  |  | 3943.9706 | 4237.4334 | 4566.7041 | 4823.6285 | 5213.6667 | 4872.3454 | 4062.2944 | 2706.1396 | 1962.2291 | 2921.317 | 3904.5963 | 4399.3947 | 4505.7765 | 4515.5356 | 4571.6753 | 4621.3747 | 4583.6778 | 4549.3765 | 4522.168 | 4501.6872 | 4414.6875 | 4385.6432 | 4362.1736 | 4320.3936 | 4298.9225 | 4250.5797 | 4177.84 | 4087.6264 | 4018.4859 | 3982.4257 | 89895.3576 | 44.45%
PNW | 100% |  |  | 82155.2 | 88268.2 | 95127.1 | 100478.9856 | 108603.7063 | 101493.7861 | 84619.9536 | 56370.4612 | 40874.3735 | 60852.731 | 81335.0099 | 91641.9482 | 93857.9437 | 94061.2301 | 95230.654 | 96265.9208 | 95480.6719 | 94766.1569 | 94199.3874 | 93772.7613 | 91960.5053 | 91355.496 | 90866.6107 | 89996.31 | 89549.0542 | 88542.0451 | 87026.8342 | 85147.6332 | 83707.3967 | 82956.2409 | 1872572.5415 | 100%
Single Family | 63.94% |  |  | 52529.2738 | 56437.8694 | 60823.3865 | 64245.3326 | 69440.2037 | 64894.1866 | 54105.2144 | 36042.7507 | 26134.6957 | 38908.6725 | 52004.8518 | 58595.0127 | 60011.8997 | 60141.8791 | 60889.598 | 61551.5379 | 61049.4571 | 60592.6028 | 60230.2156 | 59957.4349 | 58798.6952 | 58411.8578 | 58099.2691 | 57542.8069 | 57256.8357 | 56612.9634 | 55644.1516 | 54442.6078 | 53521.734 | 53041.4519 | 1197305.5356 | 100%
Multifamily | 25.26% |  |  | 20753.0416 | 22297.2329 | 24029.8443 | 25381.7722 | 27434.1397 | 25638.1187 | 21375.6575 | 14239.6163 | 10325.1842 | 15371.8725 | 20545.8552 | 23149.4679 | 23709.2456 | 23760.5973 | 24056.0029 | 24317.5193 | 24119.1593 | 23938.6673 | 23795.4969 | 23687.7279 | 23229.9379 | 23077.1079 | 22953.6116 | 22733.7669 | 22620.7866 | 22366.4083 | 21983.6543 | 21508.9535 | 21145.1386 | 20955.3908 | 473026.3685 | 100%
Manufactured Home | 10.8% |  |  | 8872.8846 | 9533.0977 | 10273.8692 | 10851.8808 | 11729.3628 | 10961.4808 | 9139.0816 | 6088.0942 | 4414.4935 | 6572.186 | 8784.3028 | 9897.4676 | 10136.7984 | 10158.7536 | 10285.0532 | 10396.8635 | 10312.0555 | 10234.8868 | 10173.6748 | 10127.5986 | 9931.8722 | 9866.5303 | 9813.73 | 9719.7362 | 9671.4319 | 9562.6734 | 9399.0284 | 9196.0718 | 9040.5241 | 8959.3982 | 202240.6374 | 100%

## Assumptions
Ceiling Fan Light Kit Standard
Source
Standard Effective Year | 2007 | 10 CFR 430.32(s)
Regional Product Saturation
Source
Saturation(2007) | 1.04 | RLW Analytics, 2007. Single-Family Residential Existing Constuction Stock Assessment
Source
Hours | 6000 | hrs | Codes and Standards Enhancement Initiative for PY2004: Title 20 Standards Development;http://www.energy.ca.gov/appliances/2003rulemaking/documents/case_studies/CASE_Ceiling_Fan.pdf
Year* | 13 | years | Codes and Standards Enhancement Initiative for PY2004: Title 20 Standards Development;http://www.energy.ca.gov/appliances/2003rulemaking/documents/case_studies/CASE_Ceiling_Fan.pdf
* Ceiling fans have a life expectancy of 7 to 18 years, 13 is the average value. Where the light might outlast the ceiling fan, the lifetime of the CFLK is assumed to be the same as the ceiling fan)
Ceiling Fan Energy Use
Source: Codes and Standards Enhancement Initiative for PY2004: Title 20 Standards Development;http://www.energy.ca.gov/appliances/2003rulemaking/documents/case_studies/CASE_Ceiling_Fan.pdf
| SF | MF | MH
Operating Hours per day | 1.7275 | 1.3266 | 1.9244
Operating Hours per year | 630.9735 | 484.5388 | 702.9014
| 72% | 17% | 11%
Source: RBSA 2012
| SF | MF | MH
Pre-case (kWh) | 75.7168 | 58.1447 | 84.3482
Average | 120 | W
Source of ceiling fan light wattage: RLW Analytics, 2007. Single-Family Residential Existing Construction Stock Assessment.
Annual Energy Consumption | SF | MF | MH
Pre-case | 75.7168 | 58.1447 | 84.3482
Post-case | 69.9342 | 45.0585 | 67.7989
Savings | 5.7826 | 13.0861 | 16.5493
PNW Housing Units Percentage Breakdown
Building Type | Percentage | Data Source
Single Family | 71.98% | PNWResSectorSupplyCurveUnits_6th_Fnl.xls, PNW Total Housing Units
Multi Family | 17.48%
Manufactured Home | 10.54%

## RBSA summary
Singled Family
LightingFixtureType | Ceiling Fan Lighting Kit
Room Type | Number of Fixtures | Average Lamps/ Fixture | Average Watts/ Lamp | Average Total Watts/ Room | Room Weight based on Fixture Count | Hours/ Room Type | Weighted Average Annual Use (kWh/yr) | Site Weights | Room Weight Based on Site Weights | Hours/ Room Type | Weighted Average Annual Use (kWh/yr)
Bathroom | 137 | 1.2409 | 76.781 | 95.2757 | 9.332% | 1.3 | 45.2393 | 7.741% | 7.741% | 1.3 | 45.2393
Bedroom | 350 | 2.2171 | 44.3886 | 98.4158 | 23.84% | 1.5 | 53.9196 | 25.42% | 25.42% | 1.5 | 53.9196
Closet | 3 | 2 | 45 | 90 | 0.2044% | 1.4 | 46.0215 | 0.1282% | 0.1282% | 1.4 | 46.0215
Dining Room | 102 | 2.7941 | 42.2059 | 117.9282 | 6.948% | 1.7 | 73.2246 | 7.187% | 7.187% | 1.7 | 73.2246
Family Room | 107 | 2.7196 | 42.271 | 114.9614 | 7.289% | 2.3 | 96.5762 | 6.995% | 6.995% | 2.3 | 96.5762
Garage | 7 | 3 | 48.2857 | 144.8571 | 0.4768% | 1.8 | 95.2363 | 0.4222% | 0.4222% | 1.8 | 95.2363
Hall | 39 | 2.5385 | 42.2821 | 107.3314 | 2.657% | 1.3 | 50.9636 | 2.772% | 2.772% | 1.3 | 50.9636
Kitchen | 108 | 2.7222 | 39.6481 | 107.9311 | 7.357% | 2.4 | 94.6124 | 6.918% | 6.918% | 2.4 | 94.6124
Laundry Room | 16 | 1.8125 | 31.75 | 57.5469 | 1.09% | 1.5 | 31.5285 | 1.096% | 1.096% | 1.5 | 31.5285
Living Room | 256 | 2.707 | 42.2422 | 114.3509 | 17.44% | 2.3 | 96.0634 | 15.75% | 15.75% | 2.3 | 96.0634
Master Bedroom | 224 | 2.6562 | 43.2098 | 114.7761 | 15.26% | 1.5 | 62.8829 | 16.16% | 16.16% | 1.5 | 62.8829
Office | 70 | 2.1429 | 45.9143 | 98.3878 | 4.768% | 1.3 | 46.717 | 5.604% | 5.604% | 1.3 | 46.717
Other | 49 | 2.5714 | 42.1633 | 108.4198 | 3.338% | 1.5 | 59.4005 | 3.798% | 3.798% | 1.5 | 59.4005
Total/Weighted Average | 1468 | 2.408 | 46.0272 | 110.8354 | 100% | 1.7456 | 70.6681 | 100% | 100% | 1.7275 | 69.9342
Manf Home
LightingFixtureType | Ceiling Fan Lighting Kit
Room Type | Number of Fixtures | Average Lamps/ Fixture | Average Watts/ Lamp | Average Total Watts/ Room | Room Weight based on Fixture Count | Hours/ Room Type | Weighted Average Annual Use (kWh/yr) | Site Weights | Room Weight Based on Site Weights | Hours/ Room Type | Weighted Average Annual Use (kWh/yr)
Bathroom | 15 | 1.2667 | 44.6 | 56.4933 | 5.929% | 1.3 | 26.8244 | 4.381% | 5.501% | 1.3 | 26.8244
Bedroom | 32 | 2.25 | 37 | 83.25 | 12.65% | 1.5 | 45.6106 | 10.68% | 13.41% | 1.5 | 45.6106
Dining Room | 24 | 3.1667 | 46.8333 | 148.3056 | 9.486% | 1.7 | 92.0866 | 8.391% | 10.53% | 1.7 | 92.0866
Family Room | 25 | 2.96 | 40.96 | 121.2416 | 9.881% | 2.3 | 101.852 | 8.621% | 10.82% | 2.3 | 101.852
Hall | 4 | 1.25 | 48.75 | 60.9375 | 1.581% | 1.3 | 28.9346 | 1.338% | 1.68% | 1.3 | 28.9346
Kitchen | 34 | 2.6176 | 42.5294 | 111.327 | 13.44% | 2.4 | 97.5892 | 10.14% | 12.73% | 2.4 | 97.5892
Laundry Room | 1 | 1 | 60 | 60 | 0.3953% | 1.5 | 32.8725 | 0.2228% | 0.2797% | 1.5 | 32.8725
Living Room | 73 | 2.9041 | 46.3425 | 134.5836 | 28.85% | 2.3 | 113.0603 | 21.81% | 27.38% | 2.3 | 113.0603
Master Bedroom | 38 | 2.6316 | 41.2105 | 108.4488 | 15.02% | 1.5 | 59.4164 | 12.35% | 15.51% | 1.5 | 59.4164
Office | 4 | 3 | 29.75 | 89.25 | 1.581% | 1.3 | 42.3781 | 0.9968% | 1.252% | 1.3 | 42.3781
Other | 3 | 2.3333 | 31.6667 | 73.8889 | 1.186% | 1.5 | 40.4819 | 0.711% | 0.8927% | 1.5 | 40.4819
Total/Weighted Average | 253 | 1.3433 | 71.806 | 96.4558 | 100% | 1.9316 | 68.0519 | 79.65% | 100% | 1.9244 | 67.7989
Multifamily
LightingFixtureType | Ceiling Fan Lighting Kit
Room Type | Number of Fixtures | Average Lamps/ Fixture | Average Watts/ Lamp | Average Total Watts/ Room | Room Weight based on Fixture Count | Hours/ Room Type | Weighted Average Annual Use (kWh/yr) | Site Weights | Room Weight Based on Site Weights | Hours/ Room Type | Weighted Average Annual Use (kWh/yr)
Bathroom | 185 | 2.2 | 43.9565 | 96.7043 | 92.5% | 1.3 | 45.9176 | 36.26% | 90.31% | 1.3 | 45.9176
Bedroom | 8 | 2.75 | 46.75 | 128.5625 | 4% | 1.5 | 70.4362 | 2.021% | 5.034% | 1.5 | 70.4362
Dining Room | 3 | 2 | 35 | 70 | 1.5% | 1.7 | 43.4648 | 0.4954% | 1.234% | 1.7 | 43.4648
Kitchen | 1 | 1 | 14 | 14 | 0.5% | 2.4 | 12.2724 | 0.2116% | 0.527% | 2.4 | 12.2724
Master Bedroom | 3 | 2.6667 | 32.6667 | 87.1111 | 1.5% | 1.5 | 47.726 | 1.163% | 2.897% | 1.5 | 47.726
Total/Weighted Average | 200 | 1.2571 | 73.9714 | 92.9927 | 100% | 1.3225 | 44.9195 | 40.15% | 100% | 1.3266 | 45.0585

## Hours of Use by Room Type
Room Type | Hours of Use |  |  | Room Type Group
| DOE 2010 | KEMA 2010 | Suggested Value
Exterior | 2.6 | 3.8 | 3.8 | Exterior
Kitchen | 2.3 | 2.4 | 2.4 | High-use interior
Family Room | 2 | 2.3 | 2.3
Living Room | 2 | 2.3 | 2.3
Garage | 1.5 | 1.8 | 1.8 | Garage and Basement | Keep these separate from interior because of lack of conditioning | Could group all of these together and adjust HVAC factor for mix of conditioned and unconditioned spaces
Basement/Utility Room | 1.6 |  | 1.6
Dining room | 1.9 | 1.7 | 1.7 | Moderate use interior | These could all be grouped together, as well
Bedroom | 1.6 | 1.5 | 1.5
Laundry Room | 1.5 |  | 1.5
Master Bedroom | 1.6 | 1.5 | 1.5
Other | 1 | 1.5 | 1.5 | Low-use interior
Closet | 1.4 |  | 1.4
Bathroom | 1.6 | 1.3 | 1.3
Hall | 1.5 | 1.3 | 1.3
Office | 1.8 | 1.3 | 1.3

## Fixture and Room Type Pivot
SF
Singled Family |  |  |  | LightingFixtureType | Ceiling Fan
LightingFixtureType | Ceiling Fan
Data
| Data |  |  | RoomType | Count of LightingLampType | Average of LightingLampsPerFixture | Average of LightingWattsPerLamp | Sum of Weight
RoomType | Count of LightingLampType | Average of LightingLampsPerFixture | Average of LightingWattsPerLamp | Bathroom | 137 | 1.2409 | 76.781 | 0.081998 | 0.077409
Bathroom | 137 | 1.2409 | 76.781 | Bedroom | 350 | 2.2171 | 44.3886 | 0.26932 | 0.25425
Bedroom | 350 | 2.2171 | 44.3886 | Closet | 3 | 2 | 45 | 0.0013576 | 0.0012816
Closet | 3 | 2 | 45 | Dining Room | 102 | 2.7941 | 42.2059 | 0.07613 | 0.07187
Dining Room | 102 | 2.7941 | 42.2059 | Family Room | 107 | 2.7196 | 42.271 | 0.074097 | 0.069951
Family Room | 107 | 2.7196 | 42.271 | Garage | 7 | 3 | 48.2857 | 0.0044718 | 0.0042216
Garage | 7 | 3 | 48.2857 | Hall | 39 | 2.5385 | 42.2821 | 0.029364 | 0.027721
Hall | 39 | 2.5385 | 42.2821 | Kitchen | 108 | 2.7222 | 39.6481 | 0.073283 | 0.069182
Kitchen | 108 | 2.7222 | 39.6481 | Laundry Room | 16 | 1.8125 | 31.75 | 0.011612 | 0.010962
Laundry Room | 16 | 1.8125 | 31.75 | Living Room | 256 | 2.707 | 42.2422 | 0.16685 | 0.15751
Living Room | 256 | 2.707 | 42.2422 | Master Bedroom | 224 | 2.6562 | 43.2098 | 0.17121 | 0.16163
Master Bedroom | 224 | 2.6562 | 43.2098 | Office | 70 | 2.1429 | 45.9143 | 0.059357 | 0.056035
Office | 70 | 2.1429 | 45.9143 | Other | 49 | 2.5714 | 42.1633 | 0.04023 | 0.037979
Other | 49 | 2.5714 | 42.1633 | Total Result | 1468 | 2.408 | 46.0272 | 1.0593
Total Result | 1468 | 2.408 | 46.0272
MH
|  |  |  | LightingFixtureType | Ceiling Fan
Data
|  |  |  | RoomType | Count of LightingFixtureType | Average of LightingLampsPerFixture | Average of LightingWattsPerLamp | Sum of Weight
|  |  |  | Bathroom | 15 | 1.2667 | 44.6 | 0.04381
LightingFixtureType | Ceiling Fan |  |  | Bedroom | 32 | 2.25 | 37 | 0.10682
|  |  |  | Dining Room | 24 | 3.1667 | 46.8333 | 0.083906
| Data |  |  | Family Room | 25 | 2.96 | 40.96 | 0.08621
RoomType | Count of LightingFixtureType | Average of LightingLampsPerFixture | Average of LightingWattsPerLamp | Hall | 4 | 1.25 | 48.75 | 0.013379
Bathroom | 15 | 1.2667 | 44.6 | Kitchen | 34 | 2.6176 | 42.5294 | 0.10139
Bedroom | 32 | 2.25 | 37 | Laundry Room | 1 | 1 | 60 | 0.0022277
Dining Room | 24 | 3.1667 | 46.8333 | Living Room | 73 | 2.9041 | 46.3425 | 0.2181
Family Room | 25 | 2.96 | 40.96 | Master Bedroom | 38 | 2.6316 | 41.2105 | 0.12354
Hall | 4 | 1.25 | 48.75 | Office | 4 | 3 | 29.75 | 0.0099681
Kitchen | 34 | 2.6176 | 42.5294 | Other | 3 | 2.3333 | 31.6667 | 0.0071097
Laundry Room | 1 | 1 | 60 | Total Result | 253 | 2.6364 | 42.9447 | 0.79646
Living Room | 73 | 2.9041 | 46.3425 | LightingFixtureType | Ceiling Fan
Master Bedroom | 38 | 2.6316 | 41.2105
Office | 4 | 3 | 29.75 |  | Data
Other | 3 | 2.3333 | 31.6667 | RoomType | Count of LightingFixtureType | Average of LightingLampsPerFixture | Average of LightingWattsPerLamp | Sum of Weight
Total Result | 253 | 2.6364 | 42.9447 | Bathroom | 185 | 2.2 | 43.9565 | 0.36259
|  |  |  | Bedroom | 8 | 2.75 | 46.75 | 0.020213
|  |  |  | Dining Room | 3 | 2 | 35 | 0.0049542
|  |  |  | Kitchen | 1 | 1 | 14 | 0.002116
|  |  |  | Master Bedroom | 3 | 2.6667 | 32.6667 | 0.01163
LightingFixtureType | Ceiling Fan |  |  | Total Result | 200 | 2.22 | 43.6131 | 0.40151
Data
RoomType | Count of LightingFixtureType | Average of LightingLampsPerFixture | Average of LightingWattsPerLamp
Bathroom | 185 | 2.2 | 43.9565
Bedroom | 8 | 2.75 | 46.75
Dining Room | 3 | 2 | 35
Kitchen | 1 | 1 | 14
Master Bedroom | 3 | 2.6667 | 32.6667
Total Result | 200 | 2.22 | 43.6131

## DPCache_MF Lighting Inventory (hidden)
LightingFixtureType | LightingLampCategory | LightingLampLength | LightingLampType | LightingLampsPerFixture | LightingWattsPerLamp | SiteID+room_it | RoomType
Ceiling Fixture | Compact Fluorescent |  | Twist | 1 | 13 | 1281 | Living Room
Wall Mount | Incandescent |  | Globe | 4 | 40 | 1281 | Living Room
Recessed Can | Incandescent |  | Heat Lamp | 1 | 250 | 1281 | Living Room
Ceiling Fixture | Incandescent |  | Standard A Lamp | 1 | 60 | 1281 | Living Room
Ceiling Fixture | Incandescent |  | Standard A Lamp | 1 | 60 | 1281 | Living Room
Ceiling Fixture | Incandescent |  | Standard A Lamp | 1 | 60 | 1281 | Living Room
Recessed - other | Incandescent |  | Mini base | 1 | 40 | 1281 | Living Room
Ceiling Fixture | Incandescent |  | Standard A Lamp | 1 | 60 | 1281 | Living Room
Wall Mount | Incandescent |  | Globe | 4 | 40 | 1282 | Bathroom
Recessed Can | Incandescent |  | Heat Lamp | 1 | 250 | 1282 | Bathroom
Ceiling Fixture | Compact Fluorescent |  | Twist | 1 | 23 | 1282 | Bathroom
Ceiling Fixture | Incandescent |  | Clear | 2 | 60 | 1282 | Bathroom
Recessed - other | Incandescent |  | Mini base | 1 | 40 | 1282 | Bathroom
Table | Compact Fluorescent |  | Twist | 1 | 26 | 1282 | Bathroom
Floor lamp | Compact Fluorescent |  | Pin base | 1 | 27 | 1282 | Bathroom
Ceiling Fixture | Compact Fluorescent |  | Twist | 1 | 23 | 1282 | Bathroom
Ceiling Fixture | Incandescent |  | Standard A Lamp | 1 | 60 | 1282 | Bathroom
Ceiling Fixture | Incandescent |  | Standard A Lamp | 1 | 60 | 1282 | Bathroom
Wall Mount | Incandescent |  | Globe | 4 | 40 | 1283 | Bathroom
Recessed Can | Incandescent |  | Heat Lamp | 1 | 250 | 1283 | Bathroom
Ceiling Fixture | Incandescent |  | Standard A Lamp | 1 | 60 | 1283 | Bathroom
Ceiling Fixture | Incandescent |  | Standard A Lamp | 1 | 60 | 1283 | Bathroom
Ceiling Fixture | Incandescent |  | Standard A Lamp | 1 | 100 | 1283 | Bathroom
Ceiling Fixture | Incandescent |  | Standard A Lamp | 1 | 100 | 1283 | Bathroom
Recessed - other | Incandescent |  | Mini base | 1 | 40 | 1283 | Bathroom
Floor lamp | Compact Fluorescent |  | Twist | 3 | 20 | 1283 | Bathroom
Ceiling Fixture | Incandescent |  | Standard A Lamp | 1 | 60 | 1283 | Bathroom
Table | Compact Fluorescent |  | Twist | 1 | 20 | 1283 | Bathroom
Ceiling Fixture | Incandescent |  | Standard A Lamp | 1 | 100 | 1283 | Bathroom
Recessed - other | Incandescent |  | Heat Lamp | 1 | 250 | 101371 | Bathroom
Wall Mount | Compact Fluorescent |  | Globe | 4 | 14 | 101371 | Bathroom
Table | Incandescent |  | Standard A Lamp | 1 | 120 | 101371 | Bathroom
Ceiling Fixture | Incandescent |  | Standard A Lamp | 1 | 60 | 101371 | Bathroom
Ceiling Fixture | Compact Fluorescent |  | Twist | 1 | 14 | 101371 | Bathroom
Ceiling Fixture | Linear Fluorescent | 3 | T-8 | 2 | 32 | 101371 | Bathroom
Other | Compact Fluorescent |  | Twist | 1 | 14 | 101371 | Bathroom
Ceiling Fixture | Compact Fluorescent |  | Twist | 2 | 14 | 101371 | Bathroom
Ceiling Fixture | Compact Fluorescent |  | Twist | 1 | 14 | 101371 | Bathroom
Ceiling Fixture | Compact Fluorescent |  | Reflector | 3 | 14 | 101371 | Bathroom
Table | Compact Fluorescent |  | Twist | 1 | 20 | 101371 | Bathroom
Torchiere | Incandescent |  | Globe | 1 | 100 | 101371 | Bathroom
Table | Incandescent |  | Standard A Lamp | 1 | 100 | 101371 | Bathroom
Wall Mount | Incandescent |  | Reflector | 4 | 30 | 101372 | Bathroom
Recessed - other | Incandescent |  | Heat Lamp | 1 | 250 | 101372 | Bathroom
Table | Incandescent |  | Globe | 1 | 60 | 101372 | Bathroom
Ceiling Fixture | Incandescent |  | Clear | 1 | 60 | 101372 | Bathroom
Ceiling Fixture | Incandescent |  | Standard A Lamp | 1 | 100 | 101372 | Bathroom
Ceiling Fan | Compact Fluorescent |  | Twist | 4 | 14 | 101372 | Bathroom
Ceiling Fixture | Linear Fluorescent | 3 | T-8 | 2 | 32 | 101372 | Bathroom
Other | Compact Fluorescent |  | Twist | 1 | 14 | 101372 | Bathroom
Ceiling Fixture | Incandescent |  | Standard A Lamp | 1 | 60 | 101372 | Bathroom
Ceiling Fixture | Incandescent |  | Reflector | 3 | 65 | 101372 | Bathroom
Torchiere | Compact Fluorescent |  | Twist | 1 | 15 | 101372 | Bathroom
Wall Mount | Compact Fluorescent |  | Twist | 3 | 15 | 102381 | Bathroom
Ceiling Fixture | Compact Fluorescent |  | Twist | 2 | 15 | 102381 | Bathroom
Chandelier (Hanging) | Incandescent |  | Decorative | 3 | 40 | 102381 | Bathroom
Ceiling Fixture | Incandescent |  | Standard A Lamp | 2 | 60 | 102381 | Bathroom
Ceiling Fixture | Linear Fluorescent | 4 | T-12 | 2 | 40 | 102381 | Bathroom
Ceiling Fixture | Incandescent |  | Standard A Lamp | 2 | 60 | 102381 | Bathroom
Wall Mount | Compact Fluorescent |  | Twist | 3 | 15 | 102381 | Bathroom
Recessed - other | Incandescent |  | Heat Lamp | 1 | 250 | 102381 | Bathroom
Ceiling Fixture | Compact Fluorescent |  | Twist | 2 | 15 | 102381 | Bathroom
Table | Incandescent |  | Standard A Lamp | 1 | 60 | 102381 | Bathroom
Wall Mount | Incandescent |  | Globe | 3 | 40 | 102382 | Bathroom
Ceiling Fixture | Compact Fluorescent |  | Twist | 2 | 15 | 102382 | Bathroom
Ceiling Fixture | Compact Fluorescent |  | Twist | 2 | 15 | 102382 | Bathroom
Ceiling Fan | Incandescent |  | Decorative | 3 | 25 | 102382 | Bathroom
Ceiling Fixture | Compact Fluorescent |  | Twist | 1 | 15 | 102382 | Bathroom
Ceiling Fixture | Linear Fluorescent | 4 | T-12 | 2 | 40 | 102382 | Bathroom
Ceiling Fixture | Compact Fluorescent |  | Pin base | 1 | 15 | 102382 | Bathroom
Track | Compact Fluorescent |  | Twist | 3 | 15 | 102382 | Bathroom
Ceiling Fixture | Compact Fluorescent |  | Twist | 1 | 15 | 102382 | Bathroom
Ceiling Fixture | Compact Fluorescent |  | Twist | 2 | 15 | 102382 | Bathroom
Wall Mount | Incandescent |  | Globe | 3 | 40 | 102383 | Bathroom
Ceiling Fan | Incandescent |  | Heat Lamp | 1 | 250 | 102383 | Bathroom
Ceiling Fan | Compact Fluorescent |  | Twist | 1 | 15 | 102383 | Bathroom
Chandelier (Hanging) | Incandescent |  | Decorative | 3 | 40 | 102383 | Bathroom
Ceiling Fixture | Incandescent |  | Standard A Lamp | 2 | 60 | 102383 | Bathroom
Ceiling Fixture | Linear Fluorescent | 4 | T-12 | 2 | 40 | 102383 | Bathroom
Floor lamp | Incandescent |  | Standard A Lamp | 1 | 60 | 102383 | Bathroom
Ceiling Fixture | Compact Fluorescent |  | Twist | 2 | 15 | 102383 | Bathroom
Wall Mount | Compact Fluorescent |  | Twist | 3 | 15 | 102383 | Bathroom
Ceiling Fixture | Compact Fluorescent |  | Twist | 2 | 15 | 102383 | Bathroom
Recessed - other | Incandescent |  | Heat Lamp | 1 | 250 | 102383 | Bathroom
Ceiling Fixture | Compact Fluorescent |  | Twist | 2 | 15 | 102383 | Bathroom
Table | Incandescent |  | Standard A Lamp | 1 | 60 | 102383 | Bathroom
Floor lamp | Incandescent |  | Standard A Lamp | 1 | 60 | 102383 | Bathroom
Wall Mount | Compact Fluorescent |  | Twist | 3 | 15 | 102601 | Bathroom
Ceiling Fixture | Incandescent |  | Standard A Lamp | 2 | 60 | 102601 | Bathroom
Chandelier (Hanging) | Compact Fluorescent |  | Twist | 1 | 15 | 102601 | Bathroom
Ceiling Fixture | Compact Fluorescent |  | Twist | 1 | 15 | 102601 | Bathroom
Ceiling Fixture | Linear Fluorescent | 2 | T-12 | 2 | 16 | 102601 | Bathroom
Ceiling Fan | Incandescent |  | Standard A Lamp | 2 | 60 | 102601 | Bathroom
Torchiere | Incandescent |  | Standard A Lamp | 1 | 60 | 102601 | Bathroom
Track | Compact Fluorescent |  | Twist | 3 | 15 | 102601 | Bathroom
Wall Mount | Compact Fluorescent |  | Twist | 2 | 15 | 102601 | Bathroom
Ceiling Fixture | Compact Fluorescent |  | Twist | 1 | 15 | 102601 | Bathroom
Wall Mount | Compact Fluorescent |  | Twist | 3 | 15 | 102602 | Bathroom
Ceiling Fixture | Incandescent |  | Standard A Lamp | 2 | 60 | 102602 | Bathroom
Ceiling Fixture | Incandescent |  | Standard A Lamp | 1 | 60 | 102602 | Bathroom
Ceiling Fixture | Compact Fluorescent |  | Twist | 1 | 60 | 102602 | Bathroom
Ceiling Fixture | Incandescent |  | Standard A Lamp | 1 | 60 | 102602 | Bathroom
Wall Mount | Incandescent |  | Standard A Lamp | 2 | 60 | 102603 | Bathroom
Ceiling Fixture | Compact Fluorescent |  | Twist | 1 | 22 | 102603 | Bathroom
Chandelier (Hanging) | Compact Fluorescent |  | Twist | 1 | 22 | 102603 | Bathroom
Ceiling Fixture | Compact Fluorescent |  | Twist | 1 | 15 | 102603 | Bathroom
Track | Compact Fluorescent |  | Twist | 3 | 15 | 102603 | Bathroom
Track | Compact Fluorescent |  | Twist | 3 | 15 | 102603 | Bathroom
Wall Mount | Compact Fluorescent |  | Twist | 2 | 15 | 102603 | Bathroom
Track | Compact Fluorescent |  | Twist | 3 | 15 | 102603 | Bathroom
Ceiling Fixture | Incandescent |  | Standard A Lamp | 1 | 60 | 102603 | Bathroom
Wall Mount | Compact Fluorescent |  | Twist | 2 | 23 | 103231 | Bathroom
Ceiling Fixture | Incandescent |  | Standard A Lamp | 1 | 65 | 103231 | Bathroom
Ceiling Fixture | Incandescent |  | Standard A Lamp | 1 | 65 | 103231 | Bathroom
Ceiling Fixture | Incandescent |  | Standard A Lamp | 1 | 60 | 103231 | Bathroom
Wall Mount | Compact Fluorescent |  | Twist | 1 | 23 | 103231 | Bathroom
Wall Mount | Linear Fluorescent | 2 | T-12 | 1 | 15 | 103231 | Bathroom
Ceiling Fixture | Compact Fluorescent |  | Twist | 2 | 23 | 103231 | Bathroom
Table | Incandescent |  | Standard A Lamp | 2 | 60 | 103231 | Bathroom
Table | Compact Fluorescent |  | Twist | 1 | 23 | 103231 | Bathroom
Wall Mount | Incandescent |  | Standard A Lamp | 2 | 60 | 103232 | Bathroom
Ceiling Fixture | Incandescent |  | Standard A Lamp | 2 | 60 | 103232 | Bathroom
Ceiling Fixture | Incandescent |  | Standard A Lamp | 1 | 60 | 103232 | Bathroom
Wall Mount | Incandescent |  | Standard A Lamp | 1 | 60 | 103232 | Bathroom
Table | Incandescent |  | Standard A Lamp | 3 | 100 | 103232 | Bathroom
Ceiling Fixture | Incandescent |  | Standard A Lamp | 2 | 60 | 103232 | Bathroom
Ceiling Fixture | Incandescent |  | Standard A Lamp | 1 | 60 | 103232 | Bathroom
Wall Mount | Incandescent |  | Standard A Lamp | 2 | 75 | 103233 | Bathroom
Ceiling Fixture | Incandescent |  | Standard A Lamp | 1 | 100 | 103233 | Bathroom
Table | Halogen |  | Other | 1 | 20 | 103233 | Bathroom
Table | Compact Fluorescent |  | Pin base | 1 | 27 | 103233 | Bathroom
Table | Incandescent |  | Standard A Lamp | 1 | 60 | 103233 | Bathroom
Ceiling Fixture | Incandescent |  | Standard A Lamp | 1 | 100 | 103233 | Bathroom
Wall Mount | Incandescent |  | Other | 1 | 60 | 103233 | Bathroom
Wall Mount | Linear Fluorescent | 2 | T-12 | 1 | 15 | 103233 | Bathroom
Ceiling Fixture | Incandescent |  | Standard A Lamp | 1 | 75 | 103233 | Bathroom
Ceiling Fixture | Incandescent |  | Standard A Lamp | 3 | 75 | 103233 | Bathroom
Ceiling Fixture | Compact Fluorescent |  | Twist | 2 | 13 | 104001 | Bathroom
Ceiling Fan | Incandescent |  | Standard A Lamp | 2 | 60 | 104001 | Bathroom
Recessed Can | Incandescent |  | Heat Lamp | 1 | 500 | 104001 | Bathroom
Ceiling Fixture | Compact Fluorescent |  | Twist | 1 | 13 | 104001 | Bathroom
Floor lamp | Compact Fluorescent |  | Twist | 5 | 13 | 104001 | Bathroom
Ceiling Fixture | Compact Fluorescent |  | Twist | 1 | 13 | 104001 | Bathroom
Ceiling Fixture | Compact Fluorescent |  | Twist | 2 | 23 | 104001 | Bathroom
Other | Compact Fluorescent |  | Twist | 1 | 13 | 104001 | Bathroom
Chandelier (Hanging) | Compact Fluorescent |  | Twist | 1 | 23 | 104001 | Bathroom
Floor lamp | Compact Fluorescent |  | Twist | 1 | 23 | 104001 | Bathroom
Ceiling Fixture | Incandescent |  | Standard A Lamp | 1 | 100 | 104001 | Bathroom
Floor lamp | Compact Fluorescent |  | Twist | 1 | 23 | 104001 | Bathroom
Ceiling Fixture | Compact Fluorescent |  | Twist | 1 | 23 | 104001 | Bathroom
Table | Compact Fluorescent |  | Twist | 1 | 13 | 104001 | Bathroom
Ceiling Fixture | Incandescent |  | Standard A Lamp | 2 | 25 | 104002 | Closet
Wall Mount | Incandescent |  | Standard A Lamp | 4 | 40 | 104002 | Closet
Ceiling Fixture | Incandescent |  | Heat Lamp | 1 | 250 | 104002 | Closet
Table | Incandescent |  | Standard A Lamp | 1 | 60 | 104002 | Closet
Ceiling Fixture | Incandescent |  | Standard A Lamp | 4 | 40 | 104002 | Closet
Other | Incandescent |  | Standard A Lamp | 1 | 25 | 104002 | Closet
Ceiling Fixture | Linear Fluorescent | 2 | T-8 | 2 | 20 | 104002 | Closet
Other | Compact Fluorescent |  | Twist | 1 | 13 | 104002 | Closet
Ceiling Fixture | Incandescent |  | Standard A Lamp | 1 | 60 | 104002 | Closet
Floor lamp | Incandescent |  | Standard A Lamp | 1 | 60 | 104002 | Closet
Table | Incandescent |  | Standard A Lamp | 1 | 40 | 104002 | Closet
Ceiling Fixture | Incandescent |  | Reflector | 1 | 250 | 104003 | Bathroom
Wall Mount | Incandescent |  | Standard A Lamp | 5 | 40 | 104003 | Bathroom
Floor lamp | Incandescent |  | 3-Way Incandescent | 1 | 90 | 104003 | Bathroom
Table | Halogen |  | PAR | 1 | 50 | 104003 | Bathroom
Ceiling Fixture | Incandescent |  | Standard A Lamp | 1 | 60 | 104003 | Bathroom
Track | Halogen |  | PAR | 5 | 50 | 104003 | Bathroom
Chandelier (Hanging) | Incandescent |  | Standard A Lamp | 6 | 25 | 104003 | Bathroom
Floor lamp | Incandescent |  | Standard A Lamp | 1 | 60 | 104003 | Bathroom
Floor lamp | Halogen |  | PAR | 1 | 40 | 104003 | Bathroom
Table | Incandescent |  | Standard A Lamp | 1 | 60 | 104003 | Bathroom
Ceiling Fixture | Incandescent |  | Standard A Lamp | 1 | 60 | 104003 | Bathroom
Wall Mount | Incandescent |  | Standard A Lamp | 4 | 40 | 104771 | Bathroom
Table | Compact Fluorescent |  | Twist | 1 | 15 | 104771 | Bathroom
Ceiling Fixture | Compact Fluorescent |  | Twist | 1 | 15 | 104771 | Bathroom
Chandelier (Hanging) | Compact Fluorescent |  | Twist | 1 | 22 | 104771 | Bathroom
Floor lamp | Compact Fluorescent |  | Twist | 2 | 15 | 104771 | Bathroom
Ceiling Fixture | Compact Fluorescent |  | Twist | 1 | 15 | 104771 | Bathroom
Ceiling Fixture | Compact Fluorescent |  | Twist | 2 | 15 | 104771 | Bathroom
Chandelier (Hanging) | Compact Fluorescent |  | Twist | 1 | 15 | 104771 | Bathroom
Ceiling Fixture | Compact Fluorescent |  | A shape bulb | 2 | 15 | 104772 | Kitchen
Floor lamp | Compact Fluorescent |  | Twist | 2 | 15 | 104772 | Kitchen
Ceiling Fixture | Compact Fluorescent |  | Twist | 1 | 15 | 104772 | Kitchen
Wall Mount | Compact Fluorescent |  | Twist | 4 | 15 | 104772 | Kitchen
Recessed - other | Incandescent |  | Heat Lamp | 1 | 150 | 104772 | Kitchen
Wall Mount | Incandescent |  | Standard A Lamp | 4 | 60 | 104773 | Bathroom
Recessed - other | Incandescent |  | Heat Lamp | 1 | 150 | 104773 | Bathroom
Wall Mount | Incandescent |  | Standard A Lamp | 4 | 60 | 104773 | Bathroom
Table | Incandescent |  | Standard A Lamp | 1 | 60 | 104773 | Bathroom
Chandelier (Hanging) | Incandescent |  | Standard A Lamp | 1 | 60 | 104773 | Bathroom
Ceiling Fixture | Compact Fluorescent |  | Twist | 1 | 15 | 104773 | Bathroom
Ceiling Fixture | Incandescent |  | Standard A Lamp | 1 | 60 | 104773 | Bathroom
Table | Incandescent |  | Standard A Lamp | 1 | 100 | 104773 | Bathroom
Ceiling Fixture | Incandescent |  | Mini base | 3 | 24 | 104801 | Bathroom
Wall Mount | Other |  | LED Interior | 3 | 2 | 104801 | Bathroom
Ceiling Fixture | Incandescent |  | Standard A Lamp | 2 | 60 | 104801 | Bathroom
Table | Compact Fluorescent |  | Circline (Screw Base) | 2 | 32 | 104801 | Bathroom
Recessed - other | Incandescent |  | Mini base | 2 | 40 | 104801 | Bathroom
Ceiling Fixture | Incandescent |  | Standard A Lamp | 1 | 60 | 104801 | Bathroom
Floor lamp | Incandescent |  | Standard A Lamp | 1 | 150 | 104801 | Bathroom
Table | Incandescent |  | Standard A Lamp | 1 | 150 | 104801 | Bathroom
Table | Incandescent |  | Standard A Lamp | 1 | 60 | 104801 | Bathroom
Chandelier (Hanging) | Other |  | LED Interior | 5 | 2 | 104801 | Bathroom
Ceiling Fixture | Incandescent |  | Standard A Lamp | 2 | 60 | 104801 | Bathroom
Chandelier (Hanging) | Other |  | LED Interior | 5 | 2 | 104801 | Bathroom
Table | Incandescent |  | Standard A Lamp | 1 | 40 | 104801 | Bathroom
Wall Mount | Incandescent |  | Standard A Lamp | 4 | 60 | 104802 | Bathroom
Ceiling Fixture | Incandescent |  | Standard A Lamp | 1 | 75 | 104802 | Bathroom
Ceiling Fixture | Compact Fluorescent |  | Twist | 1 | 125 | 104802 | Bathroom
Recessed - other | Incandescent |  | Standard A Lamp | 1 | 40 | 104802 | Bathroom
Ceiling Fixture | Compact Fluorescent |  | Twist | 2 | 13 | 104802 | Bathroom
Floor lamp | Compact Fluorescent |  | Twist | 1 | 26 | 104802 | Bathroom
Ceiling Fixture | Compact Fluorescent |  | Twist | 1 | 13 | 104802 | Bathroom
Wall Mount | Compact Fluorescent |  | Globe | 4 | 9 | 104951 | Bathroom
Wall Mount | Compact Fluorescent |  | Globe | 4 | 9 | 104951 | Bathroom
Table | Compact Fluorescent |  | Mini base | 1 | 9 | 104951 | Bathroom
Chandelier (Hanging) | Incandescent |  | Globe | 1 | 60 | 104951 | Bathroom
Table | Incandescent |  | Standard A Lamp | 1 | 60 | 104951 | Bathroom
Wall Mount | Compact Fluorescent |  | Twist | 1 | 9 | 104951 | Bathroom
Ceiling Fixture | Compact Fluorescent |  | Twist | 2 | 23 | 104951 | Bathroom
Ceiling Fixture | Linear Fluorescent | 4 | T-12 | 2 | 40 | 104951 | Bathroom
Other | Compact Fluorescent |  | Twist | 1 | 14 | 104951 | Bathroom
Table | Compact Fluorescent |  | Twist | 1 | 13 | 104951 | Bathroom
Floor lamp | Compact Fluorescent |  | Twist | 13 | 13 | 104951 | Bathroom
Chandelier (Hanging) | Incandescent |  | Globe | 1 | 150 | 104951 | Bathroom
Ceiling Fixture | Compact Fluorescent |  | Twist | 2 | 23 | 104951 | Bathroom
Wall Mount | Compact Fluorescent |  | Globe | 4 | 9 | 104952 | Bathroom
Table | Compact Fluorescent |  | Twist | 1 | 9 | 104952 | Bathroom
Ceiling Fixture | Compact Fluorescent |  | Twist | 1 | 13 | 104952 | Bathroom
Ceiling Fixture | Compact Fluorescent |  | Twist | 1 | 13 | 104952 | Bathroom
Ceiling Fixture | Linear Fluorescent | 4 | T-12 | 2 | 40 | 104952 | Bathroom
Chandelier (Hanging) | Compact Fluorescent |  | A shape bulb | 1 | 14 | 104952 | Bathroom
Table | Compact Fluorescent |  | A shape bulb | 1 | 14 | 104952 | Bathroom
Wall Mount | Incandescent |  | Globe | 4 | 9 | 104953 | Bathroom
Wall Mount | Compact Fluorescent |  | Globe | 4 | 9 | 104953 | Bathroom
Floor lamp | Compact Fluorescent |  | A shape bulb | 5 | 14 | 104953 | Bathroom
Table | Compact Fluorescent |  | Twist | 2 | 23 | 104953 | Bathroom
Floor lamp | Incandescent |  | Twist | 5 | 60 | 104953 | Bathroom
Table | Incandescent |  | Decorative | 1 | 40 | 104953 | Bathroom
Table | Halogen |  | Other | 1 | 50 | 104953 | Bathroom
Ceiling Fixture | Compact Fluorescent |  | Twist | 1 | 20 | 104953 | Bathroom
Ceiling Fixture | Linear Fluorescent | 4 | T-12 | 2 | 40 | 104953 | Bathroom
Other | Incandescent |  | Standard A Lamp | 1 | 40 | 104953 | Bathroom
Table | Compact Fluorescent |  | Mini base | 1 | 7 | 104953 | Bathroom
Other | Incandescent |  | Decorative | 1 | 25 | 104953 | Bathroom
Floor lamp | Incandescent |  | 3-Way Incandescent | 1 | 150 | 104953 | Bathroom
Ceiling Fixture | Compact Fluorescent |  | A shape bulb | 1 | 14 | 104953 | Bathroom
Ceiling Fixture | Compact Fluorescent |  | Twist | 1 | 20 | 104953 | Bathroom
Recessed - other | Incandescent |  | Heat Lamp | 1 | 250 | 105191 | Bathroom
Wall Mount | Incandescent |  | Standard A Lamp | 3 | 60 | 105191 | Bathroom
Wall Mount | Incandescent |  | Standard A Lamp | 3 | 60 | 105191 | Bathroom
Recessed - other | Incandescent |  | Heat Lamp | 1 | 250 | 105191 | Bathroom
Table | Compact Fluorescent |  | Twist | 1 | 13 | 105191 | Bathroom
Floor lamp | Compact Fluorescent |  | Twist | 1 | 13 | 105191 | Bathroom
Ceiling Fixture | Incandescent |  | Standard A Lamp | 2 | 60 | 105191 | Bathroom
Wall Mount | Incandescent |  | Standard A Lamp | 1 | 60 | 105191 | Bathroom
Other | Incandescent |  | Mini base | 1 | 40 | 105191 | Bathroom
Ceiling Fixture | Linear Fluorescent | 4 | T-8 | 2 | 32 | 105191 | Bathroom
Ceiling Fixture | Incandescent |  | Standard A Lamp | 2 | 60 | 105191 | Bathroom
Track | Halogen |  | MR | 5 | 50 | 105191 | Bathroom
Wall Mount | Incandescent |  | Globe | 3 | 40 | 105192 | Bathroom
Recessed - other | Incandescent |  | Heat Lamp | 1 | 250 | 105192 | Bathroom
Table | Incandescent |  | Standard A Lamp | 2 | 60 | 105192 | Bathroom
Ceiling Fixture | Compact Fluorescent |  | Twist | 2 | 13 | 105192 | Bathroom
Wall Mount | Incandescent |  | Standard A Lamp | 1 | 60 | 105192 | Bathroom
Table | Compact Fluorescent |  | Twist | 1 | 11 | 105192 | Bathroom
Other | Incandescent |  | Standard A Lamp | 1 | 40 | 105192 | Bathroom
Ceiling Fixture | Linear Fluorescent | 4 | T-8 | 2 | 32 | 105192 | Bathroom
Ceiling Fixture | Compact Fluorescent |  | Twist | 2 | 13 | 105192 | Bathroom
Table | Compact Fluorescent |  | Mini base | 2 | 10 | 105192 | Bathroom
Floor lamp | Compact Fluorescent |  | Mini base | 5 | 10 | 105192 | Bathroom
Other | Other |  | Other | 1 | 25 | 105192 | Bathroom
Track | Halogen |  | MR | 4 | 50 | 105192 | Bathroom
Wall Mount | Incandescent |  | Globe | 3 | 40 | 105193 | Bathroom
Recessed - other | Incandescent |  | Heat Lamp | 1 | 250 | 105193 | Bathroom
Table | Incandescent |  | Standard A Lamp | 1 | 150 | 105193 | Bathroom
Ceiling Fixture | Compact Fluorescent |  | Twist | 2 | 13 | 105193 | Bathroom
Floor lamp | Incandescent |  | Standard A Lamp | 1 | 60 | 105193 | Bathroom
Table | Incandescent |  | 3-Way Incandescent | 1 | 150 | 105193 | Bathroom
Wall Mount | Incandescent |  | Standard A Lamp | 1 | 60 | 105193 | Bathroom
Other | Incandescent |  | Standard A Lamp | 1 | 40 | 105193 | Bathroom
Ceiling Fixture | Linear Fluorescent | 2 | T-8 | 1 | 32 | 105193 | Bathroom
Ceiling Fixture | Compact Fluorescent |  | Twist | 2 | 13 | 105193 | Bathroom
Floor lamp | Incandescent |  | 3-Way Incandescent | 1 | 150 | 105193 | Bathroom
Track | Halogen |  | MR | 3 | 50 | 105193 | Bathroom
Wall Mount | Compact Fluorescent |  | Twist | 3 | 13 | 105871 | Bathroom
Ceiling Fixture | Compact Fluorescent |  | Twist | 1 | 14 | 105871 | Bathroom
Floor lamp | Compact Fluorescent |  | Twist | 1 | 12 | 105871 | Bathroom
Chandelier (Hanging) | Compact Fluorescent |  | Twist | 3 | 13 | 105871 | Bathroom
Ceiling Fixture | Compact Fluorescent |  | Twist | 1 | 13 | 105871 | Bathroom
Ceiling Fixture | Linear Fluorescent | 4 | T-8 | 2 | 32 | 105871 | Bathroom
Other | Incandescent |  | Decorative | 1 | 40 | 105871 | Bathroom
Floor lamp | Incandescent |  | Standard A Lamp | 2 | 75 | 105871 | Bathroom
Wall Mount | Compact Fluorescent |  | Twist | 3 | 13 | 105872 | Bathroom
Table | Compact Fluorescent |  | Twist | 1 | 13 | 105872 | Bathroom
Table | Compact Fluorescent |  | Twist | 1 | 13 | 105872 | Bathroom
Chandelier (Hanging) | Compact Fluorescent |  | Twist | 3 | 14 | 105872 | Bathroom
Ceiling Fixture | Compact Fluorescent |  | Twist | 1 | 14 | 105872 | Bathroom
Ceiling Fixture | Linear Fluorescent | 4 | T-8 | 2 | 32 | 105872 | Bathroom
Other | Incandescent |  | Standard A Lamp | 1 | 40 | 105872 | Bathroom
Floor lamp | Compact Fluorescent |  | Twist | 1 | 14 | 105872 | Bathroom
Ceiling Fixture | Halogen |  | PAR | 1 | 40 | 105872 | Bathroom
Wall Mount | Incandescent |  | Globe | 6 | 40 | 106141 | Bathroom
Recessed - other | Incandescent |  | Reflector | 1 | 150 | 106141 | Bathroom
Recessed - other | Incandescent |  | Heat Lamp | 1 | 250 | 106141 | Bathroom
Recessed - other | Incandescent |  | Reflector | 1 | 150 | 106141 | Bathroom
Recessed - other | Incandescent |  | Heat Lamp | 1 | 250 | 106141 | Bathroom
Table | Compact Fluorescent |  | Twist | 1 | 13 | 106141 | Bathroom
Table | Incandescent |  | 3-Way Incandescent | 1 | 150 | 106141 | Bathroom
Table | Incandescent |  | Standard A Lamp | 1 | 60 | 106141 | Bathroom
Ceiling Fixture | Compact Fluorescent |  | Twist | 1 | 13 | 106141 | Bathroom
Ceiling Fan | Compact Fluorescent |  | Twist | 2 | 13 | 106141 | Bathroom
Other | Incandescent |  | Decorative | 1 | 40 | 106141 | Bathroom
Floor lamp | Incandescent |  | 3-Way Incandescent | 1 | 150 | 106141 | Bathroom
Floor lamp | Incandescent |  | Standard A Lamp | 1 | 77 | 106141 | Bathroom
Ceiling Fixture | Compact Fluorescent |  | Twist | 1 | 13 | 106141 | Bathroom
Ceiling Fixture | Incandescent |  | Standard A Lamp | 1 | 60 | 106141 | Bathroom
Recessed - other | Incandescent |  | Heat Lamp | 1 | 250 | 106142 | Bathroom
Wall Mount | Compact Fluorescent |  | Globe | 3 | 15 | 106142 | Bathroom
Recessed - other | Incandescent |  | Reflector | 1 | 75 | 106142 | Bathroom
Table | Compact Fluorescent |  | Twist | 1 | 13 | 106142 | Bathroom
Ceiling Fixture | Incandescent |  | Standard A Lamp | 1 | 60 | 106142 | Bathroom
Table | Compact Fluorescent |  | Twist | 1 | 13 | 106142 | Bathroom
Ceiling Fixture | Incandescent |  | Standard A Lamp | 1 | 60 | 106142 | Bathroom
Other | Incandescent |  | Decorative | 1 | 40 | 106142 | Bathroom
Table | Compact Fluorescent |  | Twist | 1 | 13 | 106142 | Bathroom
Floor lamp | Incandescent |  | Standard A Lamp | 1 | 150 | 106142 | Bathroom
Ceiling Fixture | Incandescent |  | Standard A Lamp | 1 | 60 | 106142 | Bathroom
Recessed - other | Incandescent |  | Reflector | 1 | 150 | 106143 | Bathroom
Recessed - other | Incandescent |  | Heat Lamp | 1 | 250 | 106143 | Bathroom
Wall Mount | Compact Fluorescent |  | Globe | 6 | 14 | 106143 | Bathroom
Recessed - other | Incandescent |  | Reflector | 1 | 150 | 106143 | Bathroom
Recessed - other | Incandescent |  | Heat Lamp | 1 | 250 | 106143 | Bathroom
Wall Mount | Incandescent |  | Globe | 6 | 40 | 106143 | Bathroom
Chandelier (Hanging) | Incandescent |  | Standard A Lamp | 1 | 100 | 106143 | Bathroom
Table | Incandescent |  | Standard A Lamp | 1 | 40 | 106143 | Bathroom
Ceiling Fixture | Compact Fluorescent |  | Twist | 2 | 13 | 106143 | Bathroom
Other | Incandescent |  | Decorative | 1 | 40 | 106143 | Bathroom
Table | Incandescent |  | Standard A Lamp | 1 | 60 | 106143 | Bathroom
Ceiling Fixture | Incandescent |  | Standard A Lamp | 2 | 75 | 106143 | Bathroom
Floor lamp | Compact Fluorescent |  | Twist | 1 | 23 | 106143 | Bathroom
Ceiling Fixture | Incandescent |  | Standard A Lamp | 1 | 100 | 106143 | Bathroom
Chandelier (Hanging) | Compact Fluorescent |  | Twist | 1 | 23 | 106143 | Bathroom
Table | Incandescent |  | 3-Way Incandescent | 1 | 150 | 106143 | Bathroom
Table | Compact Fluorescent |  | Twist | 1 | 15 | 106143 | Bathroom
Table | Incandescent |  | Globe | 1 | 25 | 106143 | Bathroom
Table | Compact Fluorescent |  | Twist | 1 | 19 | 106143 | Bathroom
Track | Compact Fluorescent |  | Twist | 3 | 16 | 106143 | Bathroom
Ceiling Fixture | Incandescent |  | Standard A Lamp | 1 | 60 | 106143 | Bathroom
Wall Mount | Compact Fluorescent |  | Circline (Screw Base) | 1 | 22 | 106231 | Bathroom
Ceiling Fixture | Compact Fluorescent |  | Twist | 1 | 22 | 106231 | Bathroom
Ceiling Fixture | Compact Fluorescent |  | Circline (Screw Base) | 1 | 22 | 106231 | Bathroom
Wall Mount | Compact Fluorescent |  | Circline (Screw Base) | 1 | 22 | 106232 | Bathroom
Ceiling Fixture | Compact Fluorescent |  | Twist | 1 | 15 | 106232 | Bathroom
Ceiling Fixture | Compact Fluorescent |  | Twist | 2 | 15 | 106232 | Bathroom
Table | Compact Fluorescent |  | Straight Tube | 1 | 15 | 106232 | Bathroom
Ceiling Fixture | Compact Fluorescent |  | Twist | 1 | 15 | 106232 | Bathroom
Ceiling Fixture | Compact Fluorescent |  | Twist | 2 | 15 | 106232 | Bathroom
Floor lamp | Compact Fluorescent |  | Twist | 1 | 15 | 106232 | Bathroom
Ceiling Fixture | Compact Fluorescent |  | Twist | 2 | 15 | 106232 | Bathroom
Wall Mount | Compact Fluorescent |  | Circline (Screw Base) | 1 | 15 | 106232 | Bathroom
Ceiling Fixture | Compact Fluorescent |  | Twist | 2 | 15 | 106232 | Bathroom
Ceiling Fixture | Compact Fluorescent |  | Twist | 1 | 15 | 106232 | Bathroom
Ceiling Fixture | Compact Fluorescent |  | Twist | 2 | 15 | 106232 | Bathroom
Wall Mount | Compact Fluorescent |  | Circline (Screw Base) | 1 | 22 | 106233 | Bathroom
Ceiling Fixture | Compact Fluorescent |  | Twist | 2 | 15 | 106233 | Bathroom
Ceiling Fixture | Compact Fluorescent |  | Twist | 1 | 15 | 106233 | Bathroom
Ceiling Fixture | Compact Fluorescent |  | Twist | 2 | 15 | 106233 | Bathroom
Wall Mount | Compact Fluorescent |  | Twist | 1 | 15 | 106233 | Bathroom
Wall Mount | Compact Fluorescent |  | Twist | 1 | 15 | 106233 | Bathroom
Ceiling Fixture | Compact Fluorescent |  | Twist | 2 | 15 | 106233 | Bathroom
Ceiling Fixture | Compact Fluorescent |  | Twist | 2 | 15 | 106233 | Bathroom
Ceiling Fixture | Compact Fluorescent |  | Twist | 2 | 15 | 106233 | Bathroom
Ceiling Fixture | Compact Fluorescent |  | Twist | 1 | 15 | 106233 | Bathroom
Ceiling Fixture | Compact Fluorescent |  | Twist | 2 | 7 | 106233 | Bathroom
Table | Compact Fluorescent |  | Twist | 1 | 15 | 106233 | Bathroom
Wall Mount | Compact Fluorescent |  | Twist | 2 | 13 | 108051 | Bathroom
Table | Compact Fluorescent |  | Twist | 1 | 14 | 108051 | Bathroom
Ceiling Fixture | Compact Fluorescent |  | Twist | 2 | 14 | 108051 | Bathroom
Ceiling Fixture | Compact Fluorescent |  | Twist | 2 | 13 | 108051 | Bathroom
Ceiling Fixture | Compact Fluorescent |  | Twist | 1 | 26 | 108051 | Bathroom
Ceiling Fixture | Compact Fluorescent |  | Twist | 1 | 14 | 108051 | Bathroom
Ceiling Fan | Compact Fluorescent |  | Twist | 4 | 13 | 108051 | Bathroom
Ceiling Fixture | Linear Fluorescent | 4 | T-12 | 4 | 40 | 108051 | Bathroom
Other | Incandescent |  | Other | 1 | 36 | 108051 | Bathroom
Other | Incandescent |  | Standard A Lamp | 1 | 60 | 108051 | Bathroom
Ceiling Fixture | Compact Fluorescent |  | Twist | 2 | 14 | 108051 | Bathroom
Wall Mount | Incandescent |  | Globe | 4 | 60 | 108052 | Bathroom
Ceiling Fixture | Incandescent |  | Standard A Lamp | 2 | 60 | 108052 | Bathroom
Ceiling Fixture | Incandescent |  | Standard A Lamp | 2 | 60 | 108052 | Bathroom
Table | Compact Fluorescent |  | Twist | 1 | 10 | 108052 | Bathroom
Ceiling Fixture | Incandescent |  | Standard A Lamp | 2 | 60 | 108052 | Bathroom
Ceiling Fixture | Linear Fluorescent | 4 | T-12 | 4 | 40 | 108052 | Bathroom
Ceiling Fixture | Incandescent |  | Standard A Lamp | 2 | 60 | 108052 | Bathroom
Other | Incandescent |  | Standard A Lamp | 1 | 36 | 108052 | Bathroom
Other | Incandescent |  | Standard A Lamp | 1 | 60 | 108052 | Bathroom
Floor lamp | Incandescent |  | Standard A Lamp | 5 | 40 | 108052 | Bathroom
Other | Incandescent |  | Heat Lamp | 1 | 75 | 108052 | Bathroom
Wall Mount | Incandescent |  | Globe | 4 | 40 | 108053 | Bathroom
Ceiling Fixture | Compact Fluorescent |  | Twist | 2 | 13 | 108053 | Bathroom
Table | Compact Fluorescent |  | Straight Tube | 1 | 10 | 108053 | Bathroom
Ceiling Fixture | Compact Fluorescent |  | Twist | 2 | 15 | 108053 | Bathroom
Table | Incandescent |  | Standard A Lamp | 1 | 25 | 108053 | Bathroom
Ceiling Fixture | Compact Fluorescent |  | Twist | 2 | 15 | 108053 | Bathroom
Ceiling Fixture | Linear Fluorescent | 4 | T-12 | 4 | 40 | 108053 | Bathroom
Other | Incandescent |  | Other | 1 | 36 | 108053 | Bathroom
Other | Incandescent |  | Standard A Lamp | 1 | 60 | 108053 | Bathroom
Ceiling Fixture | Compact Fluorescent |  | Twist | 2 | 15 | 108053 | Bathroom
Table | Incandescent |  | Standard A Lamp | 1 | 100 | 108053 | Bathroom
Table | Compact Fluorescent |  | Twist | 1 | 15 | 108053 | Bathroom
Wall Mount | Incandescent |  | Globe | 5 | 60 | 108621 | Bathroom
Recessed - other | Incandescent |  | Heat Lamp | 1 | 150 | 108621 | Bathroom
Ceiling Fixture | Compact Fluorescent |  | Twist | 1 | 13 | 108621 | Bathroom
Ceiling Fixture | Compact Fluorescent |  | Twist | 1 | 13 | 108621 | Bathroom
Ceiling Fixture | Compact Fluorescent |  | Twist | 1 | 13 | 108621 | Bathroom
Chandelier (Hanging) | Compact Fluorescent |  | Twist | 5 | 13 | 108621 | Bathroom
Ceiling Fixture | Compact Fluorescent |  | Twist | 1 | 13 | 108621 | Bathroom
Ceiling Fixture | Incandescent |  | Standard A Lamp | 1 | 30 | 108621 | Bathroom
Ceiling Fixture | Linear Fluorescent | 3 | T-8 | 2 | 32 | 108621 | Bathroom
Torchiere | Incandescent |  | 3-Way Incandescent | 1 | 150 | 108621 | Bathroom
Floor lamp | Compact Fluorescent |  | Twist | 1 | 15 | 108621 | Bathroom
Wall Mount | Incandescent |  | Globe | 5 | 60 | 108621 | Bathroom
Recessed - other | Incandescent |  | Reflector | 2 | 60 | 108621 | Bathroom
Torchiere | Compact Fluorescent |  | Twist | 1 | 32 | 108621 | Bathroom
Wall Mount | Compact Fluorescent |  | Globe | 4 | 11 | 108622 | Bathroom
Ceiling Fixture | Compact Fluorescent |  | Twist | 2 | 13 | 108622 | Bathroom
Ceiling Fixture | Compact Fluorescent |  | Twist | 2 | 13 | 108622 | Bathroom
Chandelier (Hanging) | Compact Fluorescent |  | Globe | 6 | 11 | 108622 | Bathroom
Recessed Can | Compact Fluorescent |  | Globe | 1 | 11 | 108622 | Bathroom
Ceiling Fan | Compact Fluorescent |  | Twist | 2 | 13 | 108622 | Bathroom
Torchiere | Compact Fluorescent |  | Twist | 1 | 13 | 108622 | Bathroom
Ceiling Fixture | Compact Fluorescent |  | Twist | 1 | 13 | 108622 | Bathroom
Recessed Can | Compact Fluorescent |  | Globe | 1 | 11 | 108622 | Bathroom
Wall Mount | Compact Fluorescent |  | Twist | 2 | 13 | 108622 | Bathroom
Recessed - other | Compact Fluorescent |  | Reflector | 1 | 18 | 108622 | Bathroom
Recessed - other | Incandescent |  | Heat Lamp | 1 | 150 | 108622 | Bathroom
Torchiere | Compact Fluorescent |  | Twist | 1 | 13 | 108622 | Bathroom
Table | Compact Fluorescent |  | Twist | 1 | 13 | 108622 | Bathroom
Floor lamp | Halogen |  | Quartz Tube | 1 | 50 | 108711 | Master Bedroom
Torchiere | Halogen |  | Quartz Tube | 1 | 100 | 108711 | Master Bedroom
Recessed - other | Incandescent |  | Heat Lamp | 1 | 250 | 108711 | Master Bedroom
Wall Mount | Incandescent |  | Globe | 2 | 60 | 108711 | Master Bedroom
Ceiling Fixture | Incandescent |  | Standard A Lamp | 1 | 60 | 108711 | Master Bedroom
Table | Compact Fluorescent |  | Twist | 1 | 15 | 108711 | Master Bedroom
Table | Compact Fluorescent |  | Twist | 1 | 15 | 108711 | Master Bedroom
Wall Mount | Incandescent |  | Globe | 3 | 40 | 108711 | Master Bedroom
Recessed - other | Incandescent |  | Standard A Lamp | 1 | 60 | 108711 | Master Bedroom
Recessed - other | Linear Fluorescent | 4 | T-12 | 2 | 40 | 108711 | Master Bedroom
Chandelier (Hanging) | Incandescent |  | Mini base | 5 | 40 | 108711 | Master Bedroom
Wall Mount | Incandescent |  | Clear | 5 | 40 | 108712 | Bathroom
Track | Incandescent |  | Reflector | 2 | 65 | 108712 | Bathroom
Table | Incandescent |  | Standard A Lamp | 1 | 75 | 108712 | Bathroom
Chandelier (Hanging) | Incandescent |  | Mini base | 5 | 25 | 108712 | Bathroom
Ceiling Fixture | Compact Fluorescent |  | Globe | 1 | 15 | 108712 | Bathroom
Recessed - other | Incandescent |  | Standard A Lamp | 1 | 60 | 108712 | Bathroom
Recessed - other | Linear Fluorescent |  | T-12 | 2 | 40 | 108712 | Bathroom
Chandelier (Hanging) | Compact Fluorescent |  | Straight Tube | 2 | 15 | 108712 | Bathroom
Floor lamp | Incandescent |  | Mini base | 4 | 25 | 108712 | Bathroom
Wall Mount | Incandescent |  | Clear | 5 | 40 | 108712 | Bathroom
Recessed - other | Incandescent |  | Heat Lamp | 1 | 150 | 108712 | Bathroom
Table | Incandescent |  | Standard A Lamp | 1 | 65 | 108712 | Bathroom
Floor lamp | Compact Fluorescent |  | Twist | 2 | 22 | 108712 | Bathroom
Table | Compact Fluorescent |  | Twist | 2 | 28 | 108712 | Bathroom
Wall Mount | Incandescent |  | Clear | 5 | 40 | 108713 | Bathroom
Table | Incandescent |  | 3-Way Incandescent | 1 | 150 | 108713 | Bathroom
Table | Compact Fluorescent |  | Twist | 1 | 22 | 108713 | Bathroom
Chandelier (Hanging) | Incandescent |  | Mini base | 5 | 40 | 108713 | Bathroom
Ceiling Fixture | Incandescent |  | Standard A Lamp | 1 | 60 | 108713 | Bathroom
Ceiling Fixture | Incandescent |  | Standard A Lamp | 1 | 60 | 108713 | Bathroom
Track | Halogen |  | PAR | 4 | 30 | 108713 | Bathroom
Ceiling Fixture | Linear Fluorescent |  | T-12 | 1 | 20 | 108713 | Bathroom
Floor lamp | Other |  | LED Interior | 7 | 10 | 108713 | Bathroom
Wall Mount | Incandescent |  | Clear | 5 | 40 | 108713 | Bathroom
Table | Incandescent |  | 3-Way Incandescent | 1 | 150 | 108713 | Bathroom
Wall Mount | Halogen |  | PAR | 1 | 20 | 109011 | Bedroom
Track | Compact Fluorescent |  | Twist | 5 | 23 | 109011 | Bedroom
Table | Compact Fluorescent |  | Twist | 1 | 13 | 109011 | Bedroom
Table | Other |  | LED Interior | 1 | 2 | 109011 | Bedroom
Table | Other |  | LED Interior | 1 | 8 | 109011 | Bedroom
Floor lamp | Compact Fluorescent |  | Twist | 3 | 7 | 109011 | Bedroom
Ceiling Fan | Other |  | LED Interior | 3 | 1 | 109011 | Bedroom
Table | Other |  | LED Interior | 1 | 1 | 109011 | Bedroom
Table | Incandescent |  | Mini base | 1 | 40 | 109011 | Bedroom
Recessed Can | Incandescent |  | Reflector | 1 | 65 | 109011 | Bedroom
Wall Mount | Incandescent |  | Globe | 3 | 60 | 109011 | Bedroom
Ceiling Fixture | Compact Fluorescent |  | Twist | 1 | 13 | 109011 | Bedroom
Track | Other |  | LED Interior | 5 | 4 | 109011 | Bedroom
Track | Other |  | LED Interior | 5 | 4 | 109011 | Bedroom
Ceiling Fixture | Halogen |  | PAR | 3 | 50 | 109011 | Bedroom
Wall Mount | Halogen |  | PAR | 3 | 20 | 109011 | Bedroom
Other | Other |  | LED Interior | 1 | 1 | 109011 | Bedroom
Other | Incandescent |  | Decorative | 2 | 30 | 109011 | Bedroom
Floor lamp | Other |  | LED Interior | 2 | 4 | 109011 | Bedroom
Wall Mount | Compact Fluorescent |  | Twist | 3 | 20 | 109011 | Bedroom
Recessed Can | Incandescent |  | Heat Lamp | 1 | 250 | 109011 | Bedroom
Ceiling Fixture | Compact Fluorescent |  | Twist | 1 | 11 | 109011 | Bedroom
Table | Incandescent |  | Standard A Lamp | 1 | 60 | 109012 | Master Bedroom
Table | Incandescent |  | Globe | 1 | 25 | 109012 | Master Bedroom
Table | Incandescent |  | Decorative | 1 | 25 | 109012 | Master Bedroom
Torchiere | Halogen |  | Quartz Tube | 1 | 300 | 109012 | Master Bedroom
Table | Compact Fluorescent |  | Twist | 2 | 23 | 109012 | Master Bedroom
Track | Compact Fluorescent |  | Pin base | 5 | 40 | 109012 | Master Bedroom
Chandelier (Hanging) | Incandescent |  | Decorative | 5 | 40 | 109012 | Master Bedroom
Floor lamp | Compact Fluorescent |  | Twist | 1 | 23 | 109012 | Master Bedroom
Recessed Can |  |  |  | 0 |  | 109012 | Master Bedroom
Wall Mount | Incandescent |  | Globe | 3 | 40 | 109012 | Master Bedroom
Recessed Can | Compact Fluorescent |  | Flood | 1 | 14 | 109012 | Master Bedroom
Recessed Can | Compact Fluorescent |  | Flood | 1 | 14 | 109012 | Master Bedroom
Track | Halogen |  | PAR | 3 | 50 | 109012 | Master Bedroom
Ceiling Fixture | Halogen |  | PAR | 3 | 50 | 109012 | Master Bedroom
Other | Incandescent |  | Decorative | 2 | 30 | 109012 | Master Bedroom
Table | Compact Fluorescent |  | Twist | 1 | 23 | 109012 | Master Bedroom
Table | Compact Fluorescent |  | Twist | 1 | 13 | 109012 | Master Bedroom
Ceiling Fixture | Incandescent |  | Twist | 1 | 40 | 109012 | Master Bedroom
Wall Mount | Incandescent |  | Decorative | 1 | 25 | 109012 | Master Bedroom
Recessed Can | Incandescent |  | Heat Lamp | 1 | 250 | 109012 | Master Bedroom
Wall Mount | Compact Fluorescent |  | Globe | 3 | 14 | 109012 | Master Bedroom
Ceiling Fixture | Compact Fluorescent |  | Twist | 1 | 23 | 109012 | Master Bedroom
Recessed Can | Incandescent |  | Heat Lamp | 1 | 250 | 109013 | Bathroom
Wall Mount | Linear Fluorescent | 3 | T-12 | 2 | 30 | 109013 | Bathroom
Recessed Can | Incandescent |  | Heat Lamp | 1 | 250 | 109013 | Bathroom
Ceiling Fixture | Compact Fluorescent |  | Twist | 1 | 13 | 109013 | Bathroom
Wall Mount | Linear Fluorescent | 2 | T-12 | 2 | 20 | 109013 | Bathroom
Ceiling Fixture | Compact Fluorescent |  | Twist | 1 | 19 | 109013 | Bathroom
Table | Incandescent |  | Standard A Lamp | 1 | 60 | 109013 | Bathroom
Table | Compact Fluorescent |  | Twist | 2 | 23 | 109013 | Bathroom
Table | Compact Fluorescent |  | Twist | 1 | 20 | 109013 | Bathroom
Ceiling Fan | Compact Fluorescent |  | Twist | 4 | 13 | 109013 | Bathroom
Ceiling Fixture | Compact Fluorescent |  | Twist | 1 | 13 | 109013 | Bathroom
Recessed Can | Compact Fluorescent |  | Twist | 1 | 25 | 109013 | Bathroom
Recessed Can | Compact Fluorescent |  | Twist | 1 | 13 | 109013 | Bathroom
Ceiling Fixture | Compact Fluorescent |  | Twist | 2 | 13 | 109013 | Bathroom
Wall Mount | Compact Fluorescent |  | Twist | 2 | 13 | 109013 | Bathroom
Other | Incandescent |  | Decorative | 2 | 30 | 109013 | Bathroom
Table | Compact Fluorescent |  | Twist | 1 | 10 | 109013 | Bathroom
Table | Compact Fluorescent |  | Twist | 1 | 20 | 109013 | Bathroom
Ceiling Fixture | Compact Fluorescent |  | Twist | 1 | 13 | 109013 | Bathroom
Wall Mount | Incandescent |  | Globe | 6 | 40 | 109101 | Bathroom
Recessed - other | Incandescent |  | Heat Lamp | 1 | 250 | 109101 | Bathroom
Wall Mount | Incandescent |  | Globe | 2 | 40 | 109101 | Bathroom
Recessed - other | Incandescent |  | Heat Lamp | 1 | 250 | 109101 | Bathroom
Wall Mount | Incandescent |  | Globe | 2 | 40 | 109101 | Bathroom
Recessed - other | Incandescent |  | Heat Lamp | 1 | 250 | 109101 | Bathroom
Table | Incandescent |  | Standard A Lamp | 1 | 60 | 109101 | Bathroom
Ceiling Fixture | Incandescent |  | Reflector | 2 | 50 | 109101 | Bathroom
Table | Incandescent |  | Clear | 1 | 60 | 109101 | Bathroom
Recessed Can | Incandescent |  | Reflector | 1 | 50 | 109101 | Bathroom
Ceiling Fixture | Incandescent |  | Standard A Lamp | 1 | 60 | 109101 | Bathroom
Ceiling Fixture | Linear Fluorescent | 4 | T-8 | 2 | 32 | 109101 | Bathroom
Ceiling Fixture | Compact Fluorescent |  | Twist | 1 | 15 | 109101 | Bathroom
Ceiling Fixture | Incandescent |  | Standard A Lamp | 1 | 75 | 109101 | Bathroom
Ceiling Fixture | Incandescent |  | Standard A Lamp | 1 | 75 | 109101 | Bathroom
Other | Incandescent |  | Standard A Lamp | 1 | 100 | 109101 | Bathroom
Ceiling Fixture | Linear Fluorescent | 4 | T-12 | 2 | 40 | 109101 | Bathroom
Other | Incandescent |  | Standard A Lamp | 1 | 75 | 109101 | Bathroom
Ceiling Fixture | Incandescent |  | Standard A Lamp | 1 | 75 | 109101 | Bathroom
Ceiling Fixture | Incandescent |  | Standard A Lamp | 3 | 75 | 109101 | Bathroom
Ceiling Fixture | Compact Fluorescent |  | Twist | 1 | 26 | 109101 | Bathroom
Wall Mount | Incandescent |  | Globe | 6 | 60 | 109102 | Bathroom
Recessed - other | Incandescent |  | Heat Lamp | 2 | 250 | 109102 | Bathroom
Wall Mount | Incandescent |  | Globe | 3 | 60 | 109102 | Bathroom
Recessed - other | Incandescent |  | Heat Lamp | 1 | 250 | 109102 | Bathroom
Wall Mount | Incandescent |  | Globe | 4 | 60 | 109102 | Bathroom
Recessed - other | Incandescent |  | Heat Lamp | 1 | 250 | 109102 | Bathroom
Table | Compact Fluorescent |  | Twist | 1 | 13 | 109102 | Bathroom
Ceiling Fixture | Compact Fluorescent |  | Twist | 2 | 14 | 109102 | Bathroom
Table | Compact Fluorescent |  | Pin base | 1 | 13 | 109102 | Bathroom
Ceiling Fixture | Compact Fluorescent |  | Twist | 2 | 13 | 109102 | Bathroom
Table | Compact Fluorescent |  | Twist | 1 | 10 | 109102 | Bathroom
Ceiling Fixture | Incandescent |  | Standard A Lamp | 1 | 60 | 109102 | Bathroom
Ceiling Fixture | Compact Fluorescent |  | Twist | 1 | 14 | 109102 | Bathroom
Ceiling Fixture | Incandescent |  | Standard A Lamp | 1 | 75 | 109102 | Bathroom
Ceiling Fixture | Compact Fluorescent |  | Twist | 1 | 14 | 109102 | Bathroom
Ceiling Fixture | Compact Fluorescent |  | Twist | 1 | 13 | 109102 | Bathroom
Ceiling Fixture | Linear Fluorescent | 4 | T-12 | 2 | 40 | 109102 | Bathroom
Other | Incandescent |  | Clear | 1 | 40 | 109102 | Bathroom
Ceiling Fixture | Compact Fluorescent |  | Twist | 1 | 14 | 109102 | Bathroom
Floor lamp | Compact Fluorescent |  | Twist | 1 | 15 | 109102 | Bathroom
Ceiling Fan | Compact Fluorescent |  | Twist | 4 | 14 | 109102 | Bathroom
Table | Halogen |  | PAR | 1 | 20 | 109102 | Bathroom
Ceiling Fixture | Incandescent |  | Reflector | 2 | 50 | 109102 | Bathroom
Ceiling Fixture | Incandescent |  | Standard A Lamp | 1 | 60 | 109102 | Bathroom
Ceiling Fan | Incandescent |  | Standard A Lamp | 1 | 60 | 109961 | Bathroom
Wall Mount | Incandescent |  | Decorative | 4 | 40 | 109961 | Bathroom
Ceiling Fixture | Compact Fluorescent |  | Twist | 1 | 15 | 109961 | Bathroom
Ceiling Fixture | Compact Fluorescent |  | Twist | 2 | 15 | 109961 | Bathroom
Ceiling Fixture | Compact Fluorescent |  | Twist | 3 | 15 | 109961 | Bathroom
Chandelier (Hanging) | Incandescent |  | Standard A Lamp | 1 | 60 | 109961 | Bathroom
Floor lamp | Compact Fluorescent |  | Twist | 1 | 15 | 109961 | Bathroom
Ceiling Fixture | Incandescent |  | Standard A Lamp | 3 | 60 | 109961 | Bathroom
Table | Compact Fluorescent |  | Twist | 1 | 15 | 109961 | Bathroom
Ceiling Fixture | Compact Fluorescent |  | Twist | 2 | 15 | 109961 | Bathroom
Table | Incandescent |  | Standard A Lamp | 1 | 60 | 109961 | Bathroom
Floor lamp | Incandescent |  | Standard A Lamp | 1 | 60 | 109961 | Bathroom
Table | Halogen |  | Quartz Tube | 1 | 20 | 109961 | Bathroom
Wall Mount | Compact Fluorescent |  | Twist | 4 | 15 | 109962 | Bathroom
Ceiling Fan |  |  |  | 2 | 60 | 109962 | Bathroom
Ceiling Fixture | Compact Fluorescent |  | Twist | 3 | 15 | 109962 | Bathroom
Ceiling Fixture | Compact Fluorescent |  | Twist | 3 | 15 | 109962 | Bathroom
Chandelier (Hanging) | Compact Fluorescent |  | Twist | 1 | 15 | 109962 | Bathroom
Table | Incandescent |  | Decorative | 3 | 25 | 109962 | Bathroom
Ceiling Fan |  |  |  | 2 | 60 | 109963 | Bathroom
Wall Mount | Incandescent |  | Standard A Lamp | 3 | 75 | 109963 | Bathroom
Ceiling Fixture | Compact Fluorescent |  | Twist | 3 | 15 | 109963 | Bathroom
Ceiling Fixture | Compact Fluorescent |  | Twist | 3 | 15 | 109963 | Bathroom
Chandelier (Hanging) | Incandescent |  | Standard A Lamp | 1 | 75 | 109963 | Bathroom
Table | Compact Fluorescent |  | Twist | 1 | 15 | 109963 | Bathroom
Wall Mount | Incandescent |  | Standard A Lamp | 1 | 60 | 110051 | Bathroom
Ceiling Fixture | Incandescent |  | Standard A Lamp | 1 | 60 | 110051 | Bathroom
Ceiling Fixture | Incandescent |  | Standard A Lamp | 1 | 60 | 110051 | Bathroom
Ceiling Fixture | Compact Fluorescent |  | Twist | 3 | 18 | 110051 | Bathroom
Wall Mount | Incandescent |  | Standard A Lamp | 1 | 60 | 110051 | Bathroom
Wall Mount | Compact Fluorescent |  | Twist | 1 | 13 | 110051 | Bathroom
Ceiling Fixture | Incandescent |  | Standard A Lamp | 1 | 60 | 110051 | Bathroom
Track | Incandescent |  | Reflector | 4 | 45 | 110051 | Bathroom
Track | Halogen |  | PAR | 3 | 50 | 110051 | Bathroom
Table | Compact Fluorescent |  | Twist | 1 | 23 | 110051 | Bathroom
Table | Incandescent |  | Standard A Lamp | 1 | 60 | 110051 | Bathroom
Table | Incandescent |  | Other | 1 | 40 | 110051 | Bathroom
Ceiling Fixture | Incandescent |  | Standard A Lamp | 1 | 60 | 110051 | Bathroom
Wall Mount | Incandescent |  | Standard A Lamp | 1 | 60 | 110051 | Bathroom
Table | Incandescent |  | Decorative | 1 | 25 | 110051 | Bathroom
Track | Halogen |  | PAR | 3 | 20 | 110051 | Bathroom
Ceiling Fixture | Incandescent |  | Standard A Lamp | 2 | 60 | 110051 | Bathroom
Track | Halogen |  | PAR | 8 | 50 | 110051 | Bathroom
Track | Halogen |  | PAR | 3 | 45 | 110051 | Bathroom
Ceiling Fixture | Incandescent |  | Standard A Lamp | 1 | 60 | 110052 | Bathroom
Ceiling Fixture | Incandescent |  | Standard A Lamp | 2 | 60 | 110052 | Bathroom
Table | Incandescent |  | Standard A Lamp | 1 | 60 | 110052 | Bathroom
Ceiling Fixture | Compact Fluorescent |  | Twist | 1 | 23 | 110052 | Bathroom
Other | Linear Fluorescent | 2 | T-12 | 1 | 20 | 110052 | Bathroom
Ceiling Fixture |  |  |  | 1 |  | 110052 | Bathroom
Floor lamp | Incandescent |  | Standard A Lamp | 2 | 60 | 110052 | Bathroom
Table | Incandescent |  | Standard A Lamp | 1 | 34 | 110052 | Bathroom
Table | Halogen |  | PAR | 1 | 20 | 110052 | Bathroom
Ceiling Fixture | Incandescent |  | Standard A Lamp | 2 | 60 | 110052 | Bathroom
Ceiling Fixture | Compact Fluorescent |  | Twist | 1 | 23 | 110053 | Bathroom
Ceiling Fixture | Incandescent |  | Standard A Lamp | 2 | 60 | 110053 | Bathroom
Ceiling Fixture | Incandescent |  | Standard A Lamp | 1 | 60 | 110053 | Bathroom
Table | Compact Fluorescent |  | Twist | 1 | 13 | 110053 | Bathroom
Ceiling Fixture | Incandescent |  | Standard A Lamp | 2 | 60 | 110053 | Bathroom
Ceiling Fixture | Incandescent |  | Standard A Lamp | 2 | 60 | 110053 | Bathroom
Ceiling Fixture | Incandescent |  | Decorative | 1 | 60 | 110053 | Bathroom
Ceiling Fixture | Incandescent |  | Standard A Lamp | 1 | 60 | 110053 | Bathroom
Floor lamp | Incandescent |  | Standard A Lamp | 3 | 60 | 110053 | Bathroom
Wall Mount | Incandescent |  | Standard A Lamp | 3 | 75 | 112631 | Bathroom
Ceiling Fixture | Incandescent |  | Standard A Lamp | 2 | 60 | 112631 | Bathroom
Ceiling Fixture | Incandescent |  | Standard A Lamp | 1 | 60 | 112631 | Bathroom
Ceiling Fixture | Compact Fluorescent |  | Twist | 2 | 15 | 112631 | Bathroom
Other | Incandescent |  | Standard A Lamp | 1 | 40 | 112631 | Bathroom
Table | Incandescent |  | Standard A Lamp | 1 | 75 | 112631 | Bathroom
Ceiling Fixture | Incandescent |  | Standard A Lamp | 2 | 60 | 112631 | Bathroom
Wall Mount | Incandescent |  | Standard A Lamp | 3 | 75 | 112632 | Bathroom
Ceiling Fixture | Incandescent |  | Standard A Lamp | 2 | 75 | 112632 | Bathroom
Ceiling Fixture | Incandescent |  | Standard A Lamp | 2 | 40 | 112632 | Bathroom
Ceiling Fixture | Compact Fluorescent |  | Twist | 2 | 13 | 112632 | Bathroom
Table | Incandescent |  | Standard A Lamp | 1 | 40 | 112632 | Bathroom
Floor lamp | Incandescent |  | Standard A Lamp | 1 | 40 | 112632 | Bathroom
Ceiling Fixture | Incandescent |  | Standard A Lamp | 2 | 60 | 112632 | Bathroom
Wall Mount | Incandescent |  | Standard A Lamp | 3 | 75 | 112633 | Bathroom
Ceiling Fixture | Incandescent |  | Standard A Lamp | 2 | 75 | 112633 | Bathroom
Ceiling Fixture | Incandescent |  | Standard A Lamp | 1 | 75 | 112633 | Bathroom
Ceiling Fixture | Compact Fluorescent |  | A shape bulb | 1 | 13 | 112633 | Bathroom
Other | Incandescent |  | Standard A Lamp | 1 | 40 | 112633 | Bathroom
Table | Incandescent |  | Standard A Lamp | 1 | 75 | 112633 | Bathroom
Ceiling Fixture | Incandescent |  | Standard A Lamp | 2 | 75 | 112633 | Bathroom
Table | Incandescent |  | 3-Way Incandescent | 1 | 150 | 112633 | Bathroom
Wall Mount | Incandescent |  | Globe | 2 | 60 | 112711 | Bathroom
Ceiling Fixture | Incandescent |  | Standard A Lamp | 2 | 60 | 112711 | Bathroom
Table | Incandescent |  | Clear | 1 | 60 | 112711 | Bathroom
Table | Incandescent |  | Standard A Lamp | 1 | 60 | 112711 | Bathroom
Ceiling Fixture | Incandescent |  | Standard A Lamp | 2 | 60 | 112711 | Bathroom
Ceiling Fixture | Incandescent |  | Decorative | 3 | 40 | 112711 | Bathroom
Ceiling Fixture | Incandescent |  | Decorative | 5 | 25 | 112711 | Bathroom
Wall Mount | Incandescent |  | Decorative | 1 | 25 | 112711 | Bathroom
Table | Incandescent |  | Clear | 1 | 40 | 112711 | Bathroom
Table | Incandescent |  | Standard A Lamp | 1 | 60 | 112711 | Bathroom
Ceiling Fixture | Incandescent |  | Standard A Lamp | 1 | 60 | 112711 | Bathroom
Ceiling Fixture | Incandescent |  | Globe | 1 | 60 | 112711 | Bathroom
Wall Mount | Halogen |  | MR | 3 | 50 | 112712 | Bathroom
Ceiling Fixture | Incandescent |  | Standard A Lamp | 1 | 60 | 112712 | Bathroom
Other | Compact Fluorescent |  | Twist | 1 | 9 | 112712 | Bathroom
Ceiling Fixture | Incandescent |  | Standard A Lamp | 1 | 60 | 112712 | Bathroom
Ceiling Fixture | Incandescent |  | Standard A Lamp | 1 | 60 | 112712 | Bathroom
Wall Mount | Incandescent |  | Decorative | 2 | 7 | 112712 | Bathroom
Ceiling Fixture | Incandescent |  | Standard A Lamp | 1 | 60 | 112712 | Bathroom
Ceiling Fixture | Compact Fluorescent |  | Twist | 1 | 23 | 112712 | Bathroom
Table | Incandescent |  | Decorative | 1 | 25 | 112712 | Bathroom
Other | Halogen |  | MR | 1 | 10 | 112712 | Bathroom
Table | Incandescent |  | Clear | 3 | 40 | 112712 | Bathroom
Wall Mount | Incandescent |  | Decorative | 1 | 25 | 112712 | Bathroom
Wall Mount | Incandescent |  | Standard A Lamp | 1 | 60 | 112713 | Bathroom
Table | Incandescent |  | Mini base | 1 | 40 | 112713 | Bathroom
Ceiling Fixture | Incandescent |  | Standard A Lamp | 1 | 60 | 112713 | Bathroom
Ceiling Fixture | Incandescent |  | Standard A Lamp | 1 | 60 | 112713 | Bathroom
Ceiling Fixture | Incandescent |  | Standard A Lamp | 1 | 60 | 112713 | Bathroom
Ceiling Fixture | Compact Fluorescent |  | Twist | 1 | 15 | 112713 | Bathroom
Ceiling Fixture | Incandescent |  | Globe | 3 | 40 | 112713 | Bathroom
Ceiling Fixture | Incandescent |  | Decorative | 1 | 25 | 112713 | Bathroom
Table | Incandescent |  | Clear | 1 | 40 | 112713 | Bathroom
Ceiling Fixture | Incandescent |  | Reflector | 2 | 65 | 112901 | Bathroom
Wall Mount | Incandescent |  | Standard A Lamp | 3 | 75 | 112901 | Bathroom
Ceiling Fixture | Incandescent |  | Standard A Lamp | 2 | 60 | 112901 | Bathroom
Recessed Can | Incandescent |  | Reflector | 1 | 65 | 112901 | Bathroom
Wall Mount | Compact Fluorescent |  | Twist | 1 | 14 | 112901 | Bathroom
Ceiling Fixture | Compact Fluorescent |  | Twist | 2 | 14 | 112901 | Bathroom
Ceiling Fixture | Compact Fluorescent |  | Twist | 3 | 14 | 112901 | Bathroom
Ceiling Fixture | Incandescent |  | Standard A Lamp | 1 | 60 | 112901 | Bathroom
Table | Incandescent |  | 3-Way Incandescent | 1 | 100 | 112901 | Bathroom
Ceiling Fixture | Compact Fluorescent |  | Twist | 2 | 22 | 112901 | Bathroom
Ceiling Fixture | Incandescent |  | Reflector | 2 | 125 | 112902 | Bathroom
Wall Mount | Compact Fluorescent |  | Twist | 3 | 14 | 112902 | Bathroom
Ceiling Fixture | Incandescent |  | Standard A Lamp | 2 | 60 | 112902 | Bathroom
Ceiling Fixture | Incandescent |  | Standard A Lamp | 2 | 60 | 112902 | Bathroom
Table | Incandescent |  | Standard A Lamp | 1 | 60 | 112902 | Bathroom
Ceiling Fixture | Incandescent |  | Standard A Lamp | 2 | 60 | 112902 | Bathroom
Wall Mount | Incandescent |  | Standard A Lamp | 1 | 60 | 112902 | Bathroom
Recessed Can | Compact Fluorescent |  | Twist | 1 | 17 | 112902 | Bathroom
Chandelier (Hanging) | Incandescent |  | Standard A Lamp | 5 | 60 | 112902 | Bathroom
Floor lamp | Incandescent |  | Standard A Lamp | 2 | 60 | 112902 | Bathroom
Table | Incandescent |  | Standard A Lamp | 1 | 20 | 112902 | Bathroom
Ceiling Fixture | Incandescent |  | Standard A Lamp | 1 | 60 | 112902 | Bathroom
Ceiling Fixture | Compact Fluorescent |  | Twist | 1 | 14 | 112902 | Bathroom
Wall Mount | Incandescent |  | Standard A Lamp | 2 | 60 | 112971 | Bathroom
Recessed - other | Incandescent |  | Heat Lamp | 1 | 150 | 112971 | Bathroom
Ceiling Fan | Compact Fluorescent |  | Twist | 3 | 14 | 112971 | Bathroom
Floor lamp | Compact Fluorescent |  | Twist | 1 | 11 | 112971 | Bathroom
Other | Halogen |  | MR | 1 | 20 | 112971 | Bathroom
Ceiling Fixture | Compact Fluorescent |  | Twist | 1 | 14 | 112971 | Bathroom
Chandelier (Hanging) | Compact Fluorescent |  | Twist | 1 | 23 | 112971 | Bathroom
Other | Incandescent |  | Mini base | 1 | 30 | 112971 | Bathroom
Track | Halogen |  | PAR | 1 | 60 | 112971 | Bathroom
Ceiling Fixture | Compact Fluorescent |  | Twist | 1 | 14 | 112971 | Bathroom
Ceiling Fan | Compact Fluorescent |  | Twist | 1 | 14 | 112971 | Bathroom
Ceiling Fixture | Incandescent |  | Standard A Lamp | 1 | 60 | 112971 | Bathroom
Other | Halogen |  | MR | 1 | 20 | 112971 | Bathroom
Recessed - other | Incandescent |  | Heat Lamp | 1 | 250 | 112972 | Bathroom
Wall Mount | Incandescent |  | Globe | 1 | 40 | 112972 | Bathroom
Ceiling Fixture | Incandescent |  | Standard A Lamp | 1 | 40 | 112972 | Bathroom
Ceiling Fixture | Incandescent |  | Standard A Lamp | 2 | 40 | 112972 | Bathroom
Floor lamp | Incandescent |  | Decorative | 1 | 25 | 112972 | Bathroom
Table | Incandescent |  | 3-Way Incandescent | 1 | 250 | 112972 | Bathroom
Table | Incandescent |  | 3-Way Incandescent | 1 | 100 | 112972 | Bathroom
Chandelier (Hanging) | Incandescent |  | Decorative | 1 | 40 | 112972 | Bathroom
Table | Incandescent |  | Standard A Lamp | 1 | 40 | 112972 | Bathroom
Ceiling Fixture | Incandescent |  | Standard A Lamp | 1 | 40 | 112972 | Bathroom
Track | Incandescent |  | Reflector | 3 | 60 | 112972 | Bathroom
Other | Incandescent |  | Mini base | 1 | 30 | 112972 | Bathroom
Chandelier (Hanging) | Incandescent |  | Decorative | 1 | 40 | 112972 | Bathroom
Other | Halogen |  | Other | 1 | 20 | 112972 | Bathroom
Recessed Can | Incandescent |  | Heat Lamp | 1 | 250 | 112973 | Bathroom
Wall Mount | Incandescent |  | Globe | 1 | 40 | 112973 | Bathroom
Table | Incandescent |  | Standard A Lamp | 4 | 40 | 112973 | Bathroom
Ceiling Fixture | Incandescent |  | Standard A Lamp | 1 | 40 | 112973 | Bathroom
Track | Halogen |  | PAR | 1 | 120 | 112973 | Bathroom
Ceiling Fan |  |  |  | 1 |  | 112973 | Bathroom
Floor lamp | Halogen |  | Quartz Tube | 10 | 50 | 112973 | Bathroom
Floor lamp | Halogen |  | Quartz Tube | 1 | 250 | 112973 | Bathroom
Track | Halogen |  | PAR | 2 | 60 | 112973 | Bathroom
Wall Mount | Incandescent |  | Standard A Lamp | 1 | 60 | 112973 | Bathroom
Recessed - other | Incandescent |  | Heat Lamp | 1 | 250 | 112973 | Bathroom
Recessed - other |  |  |  | 1 |  | 112973 | Bathroom
Floor lamp | Incandescent |  | Standard A Lamp | 1 | 25 | 112973 | Bathroom
Floor lamp | Halogen |  | Quartz Tube | 1 | 250 | 112973 | Bathroom
Ceiling Fixture | Compact Fluorescent |  | Twist | 1 | 18 | 112973 | Bathroom
Track | Halogen |  | PAR | 3 | 60 | 112973 | Bathroom
Chandelier (Hanging) | Incandescent |  | Standard A Lamp | 1 | 40 | 112973 | Bathroom
Other | Incandescent |  | Mini base | 1 | 30 | 112973 | Bathroom
Ceiling Fixture | Compact Fluorescent |  | Twist | 1 | 13 | 113451 | Master Bedroom
Table | Compact Fluorescent |  | Twist | 1 | 13 | 113451 | Master Bedroom
Ceiling Fixture | Compact Fluorescent |  | Twist | 2 | 23 | 113451 | Master Bedroom
Other | Compact Fluorescent |  | Twist | 1 | 13 | 113451 | Master Bedroom
Table | Incandescent |  | Other | 1 | 20 | 113451 | Master Bedroom
Ceiling Fixture | Compact Fluorescent |  | Twist | 1 | 13 | 113451 | Master Bedroom
Floor lamp | Compact Fluorescent |  | Twist | 1 | 13 | 113451 | Master Bedroom
Table | Compact Fluorescent |  | Twist | 1 | 13 | 113451 | Master Bedroom
Wall Mount | Incandescent |  | Standard A Lamp | 2 | 75 | 113452 | Bathroom
Other | Incandescent |  | Decorative | 1 | 7 | 113452 | Bathroom
Ceiling Fixture | Incandescent |  | Standard A Lamp | 2 | 75 | 113452 | Bathroom
Ceiling Fixture | Incandescent |  | Standard A Lamp | 2 | 60 | 113452 | Bathroom
Table | Incandescent |  | Standard A Lamp | 1 | 60 | 113452 | Bathroom
Other | Incandescent |  | Standard A Lamp | 2 | 75 | 113452 | Bathroom
Ceiling Fixture | Incandescent |  | Standard A Lamp | 2 | 500 | 113452 | Bathroom
Ceiling Fixture | Incandescent |  | Standard A Lamp | 1 | 60 | 113452 | Bathroom
Ceiling Fixture | Incandescent |  | Standard A Lamp | 2 | 60 | 113452 | Bathroom
Floor lamp | Compact Fluorescent |  | Twist | 1 | 26 | 113452 | Bathroom
Wall Mount | Compact Fluorescent |  | Twist | 2 | 13 | 113453 | Bathroom
Ceiling Fixture | Compact Fluorescent |  | Twist | 2 | 13 | 113453 | Bathroom
Table | Compact Fluorescent |  | Twist | 1 | 13 | 113453 | Bathroom
Ceiling Fixture | Compact Fluorescent |  | Twist | 2 | 13 | 113453 | Bathroom
Table | Compact Fluorescent |  | Twist | 1 | 13 | 113453 | Bathroom
Ceiling Fixture | Compact Fluorescent |  | Twist | 1 | 13 | 113453 | Bathroom
Other | Compact Fluorescent |  | Twist | 2 | 13 | 113453 | Bathroom
Table | Compact Fluorescent |  | Twist | 1 | 13 | 113453 | Bathroom
Ceiling Fixture | Compact Fluorescent |  | Twist | 1 | 13 | 113453 | Bathroom
Ceiling Fixture | Compact Fluorescent |  | Twist | 2 | 13 | 113453 | Bathroom
Wall Mount | Incandescent |  | Decorative | 6 | 25 | 114131 | Bathroom
Recessed - other | Incandescent |  | Heat Lamp | 1 | 250 | 114131 | Bathroom
Wall Mount | Incandescent |  | Decorative | 6 | 25 | 114131 | Bathroom
Recessed - other | Incandescent |  | Heat Lamp | 1 | 250 | 114131 | Bathroom
Ceiling Fixture | Incandescent |  | Standard A Lamp | 2 | 60 | 114131 | Bathroom
Ceiling Fixture | Incandescent |  | Standard A Lamp | 1 | 60 | 114131 | Bathroom
Track | Incandescent |  | Reflector | 3 | 65 | 114131 | Bathroom
Wall Mount | Incandescent |  | Standard A Lamp | 1 | 60 | 114131 | Bathroom
Track | Incandescent |  | Reflector | 4 | 65 | 114131 | Bathroom
Wall Mount | Incandescent |  | Standard A Lamp | 1 | 40 | 114131 | Bathroom
Floor lamp | Incandescent |  | Standard A Lamp | 1 | 60 | 114131 | Bathroom
Torchiere | Incandescent |  | Standard A Lamp | 1 | 60 | 114131 | Bathroom
Wall Mount | Incandescent |  | Decorative | 4 | 25 | 114132 | Bathroom
Recessed - other | Incandescent |  | Heat Lamp | 1 | 250 | 114132 | Bathroom
Wall Mount | Incandescent |  | Decorative | 4 | 25 | 114132 | Bathroom
Recessed - other | Incandescent |  | Heat Lamp | 1 | 250 | 114132 | Bathroom
Ceiling Fixture | Incandescent |  | Standard A Lamp | 1 | 60 | 114132 | Bathroom
Chandelier (Hanging) | Incandescent |  | Standard A Lamp | 5 | 60 | 114132 | Bathroom
Wall Mount | Compact Fluorescent |  | Twist | 1 | 15 | 114132 | Bathroom
Track | Incandescent |  | Reflector | 3 | 65 | 114132 | Bathroom
Recessed Can | Incandescent |  | Reflector | 1 | 65 | 114132 | Bathroom
Table | Compact Fluorescent |  | Twist | 2 | 22 | 114132 | Bathroom
Table | Incandescent |  | 3-Way Incandescent | 1 | 150 | 114132 | Bathroom
Table | Compact Fluorescent |  | Straight Tube | 1 | 15 | 114132 | Bathroom
Wall Mount | Incandescent |  | Standard A Lamp | 3 | 60 | 115371 | Bathroom
Ceiling Fixture | Incandescent |  | Standard A Lamp | 1 | 60 | 115371 | Bathroom
Ceiling Fixture | Incandescent |  | Standard A Lamp | 2 | 60 | 115371 | Bathroom
Table | Incandescent |  | Standard A Lamp | 1 | 75 | 115371 | Bathroom
Ceiling Fixture | Incandescent |  | Standard A Lamp | 2 | 60 | 115371 | Bathroom
Wall Mount | Incandescent |  | Standard A Lamp | 1 | 100 | 115371 | Bathroom
Ceiling Fixture | Incandescent |  | Standard A Lamp | 2 | 60 | 115371 | Bathroom
Ceiling Fixture | Incandescent |  | Standard A Lamp | 5 | 75 | 115371 | Bathroom
Wall Mount | Incandescent |  | Standard A Lamp | 1 | 75 | 115371 | Bathroom
Table | Incandescent |  | Decorative | 2 | 40 | 115371 | Bathroom
Ceiling Fixture | Linear Fluorescent | 2 | T-12 | 1 | 20 | 115371 | Bathroom
Wall Mount | Incandescent |  | Standard A Lamp | 1 | 60 | 115371 | Bathroom
Ceiling Fixture | Incandescent |  | Standard A Lamp | 2 | 60 | 115371 | Bathroom
Wall Mount | Incandescent |  | Standard A Lamp | 6 | 40 | 115372 | Bathroom
Ceiling Fixture | Incandescent |  | Reflector | 2 | 250 | 115372 | Bathroom
Ceiling Fixture | Incandescent |  | Standard A Lamp | 2 | 60 | 115372 | Bathroom
Table | Incandescent |  | 3-Way Incandescent | 1 | 100 | 115372 | Bathroom
Ceiling Fixture | Incandescent |  | Standard A Lamp | 2 | 100 | 115372 | Bathroom
Ceiling Fixture | Incandescent |  | Standard A Lamp | 1 | 60 | 115372 | Bathroom
Ceiling Fixture | Incandescent |  | Standard A Lamp | 1 | 100 | 115372 | Bathroom
Ceiling Fixture | Incandescent |  | Standard A Lamp | 1 | 60 | 115372 | Bathroom
Table | Incandescent |  | 3-Way Incandescent | 1 | 100 | 115372 | Bathroom
Ceiling Fixture | Incandescent |  | Standard A Lamp | 2 | 60 | 115372 | Bathroom
Wall Mount | Incandescent |  | Standard A Lamp | 1 | 60 | 115372 | Bathroom
Wall Mount | Linear Fluorescent | 2 | T-12 | 1 | 20 | 115372 | Bathroom
Wall Mount | Incandescent |  | Decorative | 4 | 60 | 115373 | Bathroom
Ceiling Fixture | Incandescent |  | Reflector | 2 | 250 | 115373 | Bathroom
Ceiling Fixture | Incandescent |  | Decorative | 5 | 25 | 115373 | Bathroom
Table | Compact Fluorescent |  | Twist | 1 | 20 | 115373 | Bathroom
Ceiling Fixture | Incandescent |  | Standard A Lamp | 2 | 100 | 115373 | Bathroom
Ceiling Fixture |  |  |  | 1 |  | 115373 | Bathroom
Ceiling Fixture | Other |  | Other | 1 | 22 | 115373 | Bathroom
Wall Mount | Linear Fluorescent | 2 | T-12 | 1 | 20 | 115373 | Bathroom
Ceiling Fixture | Incandescent |  | Decorative | 5 | 25 | 115373 | Bathroom
Table | Incandescent |  | Decorative | 4 | 40 | 115373 | Bathroom
Ceiling Fixture | Incandescent |  | Decorative | 3 | 40 | 115373 | Bathroom
Table | Incandescent |  | Standard A Lamp | 2 | 60 | 115373 | Bathroom
Wall Mount | Compact Fluorescent |  | Globe | 3 | 40 | 115981 | Bathroom
Recessed - other | Incandescent |  | Heat Lamp | 1 | 250 | 115981 | Bathroom
Table | Compact Fluorescent |  | Twist | 1 | 14 | 115981 | Bathroom
Ceiling Fixture | Compact Fluorescent |  | Twist | 1 | 14 | 115981 | Bathroom
Ceiling Fixture | Compact Fluorescent |  | Twist | 1 | 14 | 115981 | Bathroom
Ceiling Fixture | Linear Fluorescent | 4 | T-12 | 2 | 40 | 115981 | Bathroom
Ceiling Fixture | Compact Fluorescent |  | Twist | 1 | 13 | 115981 | Bathroom
Ceiling Fixture | Compact Fluorescent |  | Twist | 3 | 15 | 115981 | Bathroom
Ceiling Fan | Compact Fluorescent |  | Twist | 1 | 14 | 115981 | Bathroom
Table | Compact Fluorescent |  | Twist | 1 | 14 | 115981 | Bathroom
Ceiling Fixture | Compact Fluorescent |  | Twist | 3 | 14 | 115981 | Bathroom
Wall Mount | Compact Fluorescent |  | Globe | 3 | 40 | 115981 | Bathroom
Recessed - other | Incandescent |  | Heat Lamp | 1 | 250 | 115981 | Bathroom
Table | Compact Fluorescent |  | Twist | 1 | 14 | 115981 | Bathroom
Wall Mount | Compact Fluorescent |  | Globe | 3 | 40 | 115982 | Bathroom
Recessed - other | Incandescent |  | Reflector | 1 | 250 | 115982 | Bathroom
Table | Compact Fluorescent |  | Twist | 1 | 14 | 115982 | Bathroom
Table | Compact Fluorescent |  | Twist | 1 | 14 | 115982 | Bathroom
Ceiling Fixture | Compact Fluorescent |  | Twist | 1 | 14 | 115982 | Bathroom
Ceiling Fixture | Linear Fluorescent | 4 | T-12 | 2 | 40 | 115982 | Bathroom
Recessed - other | Compact Fluorescent |  | Twist | 1 | 14 | 115982 | Bathroom
Ceiling Fan | Compact Fluorescent |  | Twist | 1 | 14 | 115982 | Bathroom
Ceiling Fixture | Compact Fluorescent |  | Twist | 1 | 14 | 115982 | Bathroom
Table | Compact Fluorescent |  | Twist | 1 | 14 | 115982 | Bathroom
Ceiling Fixture | Compact Fluorescent |  | Twist | 3 | 14 | 115982 | Bathroom
Wall Mount | Compact Fluorescent |  | Globe | 3 | 40 | 115982 | Bathroom
Recessed - other | Incandescent |  | Heat Lamp | 1 | 250 | 115982 | Bathroom
Table | Incandescent |  | Standard A Lamp | 1 | 100 | 115982 | Bathroom
Ceiling Fixture | Linear Fluorescent | 4 | T-12 | 2 | 40 | 115983 | Kitchen
Recessed - other | Compact Fluorescent |  | Twist | 1 | 14 | 115983 | Kitchen
Recessed - other | Incandescent |  | Heat Lamp | 1 | 250 | 115983 | Kitchen
Ceiling Fixture | Incandescent |  | Clear | 1 | 40 | 115983 | Kitchen
Ceiling Fixture | Compact Fluorescent |  | Twist | 2 | 14 | 115983 | Kitchen
Ceiling Fixture | Compact Fluorescent |  | Twist | 1 | 14 | 115983 | Kitchen
Ceiling Fan | Compact Fluorescent |  | A shape bulb | 1 | 14 | 115983 | Kitchen
Recessed Can | Incandescent |  | Heat Lamp | 1 | 250 | 115983 | Kitchen
Floor lamp | Incandescent |  | Standard A Lamp | 1 | 40 | 115983 | Kitchen
Recessed Can | Incandescent |  | Heat Lamp | 1 | 250 | 118791 | Bathroom
Wall Mount | Compact Fluorescent |  | Twist | 5 | 13 | 118791 | Bathroom
Floor lamp | Incandescent |  | Decorative | 5 | 40 | 118791 | Bathroom
Table | Incandescent |  | Decorative | 1 | 40 | 118791 | Bathroom
Ceiling Fixture | Compact Fluorescent |  | Twist | 1 | 13 | 118791 | Bathroom
Ceiling Fixture | Incandescent |  | Standard A Lamp | 1 | 60 | 118791 | Bathroom
Chandelier (Hanging) | Compact Fluorescent |  | Twist | 3 | 13 | 118791 | Bathroom
Recessed Can | Compact Fluorescent |  | Flood | 4 | 23 | 118791 | Bathroom
Recessed - other | Incandescent |  | Mini base | 1 | 40 | 118791 | Bathroom
Table | Incandescent |  | Standard A Lamp | 1 | 100 | 118791 | Bathroom
Table | Compact Fluorescent |  | Twist | 1 | 13 | 118791 | Bathroom
Wall Mount | Compact Fluorescent |  | Twist | 4 | 13 | 118791 | Bathroom
Recessed Can | Incandescent |  | Heat Lamp | 1 | 250 | 118791 | Bathroom
Wall Mount | Compact Fluorescent |  | Twist | 4 | 13 | 118792 | Bathroom
Recessed Can | Incandescent |  | Heat Lamp | 1 | 150 | 118792 | Bathroom
Floor lamp | Incandescent |  | Standard A Lamp | 1 | 75 | 118792 | Bathroom
Floor lamp | Incandescent |  | Standard A Lamp | 1 | 100 | 118792 | Bathroom
Table | Incandescent |  | Mini base | 1 | 25 | 118792 | Bathroom
Ceiling Fixture | Compact Fluorescent |  | Reflector | 1 | 13 | 118792 | Bathroom
Chandelier (Hanging) | Compact Fluorescent |  | Twist | 5 | 13 | 118792 | Bathroom
Recessed Can | Compact Fluorescent |  | Reflector | 1 | 14 | 118792 | Bathroom
Table | Incandescent |  | Standard A Lamp | 1 | 75 | 118792 | Bathroom
Floor lamp | Incandescent |  | Standard A Lamp | 1 | 100 | 118792 | Bathroom
Ceiling Fixture | Incandescent |  | Standard A Lamp | 1 | 60 | 118792 | Bathroom
Recessed Can | Incandescent |  | Reflector | 1 | 60 | 118792 | Bathroom
Recessed - other | Incandescent |  | Mini base | 1 | 40 | 118792 | Bathroom
Wall Mount | Compact Fluorescent |  | Twist | 4 | 13 | 118792 | Bathroom
Recessed Can | Incandescent |  | Heat Lamp | 1 | 250 | 118792 | Bathroom
Wall Mount | Incandescent |  | Standard A Lamp | 4 | 40 | 118871 | Bathroom
Ceiling Fixture | Incandescent |  | Reflector | 1 | 150 | 118871 | Bathroom
Ceiling Fixture | Incandescent |  | Standard A Lamp | 1 | 60 | 118871 | Bathroom
Ceiling Fixture | Incandescent |  | Standard A Lamp | 1 | 60 | 118871 | Bathroom
Table | Compact Fluorescent |  | Twist | 1 | 15 | 118871 | Bathroom
Ceiling Fixture | Compact Fluorescent |  | Twist | 2 | 14 | 118871 | Bathroom
Ceiling Fixture | Compact Fluorescent |  | Twist | 2 | 14 | 118871 | Bathroom
Table | Compact Fluorescent |  | Twist | 1 | 14 | 118871 | Bathroom
Ceiling Fixture | Incandescent |  | Standard A Lamp | 1 | 60 | 118871 | Bathroom
Ceiling Fixture | Compact Fluorescent |  | Twist | 1 | 13 | 118871 | Bathroom
Ceiling Fixture | Linear Fluorescent | 4 | T-8 | 2 | 32 | 118871 | Bathroom
Recessed Can | Compact Fluorescent |  | Twist | 1 | 14 | 118871 | Bathroom
Other | Incandescent |  | Standard A Lamp | 1 | 40 | 118871 | Bathroom
Ceiling Fixture | Linear Fluorescent | 2 | T-4 | 1 | 16 | 118871 | Bathroom
Ceiling Fixture | Compact Fluorescent |  | Twist | 2 | 14 | 118871 | Bathroom
Chandelier (Hanging) | Incandescent |  | Standard A Lamp | 5 | 40 | 118871 | Bathroom
Table | Incandescent |  | Standard A Lamp | 1 | 60 | 118871 | Bathroom
Wall Mount | Incandescent |  | Globe | 4 | 40 | 118871 | Bathroom
Ceiling Fixture | Incandescent |  | Heat Lamp | 1 | 250 | 118871 | Bathroom
Table | Incandescent |  | Standard A Lamp | 1 | 40 | 118871 | Bathroom
Ceiling Fixture | Incandescent |  | Standard A Lamp | 2 | 60 | 118871 | Bathroom
Ceiling Fixture | Incandescent |  | Standard A Lamp | 1 | 60 | 118871 | Bathroom
Ceiling Fixture | Incandescent |  | Reflector | 1 | 125 | 118872 | Bathroom
Wall Mount | Incandescent |  | Globe | 4 | 40 | 118872 | Bathroom
Table | Compact Fluorescent |  | Twist | 1 | 14 | 118872 | Bathroom
Table | Other |  | Other | 1 | 30 | 118872 | Bathroom
Table | Incandescent |  | Standard A Lamp | 1 | 40 | 118872 | Bathroom
Table | Incandescent |  | Globe | 1 | 30 | 118872 | Bathroom
Ceiling Fixture | Incandescent |  | Standard A Lamp | 1 | 60 | 118872 | Bathroom
Ceiling Fixture | Incandescent |  | Standard A Lamp | 1 | 60 | 118872 | Bathroom
Ceiling Fixture | Incandescent |  | Standard A Lamp | 1 | 60 | 118872 | Bathroom
Ceiling Fixture | Linear Fluorescent | 4 | T-8 | 2 | 32 | 118872 | Bathroom
Other | Incandescent |  | Standard A Lamp | 1 | 40 | 118872 | Bathroom
Other | Incandescent |  | Standard A Lamp | 1 | 60 | 118872 | Bathroom
Table | Compact Fluorescent |  | Twist | 1 | 18 | 118872 | Bathroom
Wall Mount | Compact Fluorescent |  | Twist | 4 | 13 | 118873 | Bathroom
Ceiling Fixture | Incandescent |  | Reflector | 1 | 250 | 118873 | Bathroom
Floor lamp | Compact Fluorescent |  | Twist | 1 | 23 | 118873 | Bathroom
Table | Incandescent |  | Decorative | 1 | 40 | 118873 | Bathroom
Floor lamp | Incandescent |  | 3-Way Incandescent | 1 | 150 | 118873 | Bathroom
Ceiling Fixture | Incandescent |  | Standard A Lamp | 1 | 40 | 118873 | Bathroom
Ceiling Fixture | Linear Fluorescent | 4 | T-8 | 2 | 20 | 118873 | Bathroom
Other | Incandescent |  | Standard A Lamp | 1 | 40 | 118873 | Bathroom
Ceiling Fixture | Incandescent |  | Standard A Lamp | 1 | 40 | 118873 | Bathroom
Table | Compact Fluorescent |  | Twist | 1 | 14 | 118873 | Bathroom
Torchiere | Incandescent |  | Standard A Lamp | 2 | 100 | 118873 | Bathroom
Chandelier (Hanging) | Incandescent |  | Decorative | 9 | 25 | 118873 | Bathroom
Ceiling Fixture | Compact Fluorescent |  | Twist | 3 | 25 | 118873 | Bathroom
Ceiling Fixture | Compact Fluorescent |  | Twist | 2 | 14 | 118873 | Bathroom
Wall Mount | Compact Fluorescent |  | Twist | 5 | 13 | 119301 | Bathroom
Recessed Can | Incandescent |  | Heat Lamp | 1 | 250 | 119301 | Bathroom
Wall Mount | Compact Fluorescent |  | Twist | 5 | 13 | 119301 | Bathroom
Recessed Can | Incandescent |  | Heat Lamp | 1 | 250 | 119301 | Bathroom
Table | Incandescent |  | Decorative | 1 | 20 | 119301 | Bathroom
Floor lamp | Incandescent |  | Mini base | 5 | 40 | 119301 | Bathroom
Other | Compact Fluorescent |  | Decorative | 1 | 9 | 119301 | Bathroom
Ceiling Fixture | Compact Fluorescent |  | Twist | 1 | 13 | 119301 | Bathroom
Ceiling Fixture | Compact Fluorescent |  | Twist | 2 | 13 | 119301 | Bathroom
Ceiling Fixture | Linear Fluorescent | 4 | T-12 | 2 | 40 | 119301 | Bathroom
Other | Compact Fluorescent |  | Twist | 1 | 13 | 119301 | Bathroom
Ceiling Fan | Compact Fluorescent |  | Twist | 4 | 13 | 119301 | Bathroom
Wall Mount | Compact Fluorescent |  | Twist | 5 | 13 | 119302 | Bathroom
Recessed Can | Incandescent |  | Heat Lamp | 1 | 250 | 119302 | Bathroom
Wall Mount | Compact Fluorescent |  | Twist | 5 | 13 | 119302 | Bathroom
Recessed Can | Incandescent |  | Heat Lamp | 1 | 250 | 119302 | Bathroom
Wall Mount | Linear Fluorescent | 4 | T-12 | 2 | 40 | 119302 | Bathroom
Floor lamp | Incandescent |  | Decorative | 3 | 20 | 119302 | Bathroom
Wall Mount | Linear Fluorescent | 4 | T-12 | 2 | 40 | 119302 | Bathroom
Ceiling Fixture | Compact Fluorescent |  | Twist | 1 | 13 | 119302 | Bathroom
Ceiling Fixture | Compact Fluorescent |  | Twist | 2 | 13 | 119302 | Bathroom
Ceiling Fixture | Linear Fluorescent | 4 | T-12 | 2 | 40 | 119302 | Bathroom
Other | Compact Fluorescent |  | Twist | 1 | 13 | 119302 | Bathroom
Recessed Can | Incandescent |  | Heat Lamp | 1 | 250 | 119302 | Bathroom
Wall Mount | Linear Fluorescent | 4 | T-12 | 2 | 40 | 119302 | Bathroom
Ceiling Fan | Compact Fluorescent |  | Twist | 4 | 13 | 119302 | Bathroom
Ceiling Fixture | Compact Fluorescent |  | Twist | 1 | 13 | 119302 | Bathroom
Wall Mount | Incandescent |  | Globe | 3 | 60 | 119491 | Bathroom
Recessed - other | Halogen |  | PAR | 1 | 90 | 119491 | Bathroom
Ceiling Fixture | Incandescent |  | Clear | 1 | 60 | 119491 | Bathroom
Ceiling Fixture | Compact Fluorescent |  | Twist | 2 | 14 | 119491 | Bathroom
Ceiling Fixture | Incandescent |  | Clear | 1 | 60 | 119491 | Bathroom
Other | Compact Fluorescent |  | Twist | 1 | 13 | 119491 | Bathroom
Ceiling Fixture | Incandescent |  | Standard A Lamp | 1 | 60 | 119491 | Bathroom
Ceiling Fixture | Incandescent |  | Standard A Lamp | 1 | 60 | 119491 | Bathroom
Wall Mount | Incandescent |  | Globe | 3 | 60 | 119491 | Bathroom
Recessed - other | Incandescent |  | Heat Lamp | 1 | 250 | 119491 | Bathroom
Floor lamp | Compact Fluorescent |  | Twist | 1 | 13 | 119491 | Bathroom
Ceiling Fixture | Compact Fluorescent |  | Twist | 2 | 10 | 119491 | Bathroom
Wall Mount | Incandescent |  | Globe | 3 | 60 | 119492 | Bathroom
Recessed - other | Incandescent |  | Heat Lamp | 1 | 100 | 119492 | Bathroom
Ceiling Fixture | Incandescent |  | Standard A Lamp | 1 | 60 | 119492 | Bathroom
Ceiling Fixture | Incandescent |  | Standard A Lamp | 1 | 60 | 119492 | Bathroom
Ceiling Fixture | Incandescent |  | Standard A Lamp | 1 | 60 | 119492 | Bathroom
Ceiling Fixture | Compact Fluorescent |  | Twist | 1 | 15 | 119492 | Bathroom
Ceiling Fixture | Incandescent |  | Standard A Lamp | 3 | 60 | 119492 | Bathroom
Ceiling Fixture | Compact Fluorescent |  | Twist | 1 | 15 | 119492 | Bathroom
Recessed - other | Incandescent |  | Standard A Lamp | 1 | 60 | 119492 | Bathroom
Ceiling Fan | Incandescent |  | Decorative | 4 | 60 | 119492 | Bathroom
Floor lamp | Compact Fluorescent |  | Twist | 1 | 15 | 119492 | Bathroom
Wall Mount | Incandescent |  | Globe | 3 | 60 | 119492 | Bathroom
Recessed - other | Incandescent |  | Heat Lamp | 1 | 250 | 119492 | Bathroom
Table | Incandescent |  | Standard A Lamp | 1 | 50 | 119492 | Bathroom
Wall Mount | Incandescent |  | Standard A Lamp | 3 | 60 | 119493 | Bathroom
Recessed - other | Incandescent |  | Heat Lamp | 1 | 125 | 119493 | Bathroom
Ceiling Fixture | Incandescent |  | Standard A Lamp | 1 | 60 | 119493 | Bathroom
Ceiling Fixture | Incandescent |  | Standard A Lamp | 1 | 60 | 119493 | Bathroom
Ceiling Fixture | Incandescent |  | Standard A Lamp | 1 | 60 | 119493 | Bathroom
Ceiling Fixture | Compact Fluorescent |  | Pin base | 1 | 26 | 119493 | Bathroom
Ceiling Fixture | Compact Fluorescent |  | Twist | 1 | 26 | 119493 | Bathroom
Recessed - other | Compact Fluorescent |  | Twist | 1 | 26 | 119493 | Bathroom
Ceiling Fan | Incandescent |  | Standard A Lamp | 4 | 60 | 119493 | Bathroom
Wall Mount | Incandescent |  | Clear | 3 | 60 | 119493 | Bathroom
Ceiling Fixture | Incandescent |  | Heat Lamp | 1 | 125 | 119493 | Bathroom
Ceiling Fixture | Incandescent |  | Standard A Lamp | 1 | 60 | 119493 | Bathroom
Wall Mount | Compact Fluorescent |  | Twist | 2 | 13 | 121671 | Bathroom
Recessed - other | Incandescent |  | Heat Lamp | 1 | 250 | 121671 | Bathroom
Ceiling Fan | Compact Fluorescent |  | Twist | 1 | 13 | 121671 | Bathroom
Ceiling Fixture | Compact Fluorescent |  | Twist | 1 | 13 | 121671 | Bathroom
Table | Compact Fluorescent |  | Twist | 1 | 13 | 121671 | Bathroom
Ceiling Fixture | Compact Fluorescent |  | Twist | 1 | 13 | 121671 | Bathroom
Chandelier (Hanging) | Compact Fluorescent |  | Twist | 1 | 13 | 121671 | Bathroom
Ceiling Fixture | Linear Fluorescent | 4 | T-8 | 2 | 32 | 121671 | Bathroom
Other | Compact Fluorescent |  | Twist | 1 | 13 | 121671 | Bathroom
Table | Compact Fluorescent |  | Twist | 1 | 19 | 121671 | Bathroom
Floor lamp | Compact Fluorescent |  | Twist | 1 | 13 | 121671 | Bathroom
Wall Mount | Compact Fluorescent |  | Twist | 2 | 13 | 121672 | Bathroom
Recessed - other | Incandescent |  | Heat Lamp | 1 | 125 | 121672 | Bathroom
Ceiling Fixture | Compact Fluorescent |  | Twist | 2 | 13 | 121672 | Bathroom
Chandelier (Hanging) | Compact Fluorescent |  | Twist | 1 | 13 | 121672 | Bathroom
Ceiling Fixture | Compact Fluorescent |  | Twist | 1 | 13 | 121672 | Bathroom
Ceiling Fixture | Linear Fluorescent | 4 | T-8 | 2 | 32 | 121672 | Bathroom
Other | Incandescent |  | Clear | 1 | 40 | 121672 | Bathroom
Floor lamp | Compact Fluorescent |  | Twist | 1 | 13 | 121672 | Bathroom
Wall Mount | Compact Fluorescent |  | Twist | 2 | 13 | 121672 | Bathroom
Recessed - other | Incandescent |  | Heat Lamp | 1 | 250 | 121672 | Bathroom
Ceiling Fixture | Compact Fluorescent |  | Twist | 2 | 13 | 121672 | Bathroom
Ceiling Fixture | Compact Fluorescent |  | Twist | 1 | 13 | 121672 | Bathroom
Wall Mount | Incandescent |  | Standard A Lamp | 1 | 13 | 121673 | Bathroom
Recessed - other | Incandescent |  | Heat Lamp | 1 | 125 | 121673 | Bathroom
Ceiling Fixture | Compact Fluorescent |  | Twist | 2 | 13 | 121673 | Bathroom
Chandelier (Hanging) | Compact Fluorescent |  | Twist | 1 | 13 | 121673 | Bathroom
Ceiling Fixture | Compact Fluorescent |  | Twist | 1 | 13 | 121673 | Bathroom
Ceiling Fixture | Linear Fluorescent | 4 | T-8 | 2 | 32 | 121673 | Bathroom
Other | Incandescent |  | Standard A Lamp | 1 | 40 | 121673 | Bathroom
Wall Mount | Compact Fluorescent |  | Twist | 1 | 13 | 121673 | Bathroom
Recessed - other | Incandescent |  | Heat Lamp | 1 | 125 | 121673 | Bathroom
Ceiling Fan | Compact Fluorescent |  | Twist | 2 | 13 | 121673 | Bathroom
Table | Incandescent |  | Clear | 1 | 40 | 121673 | Bathroom
Ceiling Fixture | Compact Fluorescent |  | Twist | 1 | 13 | 121673 | Bathroom
Wall Mount | Incandescent |  | Globe | 6 | 40 | 121921 | Bathroom
Recessed - other | Incandescent |  | Heat Lamp | 2 | 250 | 121921 | Bathroom
Recessed Can | Incandescent |  | Standard A Lamp | 1 | 65 | 121921 | Bathroom
Table | Incandescent |  | Standard A Lamp | 1 | 100 | 121921 | Bathroom
Table | Incandescent |  | 3-Way Incandescent | 1 | 100 | 121921 | Bathroom
Wall Mount | Compact Fluorescent |  | Twist | 1 | 13 | 121921 | Bathroom
Ceiling Fixture | Incandescent |  | Standard A Lamp | 1 | 100 | 121921 | Bathroom
Table | Incandescent |  | 3-Way Incandescent | 1 | 100 | 121921 | Bathroom
Ceiling Fixture | Incandescent |  | Standard A Lamp | 2 | 60 | 121921 | Bathroom
Ceiling Fixture | Incandescent |  | Standard A Lamp | 1 | 60 | 121921 | Bathroom
Chandelier (Hanging) | Incandescent |  | Decorative | 24 | 25 | 121921 | Bathroom
Ceiling Fixture | Compact Fluorescent |  | Twist | 2 | 13 | 121921 | Bathroom
Table | Incandescent |  | Standard A Lamp | 1 | 40 | 121921 | Bathroom
Track | Halogen |  | MR | 6 | 75 | 121921 | Bathroom
Other | Incandescent |  | Standard A Lamp | 2 | 40 | 121921 | Bathroom
Ceiling Fixture | Compact Fluorescent |  | Twist | 1 | 20 | 121921 | Bathroom
Wall Mount | Incandescent |  | Standard A Lamp | 1 | 60 | 121921 | Bathroom
Table | Incandescent |  | Standard A Lamp | 1 | 100 | 121921 | Bathroom
Wall Mount | Incandescent |  | Globe | 10 | 40 | 121921 | Bathroom
Recessed - other | Incandescent |  | Heat Lamp | 2 | 250 | 121921 | Bathroom
Wall Mount | Incandescent |  | Globe | 4 | 40 | 121922 | Bathroom
Recessed - other | Incandescent |  | Heat Lamp | 2 | 250 | 121922 | Bathroom
Ceiling Fixture | Incandescent |  | Decorative | 3 | 40 | 121922 | Bathroom
Ceiling Fixture | Linear Fluorescent | 4 | T-8 | 4 | 32 | 121922 | Bathroom
Ceiling Fixture | Compact Fluorescent |  | Twist | 1 | 26 | 121922 | Bathroom
Other | Incandescent |  | Standard A Lamp | 2 | 40 | 121922 | Bathroom
Track | Halogen |  | MR | 3 | 50 | 121922 | Bathroom
Table | Compact Fluorescent |  | Twist | 1 | 26 | 121922 | Bathroom
Table | Compact Fluorescent |  | Twist | 1 | 20 | 121922 | Bathroom
Ceiling Fan | Incandescent |  | Standard A Lamp | 1 | 100 | 121922 | Bathroom
Floor lamp | Incandescent |  | 3-Way Incandescent | 1 | 150 | 121922 | Bathroom
Table | Incandescent |  | Decorative | 1 | 40 | 121922 | Bathroom
Ceiling Fixture | Incandescent |  | Standard A Lamp | 2 | 60 | 121922 | Bathroom
Ceiling Fixture | Linear Fluorescent | 4 | T-12 | 2 | 40 | 121922 | Bathroom
Ceiling Fixture | Halogen |  | Quartz Tube | 1 | 75 | 121922 | Bathroom
Wall Mount | Incandescent |  | Globe | 4 | 15 | 124051 | Bathroom
Floor lamp | Compact Fluorescent |  | Twist | 1 | 13 | 124051 | Bathroom
Floor lamp | Compact Fluorescent |  | Twist | 1 | 13 | 124051 | Bathroom
Ceiling Fixture | Compact Fluorescent |  | Twist | 1 | 13 | 124051 | Bathroom
Ceiling Fixture | Linear Fluorescent | 4 | T-8 | 2 | 32 | 124051 | Bathroom
Chandelier (Hanging) | Compact Fluorescent |  | Twist | 3 | 13 | 124051 | Bathroom
Ceiling Fixture | Incandescent |  | Standard A Lamp | 1 | 75 | 124051 | Bathroom
Wall Mount | Incandescent |  | Globe | 4 | 15 | 124052 | Bathroom
Table | Compact Fluorescent |  | Twist | 1 | 13 | 124052 | Bathroom
Ceiling Fixture | Incandescent |  | Globe | 1 | 60 | 124052 | Bathroom
Ceiling Fixture | Linear Fluorescent | 4 | T-8 | 2 | 32 | 124052 | Bathroom
Table | Compact Fluorescent |  | Twist | 2 | 13 | 124052 | Bathroom
Wall Mount | Incandescent |  | Globe | 4 | 15 | 124053 | Bathroom
Table | Compact Fluorescent |  | Twist | 1 | 13 | 124053 | Bathroom
Table | Compact Fluorescent |  | Twist | 1 | 13 | 124053 | Bathroom
Ceiling Fixture | Linear Fluorescent | 4 | T-8 | 2 | 32 | 124053 | Bathroom
Chandelier (Hanging) | Compact Fluorescent |  | Twist | 3 | 13 | 124053 | Bathroom
Floor lamp | Compact Fluorescent |  | Twist | 1 | 13 | 124053 | Bathroom
Ceiling Fixture | Incandescent |  | Standard A Lamp | 1 | 60 | 125111 | Bathroom
Wall Mount | Compact Fluorescent |  | Twist | 4 | 15 | 125111 | Bathroom
Recessed Can | Incandescent |  | Reflector | 1 | 65 | 125111 | Bathroom
Table | Compact Fluorescent |  | Twist | 1 | 13 | 125111 | Bathroom
Ceiling Fixture | Incandescent |  | Standard A Lamp | 2 | 60 | 125111 | Bathroom
Wall Mount | Compact Fluorescent |  | Twist | 1 | 15 | 125111 | Bathroom
Recessed Can | Incandescent |  | Reflector | 1 | 65 | 125111 | Bathroom
Ceiling Fixture | Compact Fluorescent |  | Twist | 2 | 13 | 125111 | Bathroom
Table | Compact Fluorescent |  | Twist | 1 | 13 | 125111 | Bathroom
Floor lamp | Compact Fluorescent |  | Twist | 1 | 22 | 125111 | Bathroom
Ceiling Fixture | Incandescent |  | Standard A Lamp | 1 | 60 | 125112 | Bathroom
Wall Mount | Incandescent |  | Standard A Lamp | 4 | 60 | 125112 | Bathroom
Table | Incandescent |  | Mini base | 1 | 15 | 125112 | Bathroom
Recessed Can | Incandescent |  | Reflector | 1 | 65 | 125112 | Bathroom
Table | Compact Fluorescent |  | Twist | 1 | 25 | 125112 | Bathroom
Ceiling Fixture | Incandescent |  | Standard A Lamp | 2 | 60 | 125112 | Bathroom
Wall Mount | Incandescent |  | Standard A Lamp | 1 | 60 | 125112 | Bathroom
Recessed Can | Incandescent |  | Reflector | 1 | 65 | 125112 | Bathroom
Ceiling Fan | Compact Fluorescent |  | Twist | 3 | 22 | 125112 | Bathroom
Ceiling Fixture | Incandescent |  | Standard A Lamp | 2 | 60 | 125112 | Bathroom
Floor lamp | Compact Fluorescent |  | Twist | 1 | 22 | 125112 | Bathroom
Ceiling Fixture | Incandescent |  | Standard A Lamp | 1 | 75 | 125113 | Bathroom
Wall Mount | Compact Fluorescent |  | Twist | 4 | 15 | 125113 | Bathroom
Table | Compact Fluorescent |  | Twist | 1 | 15 | 125113 | Bathroom
Recessed Can | Compact Fluorescent |  | Twist | 1 | 15 | 125113 | Bathroom
Table | Incandescent |  | Standard A Lamp | 1 | 75 | 125113 | Bathroom
Ceiling Fixture | Incandescent |  | Standard A Lamp | 2 | 60 | 125113 | Bathroom
Wall Mount | Compact Fluorescent |  | Twist | 1 | 15 | 125113 | Bathroom
Recessed Can | Compact Fluorescent |  | Twist | 1 | 15 | 125113 | Bathroom
Ceiling Fixture | Incandescent |  | Standard A Lamp | 2 | 60 | 125113 | Bathroom
Table | Compact Fluorescent |  | Twist | 1 | 22 | 125113 | Bathroom
Table | Incandescent |  | Standard A Lamp | 1 | 75 | 125113 | Bathroom
Wall Mount | Incandescent |  | Standard A Lamp | 5 | 60 | 126231 | Bathroom
Recessed - other | Incandescent |  | Heat Lamp | 1 | 250 | 126231 | Bathroom
Chandelier (Hanging) | Compact Fluorescent |  | Twist | 3 | 13 | 126231 | Bathroom
Ceiling Fixture | Incandescent |  | Standard A Lamp | 2 | 60 | 126231 | Bathroom
Ceiling Fixture | Compact Fluorescent |  | Twist | 2 | 20 | 126231 | Bathroom
Other | Halogen |  | Other | 1 | 60 | 126231 | Bathroom
Table | Compact Fluorescent |  | A shape bulb | 1 | 13 | 126231 | Bathroom
Table | Compact Fluorescent |  | Twist | 1 | 13 | 126231 | Bathroom
Floor lamp | Halogen |  | Quartz Tube | 1 | 300 | 126231 | Bathroom
Table | Compact Fluorescent |  | Twist | 1 | 13 | 126231 | Bathroom
Table | Incandescent |  | 3-Way Incandescent | 1 | 150 | 126231 | Bathroom
Table | Incandescent |  | Standard A Lamp | 1 | 60 | 126231 | Bathroom
Wall Mount | Incandescent |  | Standard A Lamp | 5 | 75 | 126232 | Bathroom
Recessed - other | Incandescent |  | Heat Lamp | 1 | 250 | 126232 | Bathroom
Wall Mount | Linear Fluorescent | 4 | T-12 | 2 | 40 | 126232 | Bathroom
Chandelier (Hanging) | Incandescent |  | Standard A Lamp | 3 | 75 | 126232 | Bathroom
Ceiling Fixture | Incandescent |  | Standard A Lamp | 2 | 75 | 126232 | Bathroom
Ceiling Fixture | Incandescent |  | Standard A Lamp | 2 | 75 | 126232 | Bathroom
Other | Halogen |  | Other | 1 | 60 | 126232 | Bathroom
Wall Mount | Linear Fluorescent | 4 | T-12 | 2 | 40 | 126232 | Bathroom
Wall Mount | Incandescent |  | Standard A Lamp | 3 | 60 | 126232 | Bathroom
Recessed - other | Incandescent |  | Heat Lamp | 1 | 250 | 126232 | Bathroom
Floor lamp | Incandescent |  | Standard A Lamp | 1 | 60 | 126232 | Bathroom
Wall Mount | Incandescent |  | Globe | 4 | 60 | 126511 | Bathroom
Recessed - other | Incandescent |  | Heat Lamp | 1 | 250 | 126511 | Bathroom
Ceiling Fixture | Incandescent |  | Standard A Lamp | 1 | 50 | 126511 | Bathroom
Ceiling Fixture | Incandescent |  | Standard A Lamp | 1 | 60 | 126511 | Bathroom
Ceiling Fixture | Incandescent |  | Standard A Lamp | 1 | 65 | 126511 | Bathroom
Recessed Can | Incandescent |  | Reflector | 1 | 65 | 126511 | Bathroom
Recessed Can | Incandescent |  | Reflector | 1 | 65 | 126511 | Bathroom
Recessed - other | Incandescent |  | Standard A Lamp | 1 | 65 | 126511 | Bathroom
Ceiling Fixture | Linear Fluorescent | 4 | T-12 | 2 | 40 | 126511 | Bathroom
Floor lamp | Incandescent |  | Standard A Lamp | 3 | 60 | 126511 | Bathroom
Table | Incandescent |  | Standard A Lamp | 2 | 60 | 126511 | Bathroom
Ceiling Fixture | Incandescent |  | Standard A Lamp | 1 | 100 | 126511 | Bathroom
Recessed - other | Incandescent |  | Heat Lamp | 1 | 250 | 126511 | Bathroom
Recessed Can | Incandescent |  | Reflector | 1 | 60 | 126511 | Bathroom
Wall Mount | Incandescent |  | Globe | 6 | 60 | 126511 | Bathroom
Table | Incandescent |  | Standard A Lamp | 2 | 60 | 126511 | Bathroom
Table | Incandescent |  | Standard A Lamp | 1 | 60 | 126511 | Bathroom
Ceiling Fixture | Incandescent |  | Standard A Lamp | 1 | 60 | 126511 | Bathroom
Wall Mount | Incandescent |  | Globe | 6 | 40 | 126512 | Bathroom
Recessed - other | Halogen |  | PAR | 1 | 50 | 126512 | Bathroom
Ceiling Fixture | Incandescent |  | Standard A Lamp | 1 | 60 | 126512 | Bathroom
Table | Incandescent |  | Standard A Lamp | 1 | 40 | 126512 | Bathroom
Floor lamp | Incandescent |  | Standard A Lamp | 1 | 75 | 126512 | Bathroom
Table | Incandescent |  | Standard A Lamp | 1 | 25 | 126512 | Bathroom
Ceiling Fixture | Incandescent |  | Standard A Lamp | 1 | 60 | 126512 | Bathroom
Table | Incandescent |  | Standard A Lamp | 1 | 60 | 126512 | Bathroom
Table | Incandescent |  | Standard A Lamp | 1 | 40 | 126512 | Bathroom
Recessed Can | Incandescent |  | Standard A Lamp | 1 | 75 | 126512 | Bathroom
Table | Incandescent |  | Standard A Lamp | 1 | 60 | 126512 | Bathroom
Recessed - other | Incandescent |  | Standard A Lamp | 1 | 60 | 126512 | Bathroom
Table | Incandescent |  | Standard A Lamp | 1 | 40 | 126512 | Bathroom
Table | Incandescent |  | Standard A Lamp | 1 | 75 | 126512 | Bathroom
Table | Incandescent |  | Standard A Lamp | 2 | 40 | 126512 | Bathroom
Table | Incandescent |  | Standard A Lamp | 1 | 40 | 126512 | Bathroom
Chandelier (Hanging) | Incandescent |  | Standard A Lamp | 1 | 75 | 126512 | Bathroom
Table | Incandescent |  | Standard A Lamp | 1 | 100 | 126512 | Bathroom
Table | Incandescent |  | Standard A Lamp | 1 | 60 | 126512 | Bathroom
Wall Mount | Incandescent |  | Decorative | 1 | 40 | 126512 | Bathroom
Ceiling Fixture | Incandescent |  | Standard A Lamp | 1 | 60 | 126512 | Bathroom
Wall Mount | Incandescent |  | Globe | 4 | 60 | 126513 | Bathroom
Recessed - other | Incandescent |  | Heat Lamp | 1 | 250 | 126513 | Bathroom
Ceiling Fixture | Compact Fluorescent |  | Twist | 1 | 40 | 126513 | Bathroom
Ceiling Fixture | Incandescent |  | Standard A Lamp | 1 | 65 | 126513 | Bathroom
Ceiling Fixture | Incandescent |  | Reflector | 1 | 65 | 126513 | Bathroom
Ceiling Fixture | Incandescent |  | Standard A Lamp | 1 | 65 | 126513 | Bathroom
Ceiling Fixture | Linear Fluorescent | 4 | T-12 | 2 | 40 | 126513 | Bathroom
Ceiling Fixture | Halogen |  | PAR | 1 | 75 | 126513 | Bathroom
Floor lamp | Compact Fluorescent |  | Twist | 1 | 40 | 126513 | Bathroom
Chandelier (Hanging) | Incandescent |  | Standard A Lamp | 1 | 60 | 126513 | Bathroom
Recessed - other | Incandescent |  | Heat Lamp | 1 | 250 | 126513 | Bathroom
Wall Mount | Incandescent |  | Globe | 6 | 60 | 126513 | Bathroom
Recessed Can | Incandescent |  | Reflector | 1 | 60 | 126513 | Bathroom
Ceiling Fixture | Compact Fluorescent |  | Twist | 1 | 40 | 126513 | Bathroom
Ceiling Fixture | Incandescent |  | Standard A Lamp | 1 | 60 | 126513 | Bathroom
Wall Mount | Compact Fluorescent |  | Twist | 1 | 15 | 127831 | Bathroom
Recessed - other | Incandescent |  | Heat Lamp | 1 | 250 | 127831 | Bathroom
Table | Compact Fluorescent |  | Twist | 1 | 60 | 127831 | Bathroom
Chandelier (Hanging) | Incandescent |  | Standard A Lamp | 3 | 40 | 127831 | Bathroom
Chandelier (Hanging) | Incandescent |  | Clear | 5 | 40 | 127831 | Bathroom
Recessed Can | Compact Fluorescent |  | Reflector | 1 | 22 | 127831 | Bathroom
Ceiling Fixture | Linear Fluorescent | 4 | T-12 | 2 | 40 | 127831 | Bathroom
Floor lamp | Compact Fluorescent |  | Twist | 1 | 22 | 127831 | Bathroom
Floor lamp | Incandescent |  | Standard A Lamp | 3 | 60 | 127831 | Bathroom
Torchiere | Incandescent |  | Standard A Lamp | 1 | 60 | 127831 | Bathroom
Wall Mount | Compact Fluorescent |  | Twist | 3 | 22 | 127831 | Bathroom
Recessed - other | Incandescent |  | Heat Lamp | 1 | 250 | 127831 | Bathroom
Chandelier (Hanging) | Incandescent |  | Standard A Lamp | 3 | 60 | 127831 | Bathroom
Wall Mount | Incandescent |  | Globe | 3 | 40 | 127832 | Bathroom
Ceiling Fixture | Incandescent |  | Standard A Lamp | 2 | 60 | 127832 | Bathroom
Chandelier (Hanging) | Compact Fluorescent |  | Mini base | 5 | 7 | 127832 | Bathroom
Ceiling Fixture | Linear Fluorescent | 4 | T-12 | 2 | 40 | 127832 | Bathroom
Floor lamp | Compact Fluorescent |  | Twist | 1 | 15 | 127832 | Bathroom
Wall Mount | Incandescent |  | Globe | 3 | 40 | 127833 | Bathroom
Recessed - other | Incandescent |  | Heat Lamp | 1 | 250 | 127833 | Bathroom
Chandelier (Hanging) | Incandescent |  | Decorative | 1 | 25 | 127833 | Bathroom
Ceiling Fixture | Incandescent |  | Standard A Lamp | 2 | 60 | 127833 | Bathroom
Chandelier (Hanging) | Incandescent |  | Reflector | 1 | 75 | 127833 | Bathroom
Recessed Can | Compact Fluorescent |  | A shape bulb | 1 | 15 | 127833 | Bathroom
Ceiling Fixture | Linear Fluorescent | 4 | T-12 | 2 | 40 | 127833 | Bathroom
Wall Mount | Compact Fluorescent |  | Twist | 1 | 22 | 127833 | Bathroom
Table | Incandescent |  | Standard A Lamp | 2 | 40 | 127833 | Bathroom
Floor lamp | Compact Fluorescent |  | Twist | 1 | 15 | 127833 | Bathroom
Wall Mount | Incandescent |  | Globe | 4 | 40 | 129321 | Bathroom
Ceiling Fixture | Incandescent |  | Heat Lamp | 1 | 120 | 129321 | Bathroom
Chandelier (Hanging) | Incandescent |  | Standard A Lamp | 1 | 25 | 129321 | Bathroom
Wall Mount | Incandescent |  | Standard A Lamp | 1 | 60 | 129321 | Bathroom
Chandelier (Hanging) | Incandescent |  | Mini base | 6 | 40 | 129321 | Bathroom
Ceiling Fixture | Incandescent |  | Decorative | 3 | 40 | 129321 | Bathroom
Wall Mount | Incandescent |  | Decorative | 1 | 40 | 129321 | Bathroom
Recessed Can | Incandescent |  | Reflector | 1 | 65 | 129321 | Bathroom
Recessed Can | Compact Fluorescent |  | Reflector | 1 | 20 | 129321 | Bathroom
Recessed Can | Incandescent |  | Reflector | 1 | 50 | 129321 | Bathroom
Table | Incandescent |  | Standard A Lamp | 1 | 150 | 129321 | Bathroom
Floor lamp | Incandescent |  | Standard A Lamp | 1 | 40 | 129321 | Bathroom
Table | Incandescent |  | Standard A Lamp | 1 | 100 | 129321 | Bathroom
Floor lamp | Compact Fluorescent |  | Pin base | 1 | 20 | 129321 | Bathroom
Recessed Can | Incandescent |  | Heat Lamp | 1 | 125 | 129321 | Bathroom
Wall Mount | Incandescent |  | Globe | 5 | 40 | 129321 | Bathroom
Floor lamp | Incandescent |  | Standard A Lamp | 1 | 100 | 129321 | Bathroom
Table | Incandescent |  | Decorative | 1 | 40 | 129321 | Bathroom
Ceiling Fixture | Incandescent |  | Decorative | 1 | 40 | 129322 | Bathroom
Ceiling Fixture | Linear Fluorescent | 4 | T-8 | 2 | 32 | 129322 | Bathroom
Ceiling Fixture | Incandescent |  | Standard A Lamp | 1 | 60 | 129322 | Bathroom
Wall Mount | Incandescent |  | Standard A Lamp | 1 | 60 | 129322 | Bathroom
Chandelier (Hanging) | Incandescent |  | Mini base | 5 | 40 | 129322 | Bathroom
Wall Mount | Incandescent |  | Decorative | 1 | 40 | 129322 | Bathroom
Ceiling Fixture | Incandescent |  | Decorative | 1 | 25 | 129322 | Bathroom
Recessed Can | Incandescent |  | Reflector | 1 | 65 | 129322 | Bathroom
Table | Incandescent |  | Standard A Lamp | 1 | 150 | 129322 | Bathroom
Table | Incandescent |  | Standard A Lamp | 1 | 60 | 129322 | Bathroom
Table | Incandescent |  | Standard A Lamp | 1 | 150 | 129322 | Bathroom
Ceiling Fixture | Incandescent |  | Standard A Lamp | 1 | 60 | 129322 | Bathroom
Ceiling Fixture | Linear Fluorescent | 4 | T-8 | 2 | 32 | 129322 | Bathroom
Ceiling Fixture | Incandescent |  | Standard A Lamp | 1 | 60 | 129322 | Bathroom
Wall Mount | Incandescent |  | Standard A Lamp | 1 | 75 | 129323 | Closet
Chandelier (Hanging) | Incandescent |  | Decorative | 4 | 40 | 129323 | Closet
Wall Mount | Compact Fluorescent |  | Twist | 1 | 20 | 129323 | Closet
Ceiling Fixture | Incandescent |  | Mini base | 3 | 25 | 129323 | Closet
Recessed Can | Incandescent |  | Reflector | 1 | 65 | 129323 | Closet
Recessed - other | Incandescent |  | Mini base | 1 | 40 | 129323 | Closet
Table | Incandescent |  | Standard A Lamp | 1 | 150 | 129323 | Closet
Floor lamp | Incandescent |  | Standard A Lamp | 1 | 60 | 129323 | Closet
Floor lamp | Incandescent |  | Reflector | 1 | 50 | 129323 | Closet
Ceiling Fixture | Incandescent |  | Decorative | 2 | 40 | 129323 | Closet
Ceiling Fixture | Linear Fluorescent | 4 | T-8 | 2 | 32 | 129323 | Closet
Ceiling Fixture | Compact Fluorescent |  | Twist | 1 | 14 | 129323 | Closet
Ceiling Fixture | Compact Fluorescent |  | Twist | 1 | 15 | 129323 | Closet
Table | Compact Fluorescent |  | Twist | 1 | 23 | 129323 | Closet
Ceiling Fixture | Halogen |  | PAR | 1 | 50 | 129323 | Closet
Table | Halogen |  | Quartz Tube | 1 | 20 | 129323 | Closet
Ceiling Fixture | Incandescent |  | Standard A Lamp | 1 | 40 | 129323 | Closet
Ceiling Fixture | Linear Fluorescent | 4 | T-8 | 2 | 32 | 129323 | Closet
Recessed - other | Incandescent |  | Heat Lamp | 1 | 250 | 129861 | Bathroom
Wall Mount | Linear Fluorescent | 4 | T-8 | 2 | 32 | 129861 | Bathroom
Ceiling Fixture | Compact Fluorescent |  | Twist | 2 | 13 | 129861 | Bathroom
Ceiling Fixture | Compact Fluorescent |  | Twist | 2 | 13 | 129861 | Bathroom
Other | Incandescent |  | Globe | 1 | 40 | 129861 | Bathroom
Ceiling Fixture | Linear Fluorescent | 4 | T-8 | 2 | 32 | 129861 | Bathroom
Floor lamp | Incandescent |  | Standard A Lamp | 2 | 50 | 129861 | Bathroom
Table | Incandescent |  | Globe | 1 | 40 | 129861 | Bathroom
Ceiling Fixture | Compact Fluorescent |  | Twist | 2 | 13 | 129861 | Bathroom
Recessed - other | Incandescent |  | Heat Lamp | 1 | 250 | 129862 | Bathroom
Wall Mount | Linear Fluorescent | 2 | T-8 | 2 | 17 | 129862 | Bathroom
Ceiling Fixture | Compact Fluorescent |  | Twist | 2 | 13 | 129862 | Bathroom
Ceiling Fixture | Compact Fluorescent |  | Twist | 2 | 13 | 129862 | Bathroom
Ceiling Fixture | Compact Fluorescent |  | Twist | 2 | 13 | 129862 | Bathroom
Ceiling Fixture | Linear Fluorescent | 4 | T-8 | 2 | 32 | 129862 | Bathroom
Other | Incandescent |  | Globe | 1 | 40 | 129862 | Bathroom
Ceiling Fixture | Compact Fluorescent |  | Twist | 2 | 13 | 129862 | Bathroom
Wall Mount | Compact Fluorescent |  | Twist | 4 | 15 | 129981 | Bathroom
Ceiling Fixture | Compact Fluorescent |  | Twist | 1 | 13 | 129981 | Bathroom
Ceiling Fixture | Incandescent |  | Heat Lamp | 1 | 250 | 129981 | Bathroom
Ceiling Fixture | Incandescent |  | Standard A Lamp | 1 | 60 | 129981 | Bathroom
Wall Mount | Compact Fluorescent |  | Twist | 3 | 15 | 129981 | Bathroom
Table | Incandescent |  | Standard A Lamp | 1 | 100 | 129981 | Bathroom
Table | Compact Fluorescent |  | Twist | 1 | 13 | 129981 | Bathroom
Chandelier (Hanging) | Compact Fluorescent |  | Twist | 2 | 15 | 129981 | Bathroom
Floor lamp | Halogen |  | Quartz Tube | 1 | 300 | 129981 | Bathroom
Ceiling Fixture | Incandescent |  | Standard A Lamp | 2 | 60 | 129981 | Bathroom
Ceiling Fixture | Linear Fluorescent | 4 | T-8 | 2 | 32 | 129981 | Bathroom
Ceiling Fixture | Linear Fluorescent | 1 | T-8 | 1 | 16 | 129981 | Bathroom
Ceiling Fixture | Incandescent |  | Standard A Lamp | 3 | 60 | 129981 | Bathroom
Other | Incandescent |  | Standard A Lamp | 2 | 30 | 129981 | Bathroom
Ceiling Fan | Incandescent |  | Standard A Lamp | 3 | 40 | 129981 | Bathroom
Floor lamp | Halogen |  | Quartz Tube | 1 | 300 | 129981 | Bathroom
Table | Incandescent |  | 3-Way Incandescent | 1 | 150 | 129981 | Bathroom
Ceiling Fixture | Incandescent |  | Standard A Lamp | 1 | 75 | 129981 | Bathroom
Floor lamp | Compact Fluorescent |  | Pin base | 1 | 27 | 129981 | Bathroom
Wall Mount | Incandescent |  | Globe | 6 | 60 | 129982 | Bathroom
Wall Mount | Incandescent |  | Standard A Lamp | 2 | 60 | 129982 | Bathroom
Ceiling Fixture | Incandescent |  | Standard A Lamp | 1 | 60 | 129982 | Bathroom
Ceiling Fixture | Compact Fluorescent |  | Twist | 1 | 13 | 129982 | Bathroom
Wall Mount | Incandescent |  | Standard A Lamp | 1 | 60 | 129982 | Bathroom
Floor lamp | Incandescent |  | Standard A Lamp | 2 | 100 | 129982 | Bathroom
Ceiling Fixture | Incandescent |  | Standard A Lamp | 1 | 60 | 129982 | Bathroom
Ceiling Fixture | Incandescent |  | Standard A Lamp | 1 | 75 | 129982 | Bathroom
Ceiling Fixture | Incandescent |  | Standard A Lamp | 1 | 75 | 129982 | Bathroom
Wall Mount | Incandescent |  | Standard A Lamp | 1 | 60 | 129982 | Bathroom
Ceiling Fixture | Linear Fluorescent | 2 | T-12 | 4 | 20 | 129982 | Bathroom
Other | Incandescent |  | Standard A Lamp | 1 | 40 | 129982 | Bathroom
Chandelier (Hanging) | Incandescent |  | Standard A Lamp | 1 | 60 | 129982 | Bathroom
Ceiling Fixture | Incandescent |  | Standard A Lamp | 1 | 60 | 129982 | Bathroom
Floor lamp | Halogen |  | Quartz Tube | 1 | 300 | 129982 | Bathroom
Wall Mount | Compact Fluorescent |  | Twist | 1 | 13 | 129982 | Bathroom
Table | Incandescent |  | Standard A Lamp | 2 | 60 | 129982 | Bathroom
Ceiling Fixture | Compact Fluorescent |  | Twist | 1 | 16 | 129983 | Bathroom
Wall Mount | Incandescent |  | Globe | 8 | 25 | 129983 | Bathroom
Table | Compact Fluorescent |  | Twist | 1 | 23 | 129983 | Bathroom
Table | Incandescent |  | Standard A Lamp | 1 | 100 | 129983 | Bathroom
Ceiling Fixture | Compact Fluorescent |  | Other | 1 | 20 | 129983 | Bathroom
Wall Mount | Compact Fluorescent |  | Twist | 2 | 13 | 129983 | Bathroom
Table | Compact Fluorescent |  | Twist | 1 | 42 | 129983 | Bathroom
Table | Halogen |  | MR | 1 | 20 | 129983 | Bathroom
Ceiling Fixture | Compact Fluorescent |  | Twist | 2 | 20 | 129983 | Bathroom
Ceiling Fixture | Incandescent |  | Standard A Lamp | 1 | 75 | 129983 | Bathroom
Ceiling Fan | Linear Fluorescent | 4 | T-8 | 2 | 32 | 129983 | Bathroom
Other | Incandescent |  | Globe | 2 | 40 | 129983 | Bathroom
Chandelier (Hanging) | Incandescent |  | Decorative | 7 | 25 | 129983 | Bathroom
Table | Incandescent |  | Decorative | 3 | 25 | 129983 | Bathroom
Table | Compact Fluorescent |  | Twist | 1 | 42 | 129983 | Bathroom
Floor lamp | Incandescent |  | Standard A Lamp | 1 | 100 | 129983 | Bathroom
Wall Mount | Compact Fluorescent |  | Twist | 1 | 14 | 130391 | Bedroom
Ceiling Fixture | Incandescent |  | Standard A Lamp | 3 | 60 | 130391 | Bedroom
Table | Incandescent |  | Standard A Lamp | 1 | 60 | 130391 | Bedroom
Ceiling Fixture | Incandescent |  | Standard A Lamp | 1 | 60 | 130391 | Bedroom
Chandelier (Hanging) | Incandescent |  | Mini base | 14 | 25 | 130391 | Bedroom
Other | Incandescent |  | Mini base | 1 | 25 | 130391 | Bedroom
Wall Mount | Incandescent |  | Standard A Lamp | 3 | 60 | 130391 | Bedroom
Ceiling Fixture | Linear Fluorescent | 4 | T-12 | 1 | 40 | 130391 | Bedroom
Ceiling Fixture | Incandescent |  | Decorative | 3 | 40 | 130391 | Bedroom
Table | Incandescent |  | Decorative | 1 | 25 | 130391 | Bedroom
Table | Incandescent |  | Mini base | 3 | 25 | 130391 | Bedroom
Ceiling Fixture | Compact Fluorescent |  | Straight Tube | 1 | 38 | 130391 | Bedroom
Ceiling Fixture | Incandescent |  | Standard A Lamp | 1 | 40 | 130391 | Bedroom
Track | Halogen |  | MR | 5 | 20 | 130391 | Bedroom
Recessed Can | Compact Fluorescent |  | Reflector | 1 | 15 | 130391 | Bedroom
Other |  |  |  | 22 | 5 | 130391 | Bedroom
Other | Incandescent |  | Standard A Lamp | 2 | 40 | 130391 | Bedroom
Wall Mount | Linear Fluorescent | 1.5 | T-8 | 1 | 15 | 130391 | Bedroom
Wall Mount | Linear Fluorescent | 4 | T-12 | 2 | 40 | 130391 | Bedroom
Table | Incandescent |  | 3-Way Incandescent | 1 | 150 | 130391 | Bedroom
Table | Incandescent |  | 3-Way Incandescent | 1 | 150 | 130391 | Bedroom
Ceiling Fixture | Linear Fluorescent | 4 | T-12 | 1 | 40 | 130391 | Bedroom
Recessed Can | Incandescent |  | Reflector | 1 | 65 | 130391 | Bedroom
Ceiling Fixture | Linear Fluorescent | 4 | T-8 | 1 | 32 | 130392 | Bathroom
Table | Incandescent |  | Standard A Lamp | 1 | 60 | 130392 | Bathroom
Wall Mount | Incandescent |  | Standard A Lamp | 1 | 60 | 130392 | Bathroom
Chandelier (Hanging) | Incandescent |  | Mini base | 4 | 40 | 130392 | Bathroom
Ceiling Fixture | Incandescent |  | Mini base | 2 | 40 | 130392 | Bathroom
Wall Mount | Incandescent |  | Standard A Lamp | 1 | 60 | 130392 | Bathroom
Recessed Can | Incandescent |  | Reflector | 1 | 75 | 130392 | Bathroom
Ceiling Fixture | Linear Fluorescent | 4 | T-8 | 1 | 32 | 130392 | Bathroom
Wall Mount | Linear Fluorescent | 1.5 | T-8 | 1 | 15 | 130392 | Bathroom
Ceiling Fixture | Incandescent |  | Decorative | 3 | 40 | 130392 | Bathroom
Table | Incandescent |  | 3-Way Incandescent | 1 | 150 | 130392 | Bathroom
Floor lamp | Incandescent |  | Standard A Lamp | 2 | 60 | 130392 | Bathroom
Ceiling Fixture | Linear Fluorescent | 4 | T-8 | 1 | 32 | 130392 | Bathroom
Table | Incandescent |  | 3-Way Incandescent | 1 | 150 | 130392 | Bathroom
Ceiling Fixture | Incandescent |  | Standard A Lamp | 2 | 60 | 130392 | Bathroom
Wall Mount | Incandescent |  | Standard A Lamp | 1 | 60 | 130392 | Bathroom
Ceiling Fixture | Linear Fluorescent | 4 | T-12 | 1 | 40 | 130393 | Bathroom
Ceiling Fixture | Incandescent |  | Standard A Lamp | 1 | 60 | 130393 | Bathroom
Wall Mount | Incandescent |  | Standard A Lamp | 1 | 60 | 130393 | Bathroom
Table | Incandescent |  | 3-Way Incandescent | 1 | 150 | 130393 | Bathroom
Table | Compact Fluorescent |  | Twist | 1 | 18 | 130393 | Bathroom
Chandelier (Hanging) | Incandescent |  | Decorative | 7 | 40 | 130393 | Bathroom
Other | Incandescent |  | Other | 2 | 40 | 130393 | Bathroom
Wall Mount | Incandescent |  | Decorative | 2 | 60 | 130393 | Bathroom
Ceiling Fixture | Incandescent |  | Globe | 5 | 25 | 130393 | Bathroom
Recessed Can | Incandescent |  | Reflector | 1 | 500 | 130393 | Bathroom
Recessed Can | Incandescent |  | Reflector | 1 | 65 | 130393 | Bathroom
Other | Halogen |  | Quartz Tube | 1 | 50 | 130393 | Bathroom
Ceiling Fixture | Linear Fluorescent | 4 | T-12 | 2 | 40 | 130393 | Bathroom
Table | Incandescent |  | 3-Way Incandescent | 1 | 150 | 130393 | Bathroom
Other |  |  |  | 1 |  | 130393 | Bathroom
Ceiling Fixture | Linear Fluorescent | 4 | T-12 | 1 | 40 | 130393 | Bathroom
Recessed Can | Incandescent |  | Reflector | 1 | 65 | 130393 | Bathroom
Wall Mount | Incandescent |  | Standard A Lamp | 1 | 60 | 130393 | Bathroom
Table | Incandescent |  | Standard A Lamp | 1 | 60 | 130393 | Bathroom
Floor lamp | Incandescent |  | Standard A Lamp | 2 | 60 | 130393 | Bathroom
Floor lamp | Incandescent |  | Standard A Lamp | 1 | 50 | 130393 | Bathroom
Floor lamp | Incandescent |  | Standard A Lamp | 1 | 100 | 130393 | Bathroom
Ceiling Fixture | Incandescent |  | Standard A Lamp | 2 | 60 | 130393 | Bathroom
Wall Mount | Incandescent |  | Standard A Lamp | 5 | 60 | 130481 | Bathroom
Recessed - other | Incandescent |  | Heat Lamp | 1 | 250 | 130481 | Bathroom
Ceiling Fixture | Incandescent |  | Standard A Lamp | 2 | 60 | 130481 | Bathroom
Table | Incandescent |  | Standard A Lamp | 1 | 60 | 130481 | Bathroom
Table | Compact Fluorescent |  | Twist | 1 | 10 | 130481 | Bathroom
Ceiling Fixture | Incandescent |  | Standard A Lamp | 2 | 60 | 130481 | Bathroom
Table | Compact Fluorescent |  | Twist | 1 | 13 | 130481 | Bathroom
Table | Incandescent |  | Standard A Lamp | 1 | 60 | 130481 | Bathroom
Ceiling Fixture | Incandescent |  | Standard A Lamp | 2 | 60 | 130481 | Bathroom
Ceiling Fixture | Incandescent |  | Standard A Lamp | 1 | 60 | 130481 | Bathroom
Other | Incandescent |  | Standard A Lamp | 2 | 40 | 130481 | Bathroom
Ceiling Fixture | Incandescent |  | Standard A Lamp | 2 | 60 | 130481 | Bathroom
Table | Incandescent |  | Standard A Lamp | 1 | 60 | 130481 | Bathroom
Table | Compact Fluorescent |  | Twist | 1 | 15 | 130481 | Bathroom
Wall Mount | Incandescent |  | Standard A Lamp | 5 | 60 | 130482 | Bathroom
Recessed - other | Incandescent |  | Heat Lamp | 1 | 250 | 130482 | Bathroom
Table | Incandescent |  | Standard A Lamp | 1 | 52 | 130482 | Bathroom
Ceiling Fixture | Incandescent |  | Standard A Lamp | 2 | 60 | 130482 | Bathroom
Ceiling Fixture | Incandescent |  | Standard A Lamp | 2 | 60 | 130482 | Bathroom
Ceiling Fixture | Incandescent |  | Standard A Lamp | 2 | 60 | 130482 | Bathroom
Ceiling Fixture | Incandescent |  | Standard A Lamp | 2 | 40 | 130482 | Bathroom
Other | Incandescent |  | Standard A Lamp | 2 | 40 | 130482 | Bathroom
Floor lamp | Incandescent |  | Standard A Lamp | 1 | 90 | 130482 | Bathroom
Ceiling Fixture | Compact Fluorescent |  | Twist | 2 | 13 | 130482 | Bathroom
Recessed - other | Incandescent |  | Heat Lamp | 1 | 250 | 130483 | Bathroom
Table | Incandescent |  | Decorative | 1 | 40 | 130483 | Bathroom
Wall Mount | Incandescent |  | Standard A Lamp | 5 | 40 | 130483 | Bathroom
Ceiling Fixture | Incandescent |  | Standard A Lamp | 2 | 60 | 130483 | Bathroom
Floor lamp | Incandescent |  | Standard A Lamp | 1 | 60 | 130483 | Bathroom
Table | Incandescent |  | Standard A Lamp | 1 | 40 | 130483 | Bathroom
Chandelier (Hanging) | Incandescent |  | Mini base | 5 | 40 | 130483 | Bathroom
Table | Incandescent |  | Standard A Lamp | 1 | 25 | 130483 | Bathroom
Ceiling Fixture | Incandescent |  | Standard A Lamp | 2 | 60 | 130483 | Bathroom
Table | Incandescent |  | Decorative | 1 | 40 | 130483 | Bathroom
Ceiling Fixture | Incandescent |  | Standard A Lamp | 2 | 60 | 130483 | Bathroom
Table | Incandescent |  | Standard A Lamp | 1 | 25 | 130483 | Bathroom
Table | Incandescent |  | Decorative | 1 | 40 | 130483 | Bathroom
Ceiling Fixture | Incandescent |  | Standard A Lamp | 2 | 60 | 130483 | Bathroom
Table | Incandescent |  | Standard A Lamp | 1 | 40 | 130483 | Bathroom
Table | Incandescent |  | Standard A Lamp | 1 | 60 | 130483 | Bathroom
Table | Incandescent |  | Standard A Lamp | 1 | 25 | 130483 | Bathroom
Table | Incandescent |  | Decorative | 1 | 40 | 130483 | Bathroom
Table | Incandescent |  | Decorative | 2 | 40 | 130483 | Bathroom
Wall Mount | Incandescent |  | Standard A Lamp | 3 | 75 | 130541 | Bathroom
Ceiling Fan | Incandescent |  | Heat Lamp | 1 | 250 | 130541 | Bathroom
Ceiling Fixture | Incandescent |  | Standard A Lamp | 2 | 60 | 130541 | Bathroom
Ceiling Fixture | Incandescent |  | Standard A Lamp | 2 | 60 | 130541 | Bathroom
Ceiling Fan | Compact Fluorescent |  | Twist | 4 | 13 | 130541 | Bathroom
Ceiling Fixture | Linear Fluorescent | 4 | T-12 | 2 | 40 | 130541 | Bathroom
Table | Incandescent |  | Standard A Lamp | 1 | 60 | 130541 | Bathroom
Floor lamp | Incandescent |  | 3-Way Incandescent | 1 | 100 | 130541 | Bathroom
Ceiling Fixture | Incandescent |  | Standard A Lamp | 3 | 60 | 130541 | Bathroom
Table | Incandescent |  | Standard A Lamp | 1 | 75 | 130541 | Bathroom
Wall Mount | Incandescent |  | Globe | 3 | 40 | 130542 | Bathroom
Ceiling Fan | Incandescent |  | Heat Lamp | 1 | 250 | 130542 | Bathroom
Ceiling Fixture | Incandescent |  | Standard A Lamp | 1 | 60 | 130542 | Bathroom
Wall Mount | Incandescent |  | Standard A Lamp | 1 | 75 | 130542 | Bathroom
Ceiling Fixture | Linear Fluorescent | 4 | T-12 | 2 | 40 | 130542 | Bathroom
Chandelier (Hanging) | Incandescent |  | Standard A Lamp | 1 | 75 | 130542 | Bathroom
Floor lamp | Compact Fluorescent |  | Twist | 1 | 13 | 130542 | Bathroom
Table | Incandescent |  | Standard A Lamp | 1 | 75 | 130542 | Bathroom
Ceiling Fixture | Incandescent |  | Standard A Lamp | 2 | 60 | 130542 | Bathroom
Table | Incandescent |  | Standard A Lamp | 1 | 75 | 130542 | Bathroom
Table | Incandescent |  | Decorative | 1 | 15 | 130542 | Bathroom
Other | Incandescent |  | Other | 1 | 75 | 130542 | Bathroom
Recessed - other | Incandescent |  | Heat Lamp | 1 | 250 | 130621 | Bathroom
Wall Mount | Compact Fluorescent |  | Globe | 4 | 15 | 130621 | Bathroom
Recessed Can | Incandescent |  | Heat Lamp | 1 | 250 | 130621 | Bathroom
Wall Mount | Compact Fluorescent |  | Globe | 4 | 15 | 130621 | Bathroom
Table | Incandescent |  | Standard A Lamp | 1 | 40 | 130621 | Bathroom
Table | Compact Fluorescent |  | Twist | 1 | 20 | 130621 | Bathroom
Floor lamp | Incandescent |  | Standard A Lamp | 1 | 100 | 130621 | Bathroom
Floor lamp | Incandescent |  | Standard A Lamp | 5 | 40 | 130621 | Bathroom
Floor lamp | Incandescent |  | Standard A Lamp | 5 | 40 | 130621 | Bathroom
Ceiling Fan | Compact Fluorescent |  | Twist | 1 | 13 | 130621 | Bathroom
Ceiling Fixture | Compact Fluorescent |  | Twist | 1 | 13 | 130621 | Bathroom
Ceiling Fixture | Linear Fluorescent | 4 | T-8 | 2 | 32 | 130621 | Bathroom
Recessed - other | Incandescent |  | Heat Lamp | 1 | 250 | 130622 | Bathroom
Wall Mount | Compact Fluorescent |  | Globe | 4 | 15 | 130622 | Bathroom
Recessed - other | Incandescent |  | Heat Lamp | 1 | 250 | 130622 | Bathroom
Wall Mount | Compact Fluorescent |  | Globe | 4 | 15 | 130622 | Bathroom
Table | Incandescent |  | Standard A Lamp | 1 | 40 | 130622 | Bathroom
Table | Incandescent |  | 3-Way Incandescent | 3 | 25 | 130622 | Bathroom
Table | Incandescent |  | Standard A Lamp | 1 | 60 | 130622 | Bathroom
Ceiling Fan | Incandescent |  | Standard A Lamp | 1 | 65 | 130622 | Bathroom
Ceiling Fixture | Compact Fluorescent |  | Twist | 1 | 13 | 130622 | Bathroom
Ceiling Fixture | Linear Fluorescent | 4 | T-8 | 2 | 32 | 130622 | Bathroom
Floor lamp | Incandescent |  | 3-Way Incandescent | 1 | 150 | 130622 | Bathroom
Recessed - other | Incandescent |  | Heat Lamp | 1 | 250 | 130623 | Bathroom
Wall Mount | Compact Fluorescent |  | Globe | 4 | 15 | 130623 | Bathroom
Recessed - other | Incandescent |  | Heat Lamp | 1 | 250 | 130623 | Bathroom
Wall Mount | Compact Fluorescent |  | Globe | 4 | 15 | 130623 | Bathroom
Table | Compact Fluorescent |  | Twist | 1 | 23 | 130623 | Bathroom
Floor lamp | Compact Fluorescent |  | Twist | 1 | 27 | 130623 | Bathroom
Table | Compact Fluorescent |  | Twist | 1 | 23 | 130623 | Bathroom
Floor lamp | Incandescent |  | Standard A Lamp | 1 | 25 | 130623 | Bathroom
Floor lamp | Compact Fluorescent |  | Twist | 1 | 23 | 130623 | Bathroom
Ceiling Fan | Compact Fluorescent |  | Twist | 1 | 13 | 130623 | Bathroom
Ceiling Fixture | Compact Fluorescent |  | Twist | 1 | 13 | 130623 | Bathroom
Ceiling Fixture | Linear Fluorescent | 4 | T-8 | 2 | 32 | 130623 | Bathroom
Table | Compact Fluorescent |  | Twist | 1 | 23 | 130623 | Bathroom
Table | Compact Fluorescent |  | Twist | 1 | 9 | 130623 | Bathroom
Wall Mount | Incandescent |  | Globe | 8 | 25 | 131261 | Bathroom
Ceiling Fan | Incandescent |  | Standard A Lamp | 2 | 60 | 131261 | Bathroom
Table | Incandescent |  | Standard A Lamp | 1 | 60 | 131261 | Bathroom
Table | Compact Fluorescent |  | Pin base | 1 | 27 | 131261 | Bathroom
Table | Incandescent |  | Decorative | 1 | 40 | 131261 | Bathroom
Ceiling Fixture | Incandescent |  | Clear | 1 | 60 | 131261 | Bathroom
Table | Incandescent |  | Decorative | 1 | 20 | 131261 | Bathroom
Ceiling Fixture | Incandescent |  | Standard A Lamp | 3 | 60 | 131261 | Bathroom
Recessed - other | Linear Fluorescent | 3 | T-12 | 1 | 32 | 131261 | Bathroom
Table | Incandescent |  | Standard A Lamp | 1 | 40 | 131261 | Bathroom
Floor lamp | Compact Fluorescent |  | Twist | 1 | 13 | 131261 | Bathroom
Chandelier (Hanging) | Incandescent |  | Decorative | 6 | 40 | 131261 | Bathroom
Floor lamp | Incandescent |  | Standard A Lamp | 1 | 5 | 131261 | Bathroom
Table | Incandescent |  | Standard A Lamp | 1 | 60 | 131261 | Bathroom
Table | Incandescent |  | Standard A Lamp | 1 | 150 | 131261 | Bathroom
Floor lamp | Incandescent |  | Standard A Lamp | 1 | 60 | 131261 | Bathroom
Wall Mount | Compact Fluorescent |  | Twist | 3 | 13 | 131262 | Bathroom
Ceiling Fixture | Incandescent |  | Standard A Lamp | 1 | 65 | 131262 | Bathroom
Ceiling Fixture | Linear Fluorescent | 4 | T-8 | 1 | 32 | 131262 | Bathroom
Ceiling Fixture | Incandescent |  | Standard A Lamp | 2 | 40 | 131262 | Bathroom
Track | Halogen |  | PAR | 5 | 50 | 131262 | Bathroom
Other | Incandescent |  | Standard A Lamp | 2 | 30 | 131262 | Bathroom
Table | Incandescent |  | Globe | 1 | 25 | 131262 | Bathroom
Floor lamp | Incandescent |  | Standard A Lamp | 1 | 40 | 131262 | Bathroom
Floor lamp | Compact Fluorescent |  | Twist | 1 | 23 | 131262 | Bathroom
Chandelier (Hanging) | Incandescent |  | Standard A Lamp | 3 | 100 | 131262 | Bathroom
Table | Incandescent |  | Decorative | 1 | 40 | 131262 | Bathroom
Table | Compact Fluorescent |  | Twist | 1 | 13 | 131262 | Bathroom
Table | Incandescent |  | Standard A Lamp | 1 | 40 | 131262 | Bathroom
Wall Mount | Compact Fluorescent |  | Globe | 4 | 15 | 132021 | Bathroom
Recessed - other | Incandescent |  | Heat Lamp | 1 | 150 | 132021 | Bathroom
Ceiling Fan | Incandescent |  | Clear | 3 | 60 | 132021 | Bathroom
Ceiling Fan | Compact Fluorescent |  | Twist | 1 | 15 | 132021 | Bathroom
Chandelier (Hanging) | Incandescent |  | Standard A Lamp | 3 | 60 | 132021 | Bathroom
Ceiling Fixture | Compact Fluorescent |  | Twist | 1 | 15 | 132021 | Bathroom
Ceiling Fixture | Compact Fluorescent |  | Twist | 1 | 15 | 132021 | Bathroom
Ceiling Fixture | Linear Fluorescent |  | T-12 | 2 | 40 | 132021 | Bathroom
Table | Incandescent |  | Standard A Lamp | 1 | 60 | 132021 | Bathroom
Wall Mount | Compact Fluorescent |  | Globe | 4 | 15 | 132021 | Bathroom
Ceiling Fixture | Compact Fluorescent |  | Twist | 1 | 15 | 132021 | Bathroom
Wall Mount | Compact Fluorescent |  | Globe | 4 | 15 | 132022 | Bathroom
Ceiling Fixture | Compact Fluorescent |  | Twist | 2 | 15 | 132022 | Bathroom
Ceiling Fixture | Compact Fluorescent |  | Twist | 2 | 15 | 132022 | Bathroom
Chandelier (Hanging) | Incandescent |  | Standard A Lamp | 1 | 60 | 132022 | Bathroom
Ceiling Fixture | Compact Fluorescent |  | Twist | 2 | 15 | 132022 | Bathroom
Ceiling Fixture | Compact Fluorescent |  | Twist | 1 | 15 | 132022 | Bathroom
Ceiling Fixture | Linear Fluorescent | 4 | T-12 | 1 | 40 | 132022 | Bathroom
Table | Compact Fluorescent |  | Twist | 1 | 15 | 132022 | Bathroom
Wall Mount | Compact Fluorescent |  | Globe | 4 | 15 | 132022 | Bathroom
Ceiling Fixture | Compact Fluorescent |  | Twist | 1 | 15 | 132022 | Bathroom
Wall Mount | Incandescent |  | Globe | 4 | 60 | 132023 | Bathroom
Recessed - other | Incandescent |  | Heat Lamp | 1 | 250 | 132023 | Bathroom
Ceiling Fixture | Incandescent |  | Standard A Lamp | 2 | 100 | 132023 | Bathroom
Ceiling Fixture | Incandescent |  | Standard A Lamp | 2 | 100 | 132023 | Bathroom
Floor lamp | Incandescent |  | Standard A Lamp | 1 | 100 | 132023 | Bathroom
Ceiling Fixture | Compact Fluorescent |  | Twist | 1 | 15 | 132023 | Bathroom
Ceiling Fixture | Linear Fluorescent |  | T-12 | 2 | 40 | 132023 | Bathroom
Ceiling Fixture | Compact Fluorescent |  | Twist | 2 | 15 | 132023 | Bathroom
Table | Incandescent |  | Standard A Lamp | 1 | 75 | 132023 | Bathroom
Wall Mount | Incandescent |  | Standard A Lamp | 2 | 60 | 132181 | Bathroom
Recessed - other | Incandescent |  | Heat Lamp | 2 | 125 | 132181 | Bathroom
Ceiling Fixture | Incandescent |  | Standard A Lamp | 2 | 60 | 132181 | Bathroom
Table | Compact Fluorescent |  | Twist | 1 | 19 | 132181 | Bathroom
Ceiling Fixture | Incandescent |  | Standard A Lamp | 2 | 60 | 132181 | Bathroom
Table | Halogen |  | Other | 1 | 5 | 132181 | Bathroom
Ceiling Fixture | Incandescent |  | Standard A Lamp | 1 | 60 | 132181 | Bathroom
Ceiling Fixture | Incandescent |  | Standard A Lamp | 3 | 75 | 132181 | Bathroom
Other | Incandescent |  | Standard A Lamp | 1 | 40 | 132181 | Bathroom
Other | Incandescent |  | Standard A Lamp | 1 | 40 | 132181 | Bathroom
Ceiling Fixture | Incandescent |  | Standard A Lamp | 3 | 60 | 132181 | Bathroom
Table | Compact Fluorescent |  | Twist | 1 | 23 | 132181 | Bathroom
Floor lamp | Incandescent |  | Standard A Lamp | 1 | 75 | 132181 | Bathroom
Wall Mount | Incandescent |  | Standard A Lamp | 2 | 40 | 132182 | Bathroom
Recessed - other | Incandescent |  | Heat Lamp | 2 | 125 | 132182 | Bathroom
Ceiling Fixture | Incandescent |  | Standard A Lamp | 2 | 60 | 132182 | Bathroom
Table | Incandescent |  | Standard A Lamp | 1 | 40 | 132182 | Bathroom
Ceiling Fixture | Incandescent |  | Standard A Lamp | 2 | 60 | 132182 | Bathroom
Ceiling Fixture | Compact Fluorescent |  | Twist | 1 | 13 | 132182 | Bathroom
Ceiling Fixture | Compact Fluorescent |  | A shape bulb | 3 | 14 | 132182 | Bathroom
Other | Incandescent |  | Standard A Lamp | 1 | 40 | 132182 | Bathroom
Other | Incandescent |  | Standard A Lamp | 1 | 40 | 132182 | Bathroom
Floor lamp | Compact Fluorescent |  | Straight Tube | 5 | 14 | 132182 | Bathroom
Wall Mount | Incandescent |  | Standard A Lamp | 2 | 60 | 132183 | Bathroom
Recessed - other | Incandescent |  | Heat Lamp | 2 | 125 | 132183 | Bathroom
Ceiling Fixture | Incandescent |  | Standard A Lamp | 2 | 60 | 132183 | Bathroom
Ceiling Fixture | Incandescent |  | Standard A Lamp | 1 | 60 | 132183 | Bathroom
Ceiling Fixture | Incandescent |  | Standard A Lamp | 1 | 60 | 132183 | Bathroom
Other | Incandescent |  | Standard A Lamp | 1 | 60 | 132183 | Bathroom
Other | Incandescent |  | Standard A Lamp | 1 | 60 | 132183 | Bathroom
Floor lamp | Compact Fluorescent |  | A shape bulb | 1 | 15 | 132183 | Bathroom
Ceiling Fan | Incandescent |  | Mini base | 1 | 60 | 132681 | Dining Room
Wall Mount | Compact Fluorescent |  | Globe | 4 | 9 | 132681 | Dining Room
Ceiling Fixture | Compact Fluorescent |  | Twist | 1 | 14 | 132681 | Dining Room
Ceiling Fixture | Compact Fluorescent |  | Twist | 1 | 14 | 132681 | Dining Room
Ceiling Fixture | Linear Fluorescent | 4 | T-8 | 2 | 32 | 132681 | Dining Room
Ceiling Fixture | Incandescent |  | Standard A Lamp | 1 | 40 | 132681 | Dining Room
Floor lamp | Incandescent |  | Standard A Lamp | 1 | 60 | 132681 | Dining Room
Ceiling Fixture | Compact Fluorescent |  | Twist | 1 | 14 | 132681 | Dining Room
Wall Mount | Compact Fluorescent |  | Globe | 4 | 9 | 132682 | Bathroom
Ceiling Fixture | Incandescent |  | Reflector | 1 | 250 | 132682 | Bathroom
Ceiling Fixture | Compact Fluorescent |  | Twist | 1 | 14 | 132682 | Bathroom
Table | Compact Fluorescent |  | Twist | 1 | 13 | 132682 | Bathroom
Ceiling Fan | Compact Fluorescent |  | Twist | 1 | 14 | 132682 | Bathroom
Ceiling Fixture | Compact Fluorescent |  | Twist | 1 | 14 | 132682 | Bathroom
Ceiling Fixture | Linear Fluorescent | 4 | T-8 | 2 | 32 | 132682 | Bathroom
Other | Incandescent |  | Standard A Lamp | 1 | 75 | 132682 | Bathroom
Ceiling Fixture | Compact Fluorescent |  | Twist | 1 | 14 | 132682 | Bathroom
Floor lamp | Incandescent |  | Standard A Lamp | 1 | 40 | 132682 | Bathroom
Ceiling Fixture | Compact Fluorescent |  | Pin base | 1 | 14 | 132682 | Bathroom
Wall Mount | Compact Fluorescent |  | Globe | 4 | 9 | 132683 | Bathroom
Ceiling Fixture | Incandescent |  | Reflector | 1 | 250 | 132683 | Bathroom
Ceiling Fixture | Compact Fluorescent |  | Twist | 1 | 13 | 132683 | Bathroom
Table | Incandescent |  | Standard A Lamp | 1 | 60 | 132683 | Bathroom
Table | Incandescent |  | 3-Way Incandescent | 1 | 150 | 132683 | Bathroom
Ceiling Fan | Incandescent |  | Standard A Lamp | 1 | 60 | 132683 | Bathroom
Ceiling Fixture | Incandescent |  | Standard A Lamp | 1 | 60 | 132683 | Bathroom
Ceiling Fixture | Linear Fluorescent | 4 | T-8 | 2 | 32 | 132683 | Bathroom
Other | Incandescent |  | Standard A Lamp | 1 | 40 | 132683 | Bathroom
Ceiling Fixture | Incandescent |  | Standard A Lamp | 1 | 75 | 132683 | Bathroom
Ceiling Fixture | Compact Fluorescent |  | Twist | 1 | 14 | 132683 | Bathroom
Floor lamp | Incandescent |  | 3-Way Incandescent | 1 | 150 | 132683 | Bathroom
Ceiling Fixture | Compact Fluorescent |  | Circline (Screw Base) | 2 | 32 | 133211 | Bedroom
Ceiling Fixture | Compact Fluorescent |  | Twist | 1 | 14 | 133211 | Bedroom
Wall Mount | Compact Fluorescent |  | Twist | 3 | 14 | 133211 | Bedroom
Recessed - other | Incandescent |  | Heat Lamp | 2 | 250 | 133211 | Bedroom
Ceiling Fixture | Compact Fluorescent |  | Circline (Screw Base) | 1 | 22 | 133211 | Bedroom
Ceiling Fixture | Compact Fluorescent |  | Circline (Screw Base) | 2 | 32 | 133211 | Bedroom
Ceiling Fixture | Compact Fluorescent |  | Twist | 1 | 14 | 133211 | Bedroom
Other | Incandescent |  | Standard A Lamp | 1 | 40 | 133211 | Bedroom
Recessed - other | Incandescent |  | Heat Lamp | 2 | 250 | 133211 | Bedroom
Ceiling Fan | Incandescent |  | Standard A Lamp | 3 | 60 | 133211 | Bedroom
Floor lamp | Compact Fluorescent |  | Twist | 1 | 14 | 133211 | Bedroom
Table | Compact Fluorescent |  | Twist | 1 | 14 | 133211 | Bedroom
Wall Mount | Compact Fluorescent |  | Twist | 5 | 14 | 133211 | Bedroom
Recessed - other | Incandescent |  | Heat Lamp | 2 | 250 | 133211 | Bedroom
Ceiling Fixture | Compact Fluorescent |  | Circline (Screw Base) | 2 | 32 | 133211 | Bedroom
Table | Compact Fluorescent |  | Twist | 1 | 14 | 133211 | Bedroom
Wall Mount | Compact Fluorescent |  | Twist | 3 | 14 | 133212 | Bathroom
Wall Mount | Compact Fluorescent |  | Twist | 5 | 14 | 133212 | Bathroom
Recessed - other | Incandescent |  | Heat Lamp | 2 | 250 | 133212 | Bathroom
Ceiling Fixture | Compact Fluorescent |  | Circline (Screw Base) | 2 | 32 | 133212 | Bathroom
Ceiling Fixture | Compact Fluorescent |  | Twist | 1 | 14 | 133212 | Bathroom
Ceiling Fixture | Compact Fluorescent |  | Circline (Screw Base) | 1 | 22 | 133212 | Bathroom
Ceiling Fixture | Compact Fluorescent |  | Twist | 1 | 14 | 133212 | Bathroom
Ceiling Fixture | Compact Fluorescent |  | Circline (Screw Base) | 2 | 32 | 133212 | Bathroom
Other | Incandescent |  | Standard A Lamp | 1 | 40 | 133212 | Bathroom
Recessed - other | Incandescent |  | Heat Lamp | 2 | 250 | 133212 | Bathroom
Ceiling Fixture | Compact Fluorescent |  | Twist | 3 | 14 | 133212 | Bathroom
Ceiling Fixture | Compact Fluorescent |  | Circline (Screw Base) | 2 | 32 | 133212 | Bathroom
Wall Mount | Compact Fluorescent |  | Twist | 1 | 14 | 133212 | Bathroom
Wall Mount | Compact Fluorescent |  | Twist | 3 | 15 | 133601 | Bathroom
Ceiling Fixture | Compact Fluorescent |  | Twist | 1 | 15 | 133601 | Bathroom
Recessed - other | Linear Fluorescent | 4 | T-12 | 2 | 40 | 133601 | Bathroom
Table | Compact Fluorescent |  | Twist | 1 | 15 | 133601 | Bathroom
Wall Mount | Incandescent |  | Standard A Lamp | 4 | 40 | 133602 | Bathroom
Ceiling Fixture | Incandescent |  | Standard A Lamp | 2 | 60 | 133602 | Bathroom
Recessed - other | Linear Fluorescent | 4 | T-12 | 2 | 40 | 133602 | Bathroom
Wall Mount | Incandescent |  | Standard A Lamp | 2 | 60 | 133602 | Bathroom
Wall Mount | Compact Fluorescent |  | Globe | 3 | 11 | 133841 | Bathroom
Recessed - other | Incandescent |  | Heat Lamp | 2 | 250 | 133841 | Bathroom
Wall Mount | Incandescent |  | Clear | 3 | 60 | 133841 | Bathroom
Ceiling Fixture | Compact Fluorescent |  | Twist | 2 | 23 | 133841 | Bathroom
Table | Compact Fluorescent |  | Twist | 1 | 15 | 133841 | Bathroom
Ceiling Fixture | Compact Fluorescent |  | Twist | 1 | 23 | 133841 | Bathroom
Other | Incandescent |  | Decorative | 1 | 5 | 133841 | Bathroom
Ceiling Fixture | Compact Fluorescent |  | Twist | 2 | 23 | 133841 | Bathroom
Other | Halogen |  | PAR | 2 | 50 | 133841 | Bathroom
Ceiling Fixture | Linear Fluorescent | 4 | T-12 | 4 | 40 | 133841 | Bathroom
Chandelier (Hanging) | Incandescent |  | Clear | 3 | 75 | 133841 | Bathroom
Other | Linear Fluorescent | 1 | T-4 | 1 | 16 | 133841 | Bathroom
Floor lamp | Halogen |  | Quartz Tube | 1 | 50 | 133841 | Bathroom
Torchiere | Incandescent |  | Standard A Lamp | 1 | 60 | 133841 | Bathroom
Floor lamp | Compact Fluorescent |  | Twist | 1 | 15 | 133841 | Bathroom
Table | Compact Fluorescent |  | Twist | 1 | 15 | 133841 | Bathroom
Table | Incandescent |  | Standard A Lamp | 1 | 150 | 133841 | Bathroom
Ceiling Fixture | Compact Fluorescent |  | Twist | 3 | 13 | 133842 | Bathroom
Recessed - other | Incandescent |  | Heat Lamp | 1 | 125 | 133842 | Bathroom
Wall Mount | Compact Fluorescent |  | Globe | 2 | 9 | 133842 | Bathroom
Ceiling Fixture | Incandescent |  | Heat Lamp | 1 | 250 | 133842 | Bathroom
Ceiling Fixture | Incandescent |  | Reflector | 1 | 150 | 133842 | Bathroom
Wall Mount | Compact Fluorescent |  | Globe | 2 | 9 | 133842 | Bathroom
Ceiling Fixture | Incandescent |  | Heat Lamp | 1 | 250 | 133842 | Bathroom
Ceiling Fixture | Incandescent |  | Reflector | 1 | 150 | 133842 | Bathroom
Ceiling Fixture | Incandescent |  | Standard A Lamp | 1 | 60 | 133842 | Bathroom
Table | Incandescent |  | Standard A Lamp | 1 | 40 | 133842 | Bathroom
Ceiling Fixture | Incandescent |  | Standard A Lamp | 1 | 60 | 133842 | Bathroom
Ceiling Fixture | Incandescent |  | Standard A Lamp | 1 | 40 | 133842 | Bathroom
Table | Incandescent |  | Decorative | 1 | 40 | 133842 | Bathroom
Ceiling Fixture | Incandescent |  | Standard A Lamp | 1 | 52 | 133842 | Bathroom
Chandelier (Hanging) | Incandescent |  | Standard A Lamp | 6 | 60 | 133842 | Bathroom
Ceiling Fixture | Linear Fluorescent | 4 | T-12 | 4 | 40 | 133842 | Bathroom
Ceiling Fixture | Incandescent |  | Standard A Lamp | 1 | 52 | 133842 | Bathroom
Other | Incandescent |  | Reflector | 2 | 75 | 133842 | Bathroom
Table | Incandescent |  | Standard A Lamp | 1 | 60 | 133842 | Bathroom
Wall Mount | Compact Fluorescent |  | Globe | 7 | 25 | 133843 | Bathroom
Ceiling Fixture | Incandescent |  | Heat Lamp | 2 | 250 | 133843 | Bathroom
Wall Mount | Compact Fluorescent |  | Globe | 2 | 9 | 133843 | Bathroom
Ceiling Fixture | Incandescent |  | Heat Lamp | 2 | 250 | 133843 | Bathroom
Wall Mount | Incandescent |  | Globe | 3 | 60 | 133843 | Bathroom
Recessed - other | Incandescent |  | Heat Lamp | 1 | 125 | 133843 | Bathroom
Ceiling Fixture | Halogen |  | PAR | 1 | 60 | 133843 | Bathroom
Table | Incandescent |  | Decorative | 3 | 25 | 133843 | Bathroom
Table | Incandescent |  | Standard A Lamp | 1 | 60 | 133843 | Bathroom
Table | Incandescent |  | Decorative | 1 | 40 | 133843 | Bathroom
Ceiling Fixture | Incandescent |  | Standard A Lamp | 1 | 60 | 133843 | Bathroom
Ceiling Fixture | Incandescent |  | Standard A Lamp | 1 | 40 | 133843 | Bathroom
Ceiling Fixture | Compact Fluorescent |  | Twist | 1 | 13 | 133843 | Bathroom
Ceiling Fixture | Halogen |  | PAR | 1 | 60 | 133843 | Bathroom
Ceiling Fixture | Incandescent |  | Standard A Lamp | 1 | 40 | 133843 | Bathroom
Track | Halogen |  | PAR | 3 | 50 | 133843 | Bathroom
Other | Halogen |  | PAR | 2 | 50 | 133843 | Bathroom
Torchiere | Halogen |  | Quartz Tube | 1 | 150 | 133843 | Bathroom
Track | Incandescent |  | Other | 3 | 40 | 133843 | Bathroom
Wall Mount | Incandescent |  | Globe | 6 | 25 | 135201 | Bathroom
Ceiling Fan | Incandescent |  | Globe | 1 | 60 | 135201 | Bathroom
Table | Incandescent |  | Standard A Lamp | 1 | 60 | 135201 | Bathroom
Ceiling Fan | Incandescent |  | Globe | 1 | 40 | 135201 | Bathroom
Ceiling Fixture | Compact Fluorescent |  | Twist | 1 | 20 | 135201 | Bathroom
Ceiling Fixture | Incandescent |  | Standard A Lamp | 1 | 60 | 135201 | Bathroom
Ceiling Fixture | Incandescent |  | Standard A Lamp | 2 | 60 | 135201 | Bathroom
Other | Incandescent |  | Standard A Lamp | 1 | 40 | 135201 | Bathroom
Chandelier (Hanging) | Incandescent |  | Decorative | 6 | 40 | 135201 | Bathroom
Table | Incandescent |  | Decorative | 1 | 60 | 135201 | Bathroom
Table | Halogen |  | Quartz Tube | 1 | 20 | 135201 | Bathroom
Ceiling Fan | Incandescent |  | Standard A Lamp | 1 | 40 | 135201 | Bathroom
Table | Incandescent |  | Standard A Lamp | 1 | 60 | 135201 | Bathroom
Wall Mount | Incandescent |  | Globe | 6 | 50 | 135202 | Bathroom
Ceiling Fixture | Incandescent |  | Standard A Lamp | 1 | 60 | 135202 | Bathroom
Ceiling Fan | Incandescent |  | Decorative | 4 | 40 | 135202 | Bathroom
Ceiling Fixture | Incandescent |  | Standard A Lamp | 1 | 60 | 135202 | Bathroom
Ceiling Fixture | Compact Fluorescent |  | Twist | 1 | 15 | 135202 | Bathroom
Other | Incandescent |  | Standard A Lamp | 1 | 40 | 135202 | Bathroom
Other | Linear Fluorescent | 1.5 | T-12 | 1 | 70 | 135202 | Bathroom
Table | Compact Fluorescent |  | Twist | 1 | 15 | 135202 | Bathroom
Floor lamp | Compact Fluorescent |  | Twist | 1 | 15 | 135202 | Bathroom
Floor lamp | Incandescent |  | Standard A Lamp | 1 | 40 | 135202 | Bathroom
Ceiling Fan | Incandescent |  | Standard A Lamp | 1 | 60 | 135202 | Bathroom
Table | Compact Fluorescent |  | Twist | 1 | 23 | 135202 | Bathroom
Table | Incandescent |  | Colored | 1 | 25 | 135202 | Bathroom
Wall Mount | Incandescent |  | Globe | 6 | 40 | 135203 | Bathroom
Ceiling Fixture | Incandescent |  | Standard A Lamp | 1 | 60 | 135203 | Bathroom
Ceiling Fan | Incandescent |  | Decorative | 4 | 40 | 135203 | Bathroom
Ceiling Fixture | Incandescent |  | Standard A Lamp | 1 | 52 | 135203 | Bathroom
Ceiling Fixture | Incandescent |  | Standard A Lamp | 1 | 60 | 135203 | Bathroom
Other | Incandescent |  | Standard A Lamp | 1 | 52 | 135203 | Bathroom
Floor lamp | Halogen |  | Quartz Tube | 1 | 500 | 135203 | Bathroom
Table | Incandescent |  | Standard A Lamp | 1 | 60 | 135203 | Bathroom
Ceiling Fan | Incandescent |  | Standard A Lamp | 1 | 60 | 135203 | Bathroom
Table | Incandescent |  | Standard A Lamp | 1 | 60 | 135203 | Bathroom
Wall Mount | Incandescent |  | Standard A Lamp | 4 | 75 | 136281 | Bathroom
Recessed - other | Incandescent |  | Heat Lamp | 2 | 125 | 136281 | Bathroom
Ceiling Fan | Incandescent |  | Standard A Lamp | 1 | 60 | 136281 | Bathroom
Table | Compact Fluorescent |  | Twist | 1 | 13 | 136281 | Bathroom
Ceiling Fixture | Incandescent |  | Standard A Lamp | 2 | 60 | 136281 | Bathroom
Table | Compact Fluorescent |  | Twist | 1 | 14 | 136281 | Bathroom
Ceiling Fixture | Compact Fluorescent |  | Twist | 1 | 13 | 136281 | Bathroom
Ceiling Fixture | Incandescent |  | Standard A Lamp | 1 | 40 | 136281 | Bathroom
Ceiling Fixture | Incandescent |  | Standard A Lamp | 2 | 60 | 136281 | Bathroom
Ceiling Fixture | Compact Fluorescent |  | Twist | 1 | 14 | 136281 | Bathroom
Other | Incandescent |  | Standard A Lamp | 1 | 40 | 136281 | Bathroom
Ceiling Fan | Compact Fluorescent |  | Twist | 1 | 14 | 136281 | Bathroom
Table | Compact Fluorescent |  | Twist | 1 | 14 | 136281 | Bathroom
Floor lamp | Halogen |  | Quartz Tube | 1 | 300 | 136281 | Bathroom
Wall Mount | Incandescent |  | Standard A Lamp | 2 | 60 | 136282 | Bathroom
Recessed - other | Incandescent |  | Heat Lamp | 2 | 125 | 136282 | Bathroom
Table | Incandescent |  | Standard A Lamp | 1 | 60 | 136282 | Bathroom
Ceiling Fixture | Incandescent |  | Standard A Lamp | 1 | 60 | 136282 | Bathroom
Table | Incandescent |  | Standard A Lamp | 1 | 60 | 136282 | Bathroom
Ceiling Fixture | Incandescent |  | Standard A Lamp | 1 | 60 | 136282 | Bathroom
Ceiling Fixture | Incandescent |  | Standard A Lamp | 1 | 60 | 136282 | Bathroom
Ceiling Fixture | Compact Fluorescent |  | Twist | 1 | 13 | 136282 | Bathroom
Ceiling Fixture | Incandescent |  | Standard A Lamp | 2 | 60 | 136282 | Bathroom
Other | Incandescent |  | Standard A Lamp | 1 | 40 | 136282 | Bathroom
Table | Incandescent |  | Standard A Lamp | 1 | 150 | 136282 | Bathroom
Chandelier (Hanging) | Incandescent |  | Decorative | 5 | 60 | 136282 | Bathroom
Wall Mount | Incandescent |  | Standard A Lamp | 2 | 60 | 136283 | Bathroom
Ceiling Fixture | Incandescent |  | Standard A Lamp | 2 | 60 | 136283 | Bathroom
Table | Incandescent |  | Standard A Lamp | 1 | 60 | 136283 | Bathroom
Ceiling Fixture | Incandescent |  | Decorative | 4 | 40 | 136283 | Bathroom
Ceiling Fixture | Incandescent |  | Standard A Lamp | 1 | 60 | 136283 | Bathroom
Ceiling Fixture | Linear Fluorescent | 2 | T-12 | 1 | 20 | 136283 | Bathroom
Other | Incandescent |  | Standard A Lamp | 1 | 40 | 136283 | Bathroom
Table | Compact Fluorescent |  | Twist | 1 | 13 | 136283 | Bathroom
Table | Incandescent |  | Decorative | 1 | 40 | 136283 | Bathroom
Floor lamp | Incandescent |  | Standard A Lamp | 1 | 60 | 136283 | Bathroom
Track | Incandescent |  | Standard A Lamp | 3 | 75 | 136283 | Bathroom
Wall Mount | Incandescent |  | Globe | 3 | 40 | 136941 | Bathroom
Ceiling Fan | Incandescent |  | Standard A Lamp | 1 | 100 | 136941 | Bathroom
Ceiling Fixture | Incandescent |  | Standard A Lamp | 1 | 60 | 136941 | Bathroom
Ceiling Fan | Incandescent |  | Standard A Lamp | 1 | 100 | 136941 | Bathroom
Floor lamp | Incandescent |  | Standard A Lamp | 1 | 100 | 136941 | Bathroom
Table | Incandescent |  | Standard A Lamp | 1 | 100 | 136941 | Bathroom
Wall Mount | Incandescent |  | Globe | 4 | 40 | 136941 | Bathroom
Table | Incandescent |  | Standard A Lamp | 1 | 60 | 136941 | Bathroom
Ceiling Fixture | Incandescent |  | Globe | 3 | 40 | 136942 | Bathroom
Floor lamp | Compact Fluorescent |  | Twist | 3 | 60 | 136942 | Bathroom
Chandelier (Hanging) | Compact Fluorescent |  | Twist | 3 | 15 | 136942 | Bathroom
Ceiling Fixture | Compact Fluorescent |  | Twist | 2 | 15 | 136942 | Bathroom
Floor lamp | Compact Fluorescent |  | Twist | 3 | 15 | 136942 | Bathroom
Ceiling Fixture | Compact Fluorescent |  | Twist | 2 | 15 | 136942 | Bathroom
Wall Mount | Incandescent |  | Globe | 3 | 40 | 136943 | Bathroom
Table | Incandescent |  | Standard A Lamp | 1 | 60 | 136943 | Bathroom
Ceiling Fan | Incandescent |  | Clear | 3 | 40 | 136943 | Bathroom
Ceiling Fixture | Compact Fluorescent |  | Twist | 2 | 15 | 136943 | Bathroom
Ceiling Fixture | Compact Fluorescent |  | Twist | 2 | 15 | 136943 | Bathroom
Table | Incandescent |  | Standard A Lamp | 1 | 60 | 136943 | Bathroom
Wall Mount | Incandescent |  | Globe | 3 | 40 | 136943 | Bathroom
Table | Incandescent |  | Standard A Lamp | 1 | 60 | 136943 | Bathroom
Recessed - other | Incandescent |  | Heat Lamp | 1 | 250 | 137121 | Bathroom
Wall Mount | Incandescent |  | Standard A Lamp | 3 | 75 | 137121 | Bathroom
Ceiling Fixture | Compact Fluorescent |  | Twist | 1 | 14 | 137121 | Bathroom
Other | Incandescent |  | Standard A Lamp | 2 | 40 | 137121 | Bathroom
Recessed Can | Incandescent |  | Standard A Lamp | 1 | 65 | 137121 | Bathroom
Recessed Can | Incandescent |  | Standard A Lamp | 1 | 40 | 137121 | Bathroom
Floor lamp | Incandescent |  | 3-Way Incandescent | 1 | 150 | 137121 | Bathroom
Ceiling Fixture | Incandescent |  | Standard A Lamp | 2 | 75 | 137121 | Bathroom
Chandelier (Hanging) | Incandescent |  | Standard A Lamp | 3 | 75 | 137121 | Bathroom
Wall Mount | Compact Fluorescent |  | Twist | 3 | 13 | 137122 | Bathroom
Recessed - other | Incandescent |  | Heat Lamp | 1 | 250 | 137122 | Bathroom
Other | Linear Fluorescent | 1 | Fluorescent Other | 1 | 16 | 137122 | Bathroom
Ceiling Fixture | Incandescent |  | Standard A Lamp | 1 | 100 | 137122 | Bathroom
Floor lamp | Compact Fluorescent |  | Twist | 1 | 13 | 137122 | Bathroom
Recessed Can | Incandescent |  | Standard A Lamp | 1 | 60 | 137122 | Bathroom
Other | Incandescent |  | Standard A Lamp | 1 | 40 | 137122 | Bathroom
Table | Incandescent |  | Standard A Lamp | 1 | 40 | 137122 | Bathroom
Ceiling Fan | Incandescent |  | Standard A Lamp | 1 | 60 | 137122 | Bathroom
Ceiling Fixture | Incandescent |  | Standard A Lamp | 1 | 60 | 137122 | Bathroom
Ceiling Fixture | Incandescent |  | Standard A Lamp | 1 | 60 | 137122 | Bathroom
Wall Mount | Incandescent |  | Globe | 6 | 40 | 137123 | Bathroom
Recessed - other | Incandescent |  | Heat Lamp | 1 | 250 | 137123 | Bathroom
Ceiling Fixture | Incandescent |  | Standard A Lamp | 1 | 60 | 137123 | Bathroom
Other | Incandescent |  | Standard A Lamp | 1 | 40 | 137123 | Bathroom
Other | Incandescent |  | Standard A Lamp | 1 | 60 | 137123 | Bathroom
Ceiling Fixture | Incandescent |  | Standard A Lamp | 1 | 60 | 137123 | Bathroom
Architectural | Halogen |  | MR | 1 | 50 | 137123 | Bathroom
Chandelier (Hanging) | Incandescent |  | Standard A Lamp | 3 | 60 | 137123 | Bathroom
Ceiling Fixture | Compact Fluorescent |  | Twist | 2 | 18 | 137123 | Bathroom
Ceiling Fixture | Compact Fluorescent |  | Twist | 1 | 18 | 137123 | Bathroom
Ceiling Fixture | Compact Fluorescent |  | Twist | 1 | 13 | 137123 | Bathroom
Other | Incandescent |  | Decorative | 20 | 40 | 138611 | Living Room
Table | Compact Fluorescent |  | Twist | 1 | 14 | 138611 | Living Room
Ceiling Fixture | Compact Fluorescent |  | Pin base | 2 | 26 | 138611 | Living Room
Table | Incandescent |  | Decorative | 1 | 40 | 138611 | Living Room
Table | Incandescent |  | Standard A Lamp | 1 | 60 | 138611 | Living Room
Ceiling Fixture | Compact Fluorescent |  | Pin base | 2 | 26 | 138611 | Living Room
Other | Compact Fluorescent |  | Pin base | 2 | 13 | 138611 | Living Room
Ceiling Fixture | Compact Fluorescent |  | Pin base | 2 | 13 | 138611 | Living Room
Table | Compact Fluorescent |  | Twist | 1 | 13 | 138611 | Living Room
Ceiling Fixture | Compact Fluorescent |  | Pin base | 2 | 13 | 138611 | Living Room
Other | Incandescent |  | Decorative | 20 | 40 | 138611 | Living Room
Wall Mount | Linear Fluorescent | 2 | T-4 | 2 | 17 | 138611 | Living Room
Ceiling Fixture | Compact Fluorescent |  | Pin base | 2 | 13 | 138612 | Living Room
Table | Compact Fluorescent |  | Twist | 3 | 22 | 138612 | Living Room
Table | Compact Fluorescent |  | Pin base | 1 | 36 | 138612 | Living Room
Chandelier (Hanging) | Compact Fluorescent |  | Twist | 1 | 23 | 138612 | Living Room
Ceiling Fixture | Compact Fluorescent |  | Pin base | 2 | 13 | 138612 | Living Room
Wall Mount | Compact Fluorescent |  | Pin base | 2 | 13 | 138612 | Living Room
Table | Incandescent |  | Standard A Lamp | 1 | 60 | 138612 | Living Room
Wall Mount | Linear Fluorescent | 2 | T-4 | 2 | 17 | 138612 | Living Room
Ceiling Fixture | Compact Fluorescent |  | Pin base | 2 | 13 | 138613 | Living Room
Floor lamp | Incandescent |  | Standard A Lamp | 2 | 75 | 138613 | Living Room
Torchiere | Halogen |  | Quartz Tube | 1 | 300 | 138613 | Living Room
Table | Compact Fluorescent |  | Twist | 1 | 23 | 138613 | Living Room
Ceiling Fixture | Compact Fluorescent |  | Pin base | 2 | 13 | 138613 | Living Room
Wall Mount | Compact Fluorescent |  | Pin base | 2 | 13 | 138613 | Living Room
Table | Incandescent |  | Standard A Lamp | 1 | 60 | 138613 | Living Room
Wall Mount | Linear Fluorescent | 2 | T-4 | 2 | 17 | 138613 | Living Room
Wall Mount | Compact Fluorescent |  | Pin base | 2 | 26 | 138991 | Bathroom
Ceiling Fixture | Compact Fluorescent |  | Pin base | 1 | 18 | 138991 | Bathroom
Ceiling Fixture | Compact Fluorescent |  | Twist | 2 | 13 | 138991 | Bathroom
Table | Incandescent |  | Standard A Lamp | 1 | 75 | 138991 | Bathroom
Ceiling Fixture | Compact Fluorescent |  | Twist | 2 | 13 | 138991 | Bathroom
Table | Incandescent |  | Standard A Lamp | 1 | 90 | 138991 | Bathroom
Ceiling Fixture | Compact Fluorescent |  | Twist | 2 | 13 | 138991 | Bathroom
Ceiling Fixture | Compact Fluorescent |  | Twist | 2 | 13 | 138991 | Bathroom
Floor lamp | Incandescent |  | Twist | 1 | 60 | 138991 | Bathroom
Ceiling Fixture | Compact Fluorescent |  | Twist | 2 | 13 | 138992 | Bedroom
Wall Mount | Compact Fluorescent |  | Pin base | 2 | 26 | 138992 | Bedroom
Ceiling Fixture | Compact Fluorescent |  | Pin base | 1 | 18 | 138992 | Bedroom
Ceiling Fixture | Compact Fluorescent |  | Twist | 2 | 13 | 138992 | Bedroom
Ceiling Fixture | Compact Fluorescent |  | Twist | 1 | 13 | 138992 | Bedroom
Ceiling Fixture | Compact Fluorescent |  | Twist | 2 | 23 | 138992 | Bedroom
Floor lamp | Compact Fluorescent |  | Twist | 1 | 23 | 138992 | Bedroom
Ceiling Fixture | Compact Fluorescent |  | Twist | 2 | 13 | 138992 | Bedroom
Wall Mount | Compact Fluorescent |  | Pin base | 2 | 26 | 138993 | Bathroom
Ceiling Fixture | Compact Fluorescent |  | Pin base | 1 | 18 | 138993 | Bathroom
Ceiling Fixture | Compact Fluorescent |  | Twist | 2 | 13 | 138993 | Bathroom
Table | Incandescent |  | Standard A Lamp | 1 | 60 | 138993 | Bathroom
Ceiling Fixture | Compact Fluorescent |  | Twist | 2 | 13 | 138993 | Bathroom
Ceiling Fixture | Compact Fluorescent |  | Twist | 3 | 13 | 138993 | Bathroom
Ceiling Fixture | Compact Fluorescent |  | Twist | 1 | 13 | 138993 | Bathroom
Other | Compact Fluorescent |  | Twist | 1 | 13 | 138993 | Bathroom
Ceiling Fixture | Compact Fluorescent |  | Twist | 2 | 13 | 138993 | Bathroom
Floor lamp | Incandescent |  | Standard A Lamp | 1 | 60 | 138993 | Bathroom
Wall Mount | Incandescent |  | Clear | 3 | 60 | 139881 | Bathroom
Wall Mount | Incandescent |  | Standard A Lamp | 1 | 100 | 139881 | Bathroom
Wall Mount | Linear Fluorescent | 2 | T-8 | 1 | 20 | 139881 | Bathroom
Chandelier (Hanging) | Incandescent |  | Standard A Lamp | 5 | 60 | 139881 | Bathroom
Wall Mount | Compact Fluorescent |  | Twist | 3 | 13 | 139882 | Bathroom
Wall Mount | Compact Fluorescent |  | Twist | 1 | 13 | 139882 | Bathroom
Wall Mount | Linear Fluorescent | 2 | T-12 | 1 | 15 | 139882 | Bathroom
Chandelier (Hanging) | Compact Fluorescent |  | Twist | 5 | 13 | 139882 | Bathroom
Table | Linear Fluorescent | 2 | T-5 | 1 | 20 | 139882 | Bathroom
Wall Mount | Halogen |  | MR | 2 | 50 | 140141 | Bathroom
Table | Compact Fluorescent |  | Twist | 1 | 13 | 140141 | Bathroom
Recessed Can | Compact Fluorescent |  | Reflector | 1 | 14 | 140141 | Bathroom
Recessed Can | Compact Fluorescent |  | Reflector | 1 | 14 | 140141 | Bathroom
Recessed Can | Incandescent |  | Reflector | 1 | 75 | 140141 | Bathroom
Recessed Can | Incandescent |  | Reflector | 1 | 75 | 140141 | Bathroom
Other | Incandescent |  | Mini base | 1 | 40 | 140141 | Bathroom
Recessed Can | Incandescent |  | Reflector | 1 | 75 | 140141 | Bathroom
Table | Incandescent |  | Decorative | 2 | 40 | 140141 | Bathroom
Wall Mount | Halogen |  | MR | 2 | 50 | 140141 | Bathroom
Floor lamp | Incandescent |  | Decorative | 3 | 40 | 140141 | Bathroom
Wall Mount | Halogen |  | PAR | 2 | 50 | 140142 | Bathroom
Recessed Can | Incandescent |  | Reflector | 1 | 75 | 140142 | Bathroom
Recessed Can | Incandescent |  | Heat Lamp | 1 | 150 | 140142 | Bathroom
Recessed Can | Incandescent |  | Reflector | 1 | 75 | 140142 | Bathroom
Table | Compact Fluorescent |  | Twist | 1 | 9 | 140142 | Bathroom
Recessed Can | Incandescent |  | Reflector | 1 | 75 | 140142 | Bathroom
Table | Incandescent |  | 3-Way Incandescent | 1 | 150 | 140142 | Bathroom
Recessed Can | Incandescent |  | Standard A Lamp | 1 | 40 | 140142 | Bathroom
Recessed Can | Incandescent |  | Reflector | 1 | 75 | 140142 | Bathroom
Recessed Can | Compact Fluorescent |  | Reflector | 1 | 15 | 140142 | Bathroom
Other | Incandescent |  | Mini base | 1 | 90 | 140142 | Bathroom
Torchiere | Compact Fluorescent |  | Twist | 1 | 20 | 140142 | Bathroom
Recessed Can | Incandescent |  | Other | 1 | 75 | 140142 | Bathroom
Other | Incandescent |  | Decorative | 1 | 4 | 140142 | Bathroom
Wall Mount | Compact Fluorescent |  | Pin base | 3 | 13 | 140201 | Bathroom
Ceiling Fixture | Compact Fluorescent |  | Pin base | 2 | 13 | 140201 | Bathroom
Ceiling Fixture | Linear Fluorescent | 4 | T-8 | 2 | 32 | 140201 | Bathroom
Ceiling Fan | Compact Fluorescent |  | 3-Way CFL | 3 | 13 | 140201 | Bathroom
Floor lamp | Halogen |  | Quartz Tube | 1 | 300 | 140201 | Bathroom
Ceiling Fixture | Compact Fluorescent |  | Pin base | 2 | 13 | 140201 | Bathroom
Table | Compact Fluorescent |  | Twist | 1 | 14 | 140201 | Bathroom
Floor lamp | Halogen |  | Quartz Tube | 1 | 300 | 140201 | Bathroom
Ceiling Fixture | Incandescent |  | Standard A Lamp | 1 | 75 | 140201 | Bathroom
Wall Mount | Compact Fluorescent |  | Pin base | 2 | 13 | 140202 | Bathroom
Ceiling Fixture | Compact Fluorescent |  | Pin base | 2 | 13 | 140202 | Bathroom
Ceiling Fixture | Linear Fluorescent | 4 | T-8 | 2 | 32 | 140202 | Bathroom
Ceiling Fan | Compact Fluorescent |  | Pin base | 3 | 13 | 140202 | Bathroom
Floor lamp | Halogen |  | Quartz Tube | 1 | 75 | 140202 | Bathroom
Ceiling Fixture | Compact Fluorescent |  | Pin base | 2 | 13 | 140202 | Bathroom
Wall Mount | Compact Fluorescent |  | Pin base | 2 | 13 | 140203 | Bathroom
Ceiling Fixture | Compact Fluorescent |  | Pin base | 2 | 13 | 140203 | Bathroom
Ceiling Fixture | Linear Fluorescent | 4 | T-8 | 2 | 32 | 140203 | Bathroom
Ceiling Fan | Compact Fluorescent |  | Pin base | 3 | 13 | 140203 | Bathroom
Ceiling Fixture | Compact Fluorescent |  | Pin base | 2 | 13 | 140203 | Bathroom
Ceiling Fixture | Incandescent |  | Standard A Lamp | 1 | 75 | 140203 | Bathroom
Wall Mount | Incandescent |  | Globe | 3 | 40 | 140591 | Bathroom
Recessed - other | Incandescent |  | Heat Lamp | 1 | 125 | 140591 | Bathroom
Torchiere | Incandescent |  | Standard A Lamp | 1 | 40 | 140591 | Bathroom
Wall Mount | Compact Fluorescent |  | Pin base | 2 | 26 | 140591 | Bathroom
Ceiling Fixture | Linear Fluorescent | 4 | T-12 | 2 | 40 | 140591 | Bathroom
Other | Incandescent |  | Clear | 1 | 40 | 140591 | Bathroom
Floor lamp | Incandescent |  | Standard A Lamp | 1 | 75 | 140591 | Bathroom
Ceiling Fixture | Compact Fluorescent |  | Other | 1 | 22 | 140591 | Bathroom
Ceiling Fixture | Compact Fluorescent |  | Other | 1 | 40 | 140591 | Bathroom
Table | Compact Fluorescent |  | Twist | 1 | 13 | 140591 | Bathroom
Recessed - other | Incandescent |  | Heat Lamp | 1 | 250 | 140592 | Bathroom
Wall Mount | Incandescent |  | Standard A Lamp | 3 | 60 | 140592 | Bathroom
Table | Compact Fluorescent |  | Twist | 1 | 15 | 140592 | Bathroom
Table | Incandescent |  | Decorative | 1 | 25 | 140592 | Bathroom
Wall Mount | Compact Fluorescent |  | Twist | 1 | 14 | 140592 | Bathroom
Ceiling Fixture | Compact Fluorescent |  | Other | 1 | 22 | 140592 | Bathroom
Other | Incandescent |  | Standard A Lamp | 1 | 40 | 140592 | Bathroom
Wall Mount | Incandescent |  | Standard A Lamp | 1 | 60 | 140592 | Bathroom
Ceiling Fixture | Compact Fluorescent |  | Other | 1 | 40 | 140592 | Bathroom
Ceiling Fixture | Compact Fluorescent |  | Other | 1 | 22 | 140592 | Bathroom
Floor lamp | Incandescent |  | Globe | 3 | 40 | 140592 | Bathroom
Table | Compact Fluorescent |  | Twist | 1 | 13 | 140592 | Bathroom
Ceiling Fixture | Compact Fluorescent |  | Twist | 1 | 18 | 140592 | Bathroom
Wall Mount | Incandescent |  | Standard A Lamp | 3 | 60 | 140593 | Bathroom
Wall Mount | Compact Fluorescent |  | Pin base | 2 | 26 | 140593 | Bathroom
Table | Incandescent |  | Standard A Lamp | 1 | 75 | 140593 | Bathroom
Ceiling Fixture | Compact Fluorescent |  | Twist | 1 | 26 | 140593 | Bathroom
Other | Incandescent |  | Standard A Lamp | 1 | 40 | 140593 | Bathroom
Ceiling Fixture | Compact Fluorescent |  | Other | 1 | 23 | 140593 | Bathroom
Wall Mount | Compact Fluorescent |  | Pin base | 1 | 18 | 140593 | Bathroom
Floor lamp | Compact Fluorescent |  | Twist | 1 | 15 | 140593 | Bathroom
Ceiling Fixture | Compact Fluorescent |  | Other | 1 | 40 | 140593 | Bathroom
Ceiling Fixture | Compact Fluorescent |  | Other | 1 | 26 | 140593 | Bathroom
Table | Incandescent |  | 3-Way Incandescent | 1 | 100 | 140593 | Bathroom
Recessed - other | Incandescent |  | Heat Lamp | 2 | 250 | 141631 | Bathroom
Wall Mount | Compact Fluorescent |  | Twist | 5 | 13 | 141631 | Bathroom
Wall Mount | Incandescent |  | Globe | 3 | 75 | 141631 | Bathroom
Recessed - other | Incandescent |  | Heat Lamp | 2 | 250 | 141631 | Bathroom
Table | Incandescent |  | Decorative | 1 | 40 | 141631 | Bathroom
Ceiling Fixture | Incandescent |  | Standard A Lamp | 2 | 60 | 141631 | Bathroom
Table | Incandescent |  | Standard A Lamp | 1 | 100 | 141631 | Bathroom
Chandelier (Hanging) | Incandescent |  | Standard A Lamp | 1 | 60 | 141631 | Bathroom
Ceiling Fixture | Incandescent |  | Twist | 2 | 60 | 141631 | Bathroom
Other | Incandescent |  | Decorative | 1 | 40 | 141631 | Bathroom
Chandelier (Hanging) | Compact Fluorescent |  | Globe | 5 | 11 | 141631 | Bathroom
Ceiling Fixture | Compact Fluorescent |  | Twist | 3 | 13 | 141631 | Bathroom
Recessed Can | Incandescent |  | Decorative | 1 | 40 | 141631 | Bathroom
Table | Incandescent |  | Standard A Lamp | 1 | 200 | 141631 | Bathroom
Table | Incandescent |  | Standard A Lamp | 1 | 150 | 141631 | Bathroom
Floor lamp | Incandescent |  | Standard A Lamp | 1 | 60 | 141631 | Bathroom
Table | Incandescent |  | 3-Way Incandescent | 1 | 150 | 141631 | Bathroom
Table | Incandescent |  | Decorative | 1 | 40 | 141631 | Bathroom
Ceiling Fixture | Incandescent |  | Standard A Lamp | 2 | 60 | 141631 | Bathroom
Wall Mount | Incandescent |  | Standard A Lamp | 4 | 60 | 141632 | Bathroom
Recessed - other | Incandescent |  | Heat Lamp | 1 | 150 | 141632 | Bathroom
Recessed - other | Incandescent |  | Clear | 1 | 100 | 141632 | Bathroom
Recessed - other | Incandescent |  | Clear | 2 | 100 | 141632 | Bathroom
Wall Mount | Incandescent |  | Standard A Lamp | 3 | 60 | 141632 | Bathroom
Ceiling Fixture | Incandescent |  | Standard A Lamp | 2 | 60 | 141632 | Bathroom
Table | Incandescent |  | Standard A Lamp | 1 | 40 | 141632 | Bathroom
Ceiling Fixture | Incandescent |  | Standard A Lamp | 2 | 60 | 141632 | Bathroom
Floor lamp | Incandescent |  | Standard A Lamp | 1 | 75 | 141632 | Bathroom
Ceiling Fixture | Incandescent |  | Standard A Lamp | 1 | 60 | 141632 | Bathroom
Ceiling Fixture | Incandescent |  | Standard A Lamp | 2 | 60 | 141632 | Bathroom
Other | Incandescent |  | Standard A Lamp | 1 | 60 | 141632 | Bathroom
Ceiling Fixture | Halogen |  | Quartz Tube | 1 | 250 | 141632 | Bathroom
Chandelier (Hanging) | Incandescent |  | Standard A Lamp | 5 | 60 | 141632 | Bathroom
Recessed Can | Incandescent |  | Reflector | 1 | 45 | 141632 | Bathroom
Floor lamp | Incandescent |  | Standard A Lamp | 1 | 60 | 141632 | Bathroom
Recessed - other | Compact Fluorescent |  | Flood | 1 | 19 | 141633 | Bathroom
Recessed - other | Incandescent |  | Heat Lamp | 1 | 250 | 141633 | Bathroom
Wall Mount | Compact Fluorescent |  | Twist | 5 | 13 | 141633 | Bathroom
Recessed - other | Incandescent |  | Heat Lamp | 2 | 250 | 141633 | Bathroom
Wall Mount | Compact Fluorescent |  | Twist | 3 | 13 | 141633 | Bathroom
Ceiling Fixture | Compact Fluorescent |  | Twist | 2 | 13 | 141633 | Bathroom
Table | Incandescent |  | Standard A Lamp | 1 | 60 | 141633 | Bathroom
Ceiling Fixture | Compact Fluorescent |  | Twist | 2 | 13 | 141633 | Bathroom
Ceiling Fan | Incandescent |  | Standard A Lamp | 1 | 60 | 141633 | Bathroom
Chandelier (Hanging) | Compact Fluorescent |  | Twist | 2 | 13 | 141633 | Bathroom
Other | Compact Fluorescent |  | Twist | 1 | 13 | 141633 | Bathroom
Chandelier (Hanging) | Incandescent |  | Standard A Lamp | 5 | 40 | 141633 | Bathroom
Ceiling Fixture | Incandescent |  | Standard A Lamp | 2 | 60 | 141633 | Bathroom
Floor lamp | Incandescent |  | Standard A Lamp | 1 | 40 | 141633 | Bathroom
Chandelier (Hanging) | Incandescent |  | Standard A Lamp | 1 | 60 | 141633 | Bathroom
Wall Mount | Incandescent |  | Globe | 3 | 60 | 142401 | Bathroom
Recessed - other | Incandescent |  | Reflector | 1 | 250 | 142401 | Bathroom
Wall Mount | Incandescent |  | Globe | 4 | 60 | 142401 | Bathroom
Recessed Can | Incandescent |  | Reflector | 1 | 250 | 142401 | Bathroom
Ceiling Fixture | Incandescent |  | Standard A Lamp | 1 | 75 | 142401 | Bathroom
Table | Incandescent |  | Standard A Lamp | 1 | 60 | 142401 | Bathroom
Ceiling Fixture | Incandescent |  | Standard A Lamp | 1 | 75 | 142401 | Bathroom
Ceiling Fixture | Incandescent |  | Standard A Lamp | 1 | 75 | 142401 | Bathroom
Ceiling Fixture | Incandescent |  | Standard A Lamp | 1 | 60 | 142401 | Bathroom
Recessed Can | Incandescent |  | Reflector | 1 | 65 | 142401 | Bathroom
Ceiling Fan | Incandescent |  | Standard A Lamp | 1 | 60 | 142401 | Bathroom
Recessed Can | Incandescent |  | Reflector | 1 | 65 | 142401 | Bathroom
Floor lamp | Incandescent |  | Standard A Lamp | 1 | 60 | 142401 | Bathroom
Garage door opener | Incandescent |  | Standard A Lamp | 2 | 60 | 142401 | Bathroom
Ceiling Fixture | Incandescent |  | Standard A Lamp | 1 | 60 | 142401 | Bathroom
Wall Mount | Incandescent |  | Globe | 4 | 40 | 142402 | Bathroom
Recessed - other | Incandescent |  | Reflector | 1 | 250 | 142402 | Bathroom
Wall Mount | Incandescent |  | Globe | 4 | 60 | 142402 | Bathroom
Recessed - other | Incandescent |  | Reflector | 1 | 250 | 142402 | Bathroom
Table | Incandescent |  | 3-Way Incandescent | 1 | 100 | 142402 | Bathroom
Ceiling Fixture | Incandescent |  | Standard A Lamp | 1 | 55 | 142402 | Bathroom
Ceiling Fixture | Incandescent |  | Standard A Lamp | 1 | 60 | 142402 | Bathroom
Table | Compact Fluorescent |  | Twist | 1 | 10 | 142402 | Bathroom
Ceiling Fixture | Incandescent |  | Standard A Lamp | 1 | 75 | 142402 | Bathroom
Table | Incandescent |  | 3-Way Incandescent | 1 | 150 | 142402 | Bathroom
Other | Halogen |  | PAR | 1 | 20 | 142402 | Bathroom
Garage door opener | Incandescent |  | Standard A Lamp | 2 | 60 | 142402 | Bathroom
Ceiling Fixture | Incandescent |  | Standard A Lamp | 1 | 60 | 142402 | Bathroom
Ceiling Fixture | Incandescent |  | Standard A Lamp | 1 | 75 | 142402 | Bathroom
Recessed Can | Compact Fluorescent |  | Reflector | 1 | 15 | 142402 | Bathroom
Ceiling Fixture | Incandescent |  | Standard A Lamp | 3 | 75 | 142402 | Bathroom
Ceiling Fixture | Incandescent |  | Standard A Lamp | 1 | 60 | 142402 | Bathroom
Ceiling Fan | Incandescent |  | Standard A Lamp | 1 | 60 | 142402 | Bathroom
Floor lamp | Incandescent |  | Standard A Lamp | 1 | 40 | 142402 | Bathroom
Table | Incandescent |  | Standard A Lamp | 1 | 25 | 142402 | Bathroom
Table | Incandescent |  | 3-Way Incandescent | 1 | 150 | 142402 | Bathroom
Recessed Can | Incandescent |  | Reflector | 1 | 65 | 142402 | Bathroom
Table | Incandescent |  | Decorative | 1 | 40 | 142402 | Bathroom
Ceiling Fixture | Incandescent |  | Standard A Lamp | 1 | 75 | 142402 | Bathroom
Wall Mount | Compact Fluorescent |  | Globe | 4 | 15 | 142581 | Bathroom
Recessed - other | Incandescent |  | Heat Lamp | 1 | 250 | 142581 | Bathroom
Wall Mount | Compact Fluorescent |  | Globe | 4 | 15 | 142581 | Bathroom
Recessed - other | Incandescent |  | Heat Lamp | 1 | 250 | 142581 | Bathroom
Ceiling Fixture | Compact Fluorescent |  | Twist | 2 | 15 | 142581 | Bathroom
Ceiling Fixture | Compact Fluorescent |  | Twist | 1 | 15 | 142581 | Bathroom
Chandelier (Hanging) | Incandescent |  | Standard A Lamp | 3 | 60 | 142581 | Bathroom
Ceiling Fixture | Compact Fluorescent |  | Twist | 1 | 15 | 142581 | Bathroom
Ceiling Fixture | Compact Fluorescent |  | Twist | 3 | 15 | 142581 | Bathroom
Torchiere | Compact Fluorescent |  | Twist | 1 | 15 | 142581 | Bathroom
Ceiling Fixture | Compact Fluorescent |  | Twist | 1 | 15 | 142581 | Bathroom
Ceiling Fixture | Compact Fluorescent |  | Twist | 2 | 15 | 142581 | Bathroom
Wall Mount | Incandescent |  | Globe | 4 | 40 | 142582 | Bathroom
Ceiling Fixture | Incandescent |  | Standard A Lamp | 2 | 60 | 142582 | Bathroom
Ceiling Fixture | Incandescent |  | Standard A Lamp | 1 | 60 | 142582 | Bathroom
Chandelier (Hanging) | Incandescent |  | Decorative | 3 | 40 | 142582 | Bathroom
Ceiling Fixture | Incandescent |  | Standard A Lamp | 1 | 60 | 142582 | Bathroom
Ceiling Fixture | Compact Fluorescent |  | Twist | 3 | 15 | 142582 | Bathroom
Floor lamp | Compact Fluorescent |  | Twist | 1 | 15 | 142582 | Bathroom
Recessed Can | Incandescent |  | Reflector | 1 | 65 | 142582 | Bathroom
Wall Mount | Incandescent |  | Globe | 4 | 40 | 142582 | Bathroom
Ceiling Fixture | Incandescent |  | Standard A Lamp | 2 | 60 | 142582 | Bathroom
Recessed - other | Incandescent |  | Heat Lamp | 1 | 250 | 142591 | Bathroom
Wall Mount | Compact Fluorescent |  | Twist | 4 | 13 | 142591 | Bathroom
Ceiling Fixture | Incandescent |  | Standard A Lamp | 3 | 60 | 142591 | Bathroom
Table | Compact Fluorescent |  | Twist | 1 | 25 | 142591 | Bathroom
Ceiling Fixture | Incandescent |  | Standard A Lamp | 2 | 60 | 142591 | Bathroom
Ceiling Fixture | Incandescent |  | Standard A Lamp | 2 | 60 | 142591 | Bathroom
Ceiling Fixture | Compact Fluorescent |  | Twist | 1 | 13 | 142591 | Bathroom
Chandelier (Hanging) | Incandescent |  | Globe | 5 | 40 | 142591 | Bathroom
Table | Linear Fluorescent | 1.5 | T-4 | 2 | 15 | 142591 | Bathroom
Other | Incandescent |  | Standard A Lamp | 1 | 52 | 142591 | Bathroom
Table | Compact Fluorescent |  | Twist | 1 | 14 | 142591 | Bathroom
Recessed - other | Incandescent |  | Heat Lamp | 1 | 250 | 142592 | Bathroom
Wall Mount | Incandescent |  | Standard A Lamp | 4 | 40 | 142592 | Bathroom
Recessed - other | Incandescent |  | Heat Lamp | 1 | 125 | 142592 | Bathroom
Recessed - other | Incandescent |  | Heat Lamp | 1 | 250 | 142592 | Bathroom
Wall Mount | Incandescent |  | Standard A Lamp | 4 | 40 | 142592 | Bathroom
Floor lamp | Incandescent |  | Standard A Lamp | 2 | 60 | 142592 | Bathroom
Table | Incandescent |  | Standard A Lamp | 1 | 40 | 142592 | Bathroom
Chandelier (Hanging) | Incandescent |  | Decorative | 3 | 40 | 142592 | Bathroom
Floor lamp | Compact Fluorescent |  | Pin base | 1 | 27 | 142592 | Bathroom
Ceiling Fixture | Incandescent |  | Standard A Lamp | 2 | 60 | 142592 | Bathroom
Ceiling Fixture | Incandescent |  | Standard A Lamp | 2 | 60 | 142592 | Bathroom
Ceiling Fixture | Incandescent |  | Standard A Lamp | 3 | 60 | 142592 | Bathroom
Ceiling Fixture | Incandescent |  | Standard A Lamp | 2 | 60 | 142592 | Bathroom
Floor lamp | Compact Fluorescent |  | Pin base | 1 | 27 | 142592 | Bathroom
Recessed - other | Incandescent |  | Heat Lamp | 1 | 250 | 142593 | Bathroom
Wall Mount | Incandescent |  | Globe | 4 | 60 | 142593 | Bathroom
Recessed - other | Incandescent |  | Heat Lamp | 1 | 250 | 142593 | Bathroom
Wall Mount | Incandescent |  | Decorative | 4 | 60 | 142593 | Bathroom
Ceiling Fixture | Incandescent |  | Standard A Lamp | 2 | 60 | 142593 | Bathroom
Table | Incandescent |  | Standard A Lamp | 1 | 30 | 142593 | Bathroom
Ceiling Fixture | Incandescent |  | Standard A Lamp | 3 | 60 | 142593 | Bathroom
Ceiling Fixture | Incandescent |  | Standard A Lamp | 2 | 60 | 142593 | Bathroom
Recessed Can | Incandescent |  | Reflector | 1 | 65 | 142593 | Bathroom
Chandelier (Hanging) | Incandescent |  | Decorative | 8 | 40 | 142593 | Bathroom
Floor lamp | Incandescent |  | Standard A Lamp | 1 | 67 | 142593 | Bathroom
Other | Incandescent |  | Standard A Lamp | 1 | 56 | 142593 | Bathroom
Wall Mount | Compact Fluorescent |  | Twist | 2 | 15 | 143461 | Bathroom
Table | Compact Fluorescent |  | Twist | 2 | 15 | 143461 | Bathroom
Chandelier (Hanging) | Incandescent |  | Standard A Lamp | 3 | 40 | 143461 | Bathroom
Ceiling Fixture | Compact Fluorescent |  | Twist | 1 | 15 | 143461 | Bathroom
Ceiling Fixture | Compact Fluorescent |  | Twist | 1 | 15 | 143461 | Bathroom
Chandelier (Hanging) | Incandescent |  | Decorative | 5 | 25 | 143461 | Bathroom
Wall Mount | Compact Fluorescent |  | Twist | 4 | 15 | 143462 | Bathroom
Ceiling Fixture | Compact Fluorescent |  | Twist | 2 | 15 | 143462 | Bathroom
Ceiling Fixture | Incandescent |  | Standard A Lamp | 3 | 60 | 143462 | Bathroom
Ceiling Fixture | Compact Fluorescent |  | Twist | 1 | 15 | 143462 | Bathroom
Ceiling Fixture | Compact Fluorescent |  | Twist | 1 | 15 | 143462 | Bathroom
Chandelier (Hanging) | Incandescent |  | Standard A Lamp | 1 | 75 | 143462 | Bathroom
Wall Mount | Incandescent |  | Globe | 3 | 40 | 145071 | Bathroom
Recessed Can | Incandescent |  | Reflector | 1 | 250 | 145071 | Bathroom
Wall Mount | Incandescent |  | Standard A Lamp | 4 | 100 | 145071 | Bathroom
Recessed Can | Incandescent |  | Reflector | 1 | 150 | 145071 | Bathroom
Recessed Can | Incandescent |  | Heat Lamp | 1 | 250 | 145071 | Bathroom
Recessed Can | Incandescent |  | Standard A Lamp | 1 | 100 | 145071 | Bathroom
Recessed Can | Incandescent |  | Standard A Lamp | 1 | 100 | 145071 | Bathroom
Floor lamp | Incandescent |  | Mini base | 5 | 40 | 145071 | Bathroom
Table | Compact Fluorescent |  | Twist | 1 | 22 | 145071 | Bathroom
Ceiling Fixture | Incandescent |  | Standard A Lamp | 1 | 60 | 145071 | Bathroom
Ceiling Fixture | Incandescent |  | Clear | 1 | 60 | 145071 | Bathroom
Chandelier (Hanging) | Compact Fluorescent |  | Twist | 1 | 22 | 145071 | Bathroom
Ceiling Fixture | Compact Fluorescent |  | Straight Tube | 2 | 15 | 145071 | Bathroom
Other | Incandescent |  | Standard A Lamp | 2 | 100 | 145071 | Bathroom
Ceiling Fixture | Incandescent |  | Standard A Lamp | 1 | 75 | 145071 | Bathroom
Ceiling Fixture | Incandescent |  | Standard A Lamp | 1 | 100 | 145071 | Bathroom
Floor lamp | Compact Fluorescent |  | Twist | 2 | 23 | 145071 | Bathroom
Floor lamp | Compact Fluorescent |  | Twist | 1 | 22 | 145071 | Bathroom
Table | Incandescent |  | 3-Way Incandescent | 1 | 150 | 145071 | Bathroom
Ceiling Fixture | Incandescent |  | Standard A Lamp | 1 | 60 | 145071 | Bathroom
Wall Mount | Incandescent |  | Clear | 4 | 40 | 145071 | Bathroom
Recessed Can | Incandescent |  | Heat Lamp | 1 | 250 | 145071 | Bathroom
Recessed Can | Incandescent |  | Reflector | 1 | 150 | 145071 | Bathroom
Ceiling Fixture | Incandescent |  | Standard A Lamp | 1 | 60 | 145071 | Bathroom
Floor lamp | Incandescent |  | 3-Way Incandescent | 1 | 150 | 145071 | Bathroom
Table | Incandescent |  | Standard A Lamp | 1 | 60 | 145071 | Bathroom
Wall Mount | Incandescent |  | Standard A Lamp | 4 | 100 | 145072 | Bathroom
Other | Incandescent |  | Heat Lamp | 2 | 250 | 145072 | Bathroom
Recessed Can | Incandescent |  | Standard A Lamp | 1 | 65 | 145072 | Bathroom
Floor lamp | Incandescent |  | Standard A Lamp | 1 | 100 | 145072 | Bathroom
Recessed Can | Incandescent |  | Reflector | 1 | 65 | 145072 | Bathroom
Table | Incandescent |  | Standard A Lamp | 1 | 75 | 145072 | Bathroom
Ceiling Fixture | Incandescent |  | Standard A Lamp | 1 | 75 | 145072 | Bathroom
Ceiling Fixture | Incandescent |  | Standard A Lamp | 1 | 60 | 145072 | Bathroom
Ceiling Fixture | Incandescent |  | Standard A Lamp | 2 | 75 | 145072 | Bathroom
Other | Compact Fluorescent |  | Twist | 1 | 22 | 145072 | Bathroom
Chandelier (Hanging) | Incandescent |  | Decorative | 5 | 60 | 145072 | Bathroom
Wall Mount | Incandescent |  | Standard A Lamp | 4 | 75 | 145073 | Bathroom
Recessed Can | Incandescent |  | Reflector | 1 | 150 | 145073 | Bathroom
Recessed Can | Incandescent |  | Heat Lamp | 1 | 5 | 145073 | Bathroom
Recessed Can | Incandescent |  | Standard A Lamp | 1 | 75 | 145073 | Bathroom
Table | Incandescent |  | Mini base | 3 | 40 | 145073 | Bathroom
Recessed Can | Incandescent |  | Reflector | 1 | 65 | 145073 | Bathroom
Table | Incandescent |  | Standard A Lamp | 1 | 60 | 145073 | Bathroom
Ceiling Fixture | Incandescent |  | Standard A Lamp | 1 | 100 | 145073 | Bathroom
Ceiling Fixture | Incandescent |  | Standard A Lamp | 1 | 40 | 145073 | Bathroom
Other | Compact Fluorescent |  | Twist | 1 | 15 | 145073 | Bathroom
Ceiling Fixture | Incandescent |  | Standard A Lamp | 1 | 60 | 145073 | Bathroom
Chandelier (Hanging) | Incandescent |  | Mini base | 8 | 40 | 145073 | Bathroom
Chandelier (Hanging) | Compact Fluorescent |  | Twist | 1 | 15 | 145073 | Bathroom
Floor lamp | Incandescent |  | Standard A Lamp | 2 | 100 | 145073 | Bathroom
Chandelier (Hanging) | Compact Fluorescent |  | Twist | 1 | 15 | 145073 | Bathroom
Floor lamp | Incandescent |  | Mini base | 3 | 40 | 145073 | Bathroom
Wall Mount | Compact Fluorescent |  | Globe | 5 | 15 | 146131 | Bathroom
Ceiling Fixture | Incandescent |  | Reflector | 1 | 250 | 146131 | Bathroom
Recessed Can | Incandescent |  | Reflector | 1 | 65 | 146131 | Bathroom
Ceiling Fixture | Compact Fluorescent |  | Twist | 2 | 23 | 146131 | Bathroom
Table | Incandescent |  | Standard A Lamp | 1 | 60 | 146131 | Bathroom
Ceiling Fixture | Compact Fluorescent |  | Twist | 2 | 23 | 146131 | Bathroom
Table | Incandescent |  | Standard A Lamp | 1 | 60 | 146131 | Bathroom
Table | Halogen |  | Other | 1 | 20 | 146131 | Bathroom
Recessed Can | Compact Fluorescent |  | Reflector | 1 | 15 | 146131 | Bathroom
Ceiling Fixture | Incandescent |  | Globe | 1 | 100 | 146131 | Bathroom
Floor lamp | Incandescent |  | 3-Way Incandescent | 1 | 100 | 146131 | Bathroom
Table | Incandescent |  | Standard A Lamp | 1 | 57 | 146131 | Bathroom
Floor lamp | Incandescent |  | Standard A Lamp | 2 | 60 | 146131 | Bathroom
Table | Incandescent |  | 3-Way Incandescent | 1 | 100 | 146131 | Bathroom
Floor lamp | Incandescent |  | Standard A Lamp | 1 | 60 | 146131 | Bathroom
Recessed Can | Compact Fluorescent |  | Reflector | 1 | 15 | 146131 | Bathroom
Ceiling Fixture | Linear Fluorescent | 4 | T-12 | 2 | 40 | 146131 | Bathroom
Wall Mount | Incandescent |  | Standard A Lamp | 1 | 40 | 146131 | Bathroom
Wall Mount | Incandescent |  | Globe | 5 | 60 | 146132 | Bathroom
Ceiling Fixture | Incandescent |  | Reflector | 1 | 250 | 146132 | Bathroom
Recessed Can | Incandescent |  | Reflector | 1 | 65 | 146132 | Bathroom
Ceiling Fixture | Incandescent |  | Decorative | 4 | 40 | 146132 | Bathroom
Table | Incandescent |  | Decorative | 1 | 60 | 146132 | Bathroom
Ceiling Fixture | Incandescent |  | Standard A Lamp | 2 | 60 | 146132 | Bathroom
Table | Incandescent |  | Standard A Lamp | 1 | 75 | 146132 | Bathroom
Recessed Can | Incandescent |  | Reflector | 1 | 65 | 146132 | Bathroom
Ceiling Fixture | Compact Fluorescent |  | Twist | 1 | 26 | 146132 | Bathroom
Floor lamp | Compact Fluorescent |  | Twist | 1 | 26 | 146132 | Bathroom
Ceiling Fixture | Linear Fluorescent | 4 | T-12 | 2 | 40 | 146132 | Bathroom
Wall Mount | Incandescent |  | Standard A Lamp | 1 | 60 | 146132 | Bathroom
Recessed Can | Incandescent |  | Reflector | 1 | 65 | 146132 | Bathroom
Table | Compact Fluorescent |  | Twist | 1 | 26 | 146132 | Bathroom
Wall Mount | Linear Fluorescent | 2 | T-8 | 2 | 17 | 146141 | Bathroom
Floor lamp | Incandescent |  | Standard A Lamp | 1 | 40 | 146141 | Bathroom
Table | Incandescent |  | Mini base | 1 | 40 | 146141 | Bathroom
Wall Mount | Linear Fluorescent | 2 | T-8 | 2 | 16 | 146141 | Bathroom
Ceiling Fixture | Linear Fluorescent | 4 | T-8 | 2 | 32 | 146141 | Bathroom
Ceiling Fan | Incandescent |  | Standard A Lamp | 1 | 60 | 146141 | Bathroom
Table | Incandescent |  | Standard A Lamp | 1 | 60 | 146141 | Bathroom
Wall Mount | Linear Fluorescent | 2 | T-8 | 2 | 17 | 146142 | Bathroom
Table | Incandescent |  | 3-Way Incandescent | 1 | 150 | 146142 | Bathroom
Wall Mount | Linear Fluorescent | 2 | T-8 | 2 | 16 | 146142 | Bathroom
Ceiling Fixture | Linear Fluorescent | 4 | T-8 | 2 | 32 | 146142 | Bathroom
Other | Incandescent |  | Decorative | 1 | 8 | 146142 | Bathroom
Other | Incandescent |  | Standard A Lamp | 1 | 75 | 146142 | Bathroom
Ceiling Fan | Compact Fluorescent |  | Twist | 1 | 23 | 146142 | Bathroom
Floor lamp | Incandescent |  | 3-Way Incandescent | 1 | 150 | 146142 | Bathroom
Table | Incandescent |  | 3-Way Incandescent | 1 | 100 | 146142 | Bathroom
Wall Mount | Linear Fluorescent | 2 | T-8 | 2 | 17 | 146143 | Bedroom
Table | Incandescent |  | 3-Way Incandescent | 1 | 100 | 146143 | Bedroom
Ceiling Fan | Incandescent |  | Standard A Lamp | 1 | 60 | 146143 | Bedroom
Table | Incandescent |  | Standard A Lamp | 0 |  | 146143 | Bedroom
Ceiling Fixture | Linear Fluorescent | 4 | T-8 | 2 | 32 | 146143 | Bedroom
Wall Mount | Linear Fluorescent | 2 | T-8 | 2 | 16 | 146143 | Bedroom
Wall Mount | Incandescent |  | Standard A Lamp | 3 | 60 | 200211 | Bathroom
Wall Mount | Compact Fluorescent |  | Twist | 2 | 15 | 200211 | Bathroom
Table | Incandescent |  | Standard A Lamp | 1 | 75 | 200211 | Bathroom
Ceiling Fixture | Compact Fluorescent |  | Twist | 2 | 15 | 200211 | Bathroom
Wall Mount | Incandescent |  | Standard A Lamp | 1 | 40 | 200211 | Bathroom
Ceiling Fixture | Compact Fluorescent |  | Twist | 2 | 15 | 200211 | Bathroom
Table | Compact Fluorescent |  | Twist | 1 | 15 | 200211 | Bathroom
Wall Mount | Compact Fluorescent |  | Twist | 4 | 15 | 200212 | Bathroom
Wall Mount | Compact Fluorescent |  | Twist | 2 | 15 | 200212 | Bathroom
Chandelier (Hanging) | Incandescent |  | Standard A Lamp | 5 | 25 | 200212 | Bathroom
Ceiling Fixture | Linear Fluorescent | 1.5 | T-12 | 1 | 15 | 200212 | Bathroom
Ceiling Fixture | Compact Fluorescent |  | Twist | 2 | 15 | 200212 | Bathroom
Wall Mount | Compact Fluorescent |  | Twist | 1 | 15 | 200212 | Bathroom
Floor lamp | Compact Fluorescent |  | Twist | 1 | 22 | 200212 | Bathroom
Floor lamp | Incandescent |  | Standard A Lamp | 1 | 60 | 200212 | Bathroom
Ceiling Fixture | Incandescent |  | Standard A Lamp | 1 | 60 | 200212 | Bathroom
Ceiling Fixture | Compact Fluorescent |  | Twist | 1 | 15 | 200212 | Bathroom
Wall Mount | Incandescent |  | Standard A Lamp | 4 | 60 | 200213 | Bathroom
Ceiling Fixture | Incandescent |  | Standard A Lamp | 2 | 60 | 200213 | Bathroom
Wall Mount | Incandescent |  | Standard A Lamp | 1 | 60 | 200213 | Bathroom
Ceiling Fixture | Incandescent |  | Standard A Lamp | 2 | 60 | 200213 | Bathroom
Floor lamp | Incandescent |  | Standard A Lamp | 1 | 40 | 200213 | Bathroom
Wall Mount | Compact Fluorescent |  | Twist | 2 | 15 | 200213 | Bathroom
Ceiling Fixture | Incandescent |  | Clear | 3 | 60 | 201011 | Other
Wall Mount | Linear Fluorescent | 3 | T-8 | 1 | 30 | 201011 | Other
Ceiling Fixture | Incandescent |  | Clear | 2 | 75 | 201011 | Other
Ceiling Fixture | Linear Fluorescent | 4 | T-12 | 2 | 40 | 201011 | Other
Table | Incandescent |  | Clear | 1 | 75 | 201011 | Other
Table | Incandescent |  | Clear | 2 | 75 | 201011 | Other
Ceiling Fixture | Incandescent |  | Clear | 2 | 52 | 201012 | Other
Wall Mount | Linear Fluorescent | 3 | T-8 | 1 | 30 | 201012 | Other
Ceiling Fixture | Incandescent |  | Clear | 1 | 40 | 201013 | Master Bedroom
Table | Incandescent |  | Clear | 1 | 75 | 201013 | Master Bedroom
Wall Mount | Linear Fluorescent | 3 | T-8 | 1 | 30 | 201013 | Master Bedroom
Ceiling Fixture | Incandescent |  | Clear | 2 | 40 | 201013 | Master Bedroom
Wall Mount | Compact Fluorescent |  | Pin base | 2 | 13 | 201191 | Bathroom
Ceiling Fixture | Compact Fluorescent |  | Pin base | 2 | 13 | 201191 | Bathroom
Ceiling Fixture | Compact Fluorescent |  | Pin base | 2 | 13 | 201191 | Bathroom
Ceiling Fixture | Linear Fluorescent | 4 | T-8 | 2 | 32 | 201191 | Bathroom
Ceiling Fixture | Compact Fluorescent |  | Pin base | 2 | 13 | 201191 | Bathroom
Wall Mount | Incandescent |  | Standard A Lamp | 1 | 60 | 201191 | Bathroom
Wall Mount | Compact Fluorescent |  | Pin base | 2 | 13 | 201191 | Bathroom
Table | Compact Fluorescent |  | Twist | 1 | 26 | 201191 | Bathroom
Wall Mount | Compact Fluorescent |  | Pin base | 2 | 13 | 201192 | Bathroom
Ceiling Fixture | Compact Fluorescent |  | Pin base | 2 | 13 | 201192 | Bathroom
Ceiling Fixture | Compact Fluorescent |  | Pin base | 2 | 13 | 201192 | Bathroom
Table | Incandescent |  | Decorative | 3 | 5 | 201192 | Bathroom
Ceiling Fixture | Linear Fluorescent | 4 | T-12 | 2 | 40 | 201192 | Bathroom
Ceiling Fixture | Compact Fluorescent |  | Pin base | 2 | 13 | 201192 | Bathroom
Wall Mount | Compact Fluorescent |  | Twist | 1 | 26 | 201192 | Bathroom
Wall Mount | Compact Fluorescent |  | Pin base | 2 | 13 | 201192 | Bathroom
Table | Compact Fluorescent |  | Twist | 1 | 26 | 201192 | Bathroom
Wall Mount | Compact Fluorescent |  | Pin base | 2 | 13 | 201193 | Bathroom
Ceiling Fixture | Compact Fluorescent |  | Pin base | 2 | 13 | 201193 | Bathroom
Ceiling Fixture | Compact Fluorescent |  | Pin base | 2 | 13 | 201193 | Bathroom
Table | Compact Fluorescent |  | Twist | 1 | 26 | 201193 | Bathroom
Ceiling Fixture | Linear Fluorescent | 4 | T-12 | 2 | 40 | 201193 | Bathroom
Ceiling Fixture | Compact Fluorescent |  | Pin base | 2 | 13 | 201193 | Bathroom
Wall Mount | Incandescent |  | Standard A Lamp | 1 | 60 | 201193 | Bathroom
Wall Mount | Compact Fluorescent |  | Pin base | 2 | 13 | 201193 | Bathroom
Table | Compact Fluorescent |  | Twist | 1 | 26 | 201193 | Bathroom
Wall Mount | Incandescent |  | Globe | 4 | 60 | 201651 | Bathroom
Ceiling Fixture | Incandescent |  | Reflector | 1 | 250 | 201651 | Bathroom
Ceiling Fixture | Incandescent |  | Standard A Lamp | 1 | 65 | 201651 | Bathroom
Ceiling Fixture | Incandescent |  | Standard A Lamp | 2 | 75 | 201651 | Bathroom
Floor lamp | Incandescent |  | Decorative | 6 | 25 | 201651 | Bathroom
Ceiling Fixture | Linear Fluorescent | 4 | T-8 | 2 | 32 | 201651 | Bathroom
Floor lamp | Compact Fluorescent |  | Twist | 1 | 20 | 201651 | Bathroom
Ceiling Fixture | Incandescent |  | Standard A Lamp | 2 | 75 | 201651 | Bathroom
Other | Incandescent |  | Globe | 1 | 60 | 201651 | Bathroom
Wall Mount | Incandescent |  | Globe | 4 | 60 | 201652 | Bathroom
Ceiling Fixture | Incandescent |  | Reflector | 1 | 250 | 201652 | Bathroom
Ceiling Fixture | Incandescent |  | Standard A Lamp | 1 | 65 | 201652 | Bathroom
Ceiling Fixture | Incandescent |  | Standard A Lamp | 2 | 75 | 201652 | Bathroom
Table | Incandescent |  | Standard A Lamp | 1 | 75 | 201652 | Bathroom
Ceiling Fixture | Linear Fluorescent | 4 | T-8 | 2 | 32 | 201652 | Bathroom
Table | Incandescent |  | Standard A Lamp | 1 | 100 | 201652 | Bathroom
Ceiling Fixture | Incandescent |  | Standard A Lamp | 2 | 75 | 201652 | Bathroom
Other | Incandescent |  | Globe | 1 | 60 | 201652 | Bathroom
Wall Mount | Incandescent |  | Standard A Lamp | 4 | 60 | 201653 | Bathroom
Ceiling Fixture | Incandescent |  | Reflector | 1 | 250 | 201653 | Bathroom
Wall Mount | Incandescent |  | Standard A Lamp | 4 | 60 | 201653 | Bathroom
Ceiling Fixture | Incandescent |  | Reflector | 1 | 250 | 201653 | Bathroom
Ceiling Fixture | Incandescent |  | Standard A Lamp | 2 | 75 | 201653 | Bathroom
Table | Compact Fluorescent |  | Twist | 1 | 15 | 201653 | Bathroom
Table | Compact Fluorescent |  | Twist | 1 | 22 | 201653 | Bathroom
Ceiling Fixture | Incandescent |  | Standard A Lamp | 2 | 75 | 201653 | Bathroom
Table | Compact Fluorescent |  | Twist | 1 | 22 | 201653 | Bathroom
Ceiling Fixture | Linear Fluorescent | 4 | T-8 | 2 | 32 | 201653 | Bathroom
Ceiling Fixture | Incandescent |  | Standard A Lamp | 2 | 75 | 201653 | Bathroom
Wall Mount | Incandescent |  | Standard A Lamp | 1 | 60 | 201653 | Bathroom
Floor lamp | Compact Fluorescent |  | Twist | 1 | 22 | 201653 | Bathroom
Ceiling Fixture | Incandescent |  | Standard A Lamp | 1 | 75 | 201653 | Bathroom
Wall Mount | Incandescent |  | Standard A Lamp | 3 | 60 | 201931 | Bathroom
Ceiling Fixture | Incandescent |  | Standard A Lamp | 2 | 100 | 201931 | Bathroom
Ceiling Fixture | Incandescent |  | Standard A Lamp | 2 | 100 | 201931 | Bathroom
Ceiling Fixture | Incandescent |  | Standard A Lamp | 2 | 75 | 201931 | Bathroom
Ceiling Fixture | Incandescent |  | Standard A Lamp | 1 | 40 | 201931 | Bathroom
Wall Mount | Incandescent |  | Standard A Lamp | 1 | 40 | 201931 | Bathroom
Recessed Can | Incandescent |  | Reflector | 1 | 250 | 201932 | Bathroom
Wall Mount | Incandescent |  | Standard A Lamp | 4 | 75 | 201932 | Bathroom
Ceiling Fixture | Incandescent |  | Standard A Lamp | 2 | 75 | 201932 | Bathroom
Table | Incandescent |  | Standard A Lamp | 1 | 75 | 201932 | Bathroom
Ceiling Fixture | Incandescent |  | Standard A Lamp | 2 | 75 | 201932 | Bathroom
Ceiling Fan | Incandescent |  | Standard A Lamp | 2 | 75 | 201932 | Bathroom
Ceiling Fixture | Incandescent |  | Standard A Lamp | 1 | 40 | 201932 | Bathroom
Wall Mount | Incandescent |  | Standard A Lamp | 1 | 40 | 201932 | Bathroom
Wall Mount | Incandescent |  | Standard A Lamp | 4 | 100 | 201933 | Bathroom
Ceiling Fixture | Incandescent |  | Standard A Lamp | 2 | 75 | 201933 | Bathroom
Ceiling Fixture | Incandescent |  | Standard A Lamp | 2 | 75 | 201933 | Bathroom
Ceiling Fixture | Incandescent |  | Standard A Lamp | 1 | 75 | 201933 | Bathroom
Ceiling Fixture | Linear Fluorescent | 4 | T-8 | 2 | 32 | 201951 | Bathroom
Wall Mount | Linear Fluorescent | 2 | T-8 | 2 | 17 | 201951 | Bathroom
Wall Mount | Linear Fluorescent | 4 | T-8 | 2 | 32 | 201951 | Bathroom
Ceiling Fixture | Linear Fluorescent | 4 | T-8 | 2 | 32 | 201951 | Bathroom
Table | Compact Fluorescent |  | Twist | 1 | 23 | 201951 | Bathroom
Table | Halogen |  | PAR | 1 | 35 | 201951 | Bathroom
Ceiling Fixture | Incandescent |  | Standard A Lamp | 1 | 72 | 201951 | Bathroom
Table | Compact Fluorescent |  | Twist | 1 | 13 | 201951 | Bathroom
Track | Halogen |  | MR | 1 | 50 | 201951 | Bathroom
Ceiling Fixture | Other |  | Other | 1 | 20 | 201951 | Bathroom
Ceiling Fixture | Halogen |  | PAR | 1 | 50 | 201951 | Bathroom
Ceiling Fixture | Linear Fluorescent | 4 | T-8 | 2 | 32 | 201952 | Bathroom
Wall Mount | Linear Fluorescent | 2 | T-8 | 2 | 17 | 201952 | Bathroom
Ceiling Fixture | Linear Fluorescent | 4 | T-8 | 2 | 32 | 201952 | Bathroom
Table | Incandescent |  | Standard A Lamp | 1 | 100 | 201952 | Bathroom
Wall Mount | Compact Fluorescent |  | Twist | 4 | 15 | 202411 | Bathroom
Ceiling Fixture | Compact Fluorescent |  | Twist | 1 | 15 | 202411 | Bathroom
Ceiling Fixture | Compact Fluorescent |  | Twist | 2 | 15 | 202411 | Bathroom
Ceiling Fixture | Incandescent |  | Standard A Lamp | 1 | 60 | 202411 | Bathroom
Recessed Can | Incandescent |  | Standard A Lamp | 1 | 40 | 202411 | Bathroom
Ceiling Fixture | Incandescent |  | Standard A Lamp | 1 | 60 | 202411 | Bathroom
Ceiling Fan | Compact Fluorescent |  | Twist | 3 | 22 | 202411 | Bathroom
Table | Compact Fluorescent |  | Twist | 1 | 15 | 202411 | Bathroom
Floor lamp | Compact Fluorescent |  | Twist | 1 | 15 | 202411 | Bathroom
Wall Mount | Incandescent |  | Globe | 4 | 40 | 202412 | Bathroom
Ceiling Fixture | Incandescent |  | Standard A Lamp | 1 | 40 | 202412 | Bathroom
Ceiling Fixture | Compact Fluorescent |  | Twist | 2 | 15 | 202412 | Bathroom
Ceiling Fixture | Compact Fluorescent |  | Twist | 2 | 15 | 202412 | Bathroom
Ceiling Fan | Compact Fluorescent |  | Twist | 3 | 15 | 202412 | Bathroom
Ceiling Fixture | Compact Fluorescent |  | Twist | 1 | 15 | 202412 | Bathroom
Ceiling Fixture | Incandescent |  | Standard A Lamp | 1 | 60 | 202412 | Bathroom
Ceiling Fixture | Compact Fluorescent |  | Twist | 2 | 15 | 202412 | Bathroom
Recessed - other | Compact Fluorescent |  | Twist | 1 | 15 | 202412 | Bathroom
Floor lamp | Incandescent |  | Decorative | 5 | 25 | 202412 | Bathroom
Table | Compact Fluorescent |  | Twist | 1 | 13 | 202412 | Bathroom
Table | Incandescent |  | Standard A Lamp | 1 | 60 | 202412 | Bathroom
Wall Mount | Incandescent |  | Globe | 4 | 40 | 202413 | Bathroom
Ceiling Fixture | Incandescent |  | Standard A Lamp | 1 | 60 | 202413 | Bathroom
Table | Compact Fluorescent |  | Twist | 1 | 15 | 202413 | Bathroom
Ceiling Fixture | Incandescent |  | Standard A Lamp | 1 | 60 | 202413 | Bathroom
Floor lamp | Incandescent |  | Standard A Lamp | 1 | 60 | 202413 | Bathroom
Ceiling Fixture | Incandescent |  | Standard A Lamp | 1 | 60 | 202413 | Bathroom
Ceiling Fixture | Incandescent |  | Standard A Lamp | 2 | 60 | 202413 | Bathroom
Recessed - other | Incandescent |  | Standard A Lamp | 1 | 100 | 202413 | Bathroom
Ceiling Fixture | Compact Fluorescent |  | Twist | 1 | 15 | 202413 | Bathroom
Floor lamp | Incandescent |  | Standard A Lamp | 1 | 60 | 202413 | Bathroom
Wall Mount | Incandescent |  | Standard A Lamp | 4 | 40 | 202891 | Bathroom
Ceiling Fixture | Incandescent |  | Standard A Lamp | 2 | 60 | 202891 | Bathroom
Table | Incandescent |  | Standard A Lamp | 1 | 60 | 202891 | Bathroom
Ceiling Fixture | Incandescent |  | Standard A Lamp | 2 | 60 | 202891 | Bathroom
Ceiling Fan | Incandescent |  | Decorative | 4 | 40 | 202891 | Bathroom
Ceiling Fixture | Incandescent |  | Standard A Lamp | 2 | 60 | 202891 | Bathroom
Wall Mount | Incandescent |  | Standard A Lamp | 1 | 40 | 202891 | Bathroom
Wall Mount | Linear Fluorescent | 2 | T-8 | 1 | 15 | 202891 | Bathroom
Ceiling Fixture | Incandescent |  | Standard A Lamp | 1 | 60 | 202891 | Bathroom
Table | Incandescent |  | 3-Way Incandescent | 1 | 70 | 202891 | Bathroom
Wall Mount | Incandescent |  | Standard A Lamp | 4 | 60 | 202892 | Bathroom
Ceiling Fixture | Incandescent |  | Standard A Lamp | 2 | 60 | 202892 | Bathroom
Table | Incandescent |  | Decorative | 3 | 25 | 202892 | Bathroom
Ceiling Fixture | Incandescent |  | Standard A Lamp | 1 | 60 | 202892 | Bathroom
Ceiling Fan | Incandescent |  | Standard A Lamp | 4 | 60 | 202892 | Bathroom
Floor lamp | Incandescent |  | Standard A Lamp | 4 | 60 | 202892 | Bathroom
Ceiling Fixture | Incandescent |  | Standard A Lamp | 2 | 60 | 202892 | Bathroom
Wall Mount | Incandescent |  | Standard A Lamp | 1 | 60 | 202892 | Bathroom
Wall Mount | Incandescent |  | Standard A Lamp | 4 | 40 | 202893 | Bathroom
Ceiling Fixture | Incandescent |  | Standard A Lamp | 2 | 60 | 202893 | Bathroom
Ceiling Fixture | Incandescent |  | Standard A Lamp | 1 | 60 | 202893 | Bathroom
Ceiling Fan | Compact Fluorescent |  | Twist | 3 | 26 | 202893 | Bathroom
Wall Mount | Incandescent |  | Standard A Lamp | 1 | 40 | 202893 | Bathroom
Wall Mount | Linear Fluorescent | 2 | T-8 | 1 | 15 | 202893 | Bathroom
Ceiling Fixture | Incandescent |  | Standard A Lamp | 1 | 60 | 202893 | Bathroom
Floor lamp | Incandescent |  | Standard A Lamp | 1 | 40 | 202893 | Bathroom
Wall Mount | Incandescent |  | Standard A Lamp | 4 | 75 | 205321 | Bathroom
Ceiling Fixture | Incandescent |  | Standard A Lamp | 2 | 60 | 205321 | Bathroom
Ceiling Fixture | Incandescent |  | Standard A Lamp | 1 | 60 | 205321 | Bathroom
Wall Mount | Incandescent |  | Standard A Lamp | 1 | 60 | 205321 | Bathroom
Ceiling Fixture | Compact Fluorescent |  | Twist | 2 | 13 | 205321 | Bathroom
Ceiling Fixture | Compact Fluorescent |  | Twist | 1 | 13 | 205321 | Bathroom
Ceiling Fixture | Incandescent |  | Standard A Lamp | 2 | 40 | 205321 | Bathroom
Table | Compact Fluorescent |  | Twist | 1 | 13 | 205321 | Bathroom
Ceiling Fixture | Incandescent |  | Standard A Lamp | 2 | 60 | 205322 | Bathroom
Wall Mount | Incandescent |  | Globe | 4 | 60 | 205322 | Bathroom
Ceiling Fixture | Incandescent |  | Standard A Lamp | 2 | 60 | 205322 | Bathroom
Table | Incandescent |  | Standard A Lamp | 1 | 60 | 205322 | Bathroom
Wall Mount | Incandescent |  | Standard A Lamp | 1 | 60 | 205322 | Bathroom
Table | Incandescent |  | Decorative | 1 | 25 | 205322 | Bathroom
Ceiling Fixture | Incandescent |  | Standard A Lamp | 2 | 60 | 205322 | Bathroom
Table | Incandescent |  | Decorative | 1 | 25 | 205322 | Bathroom
Floor lamp | Incandescent |  | Mini base | 2 | 40 | 205322 | Bathroom
Ceiling Fan | Incandescent |  | Decorative | 3 | 40 | 205322 | Bathroom
Ceiling Fixture | Incandescent |  | Standard A Lamp | 1 | 60 | 205323 | Bathroom
Wall Mount | Incandescent |  | Standard A Lamp | 4 | 60 | 205323 | Bathroom
Ceiling Fixture | Incandescent |  | Standard A Lamp | 2 | 60 | 205323 | Bathroom
Wall Mount | Incandescent |  | Standard A Lamp | 1 | 60 | 205323 | Bathroom
Ceiling Fixture | Incandescent |  | Standard A Lamp | 1 | 75 | 205323 | Bathroom
Ceiling Fixture | Incandescent |  | Standard A Lamp | 2 | 75 | 205323 | Bathroom
Ceiling Fixture | Incandescent |  | Heat Lamp | 2 | 250 | 205661 | Bathroom
Wall Mount | Incandescent |  | Standard A Lamp | 2 | 60 | 205661 | Bathroom
Chandelier (Hanging) | Incandescent |  | Standard A Lamp | 4 | 25 | 205661 | Bathroom
Table | Compact Fluorescent |  | Twist | 1 | 8 | 205661 | Bathroom
Wall Mount | Incandescent |  | Standard A Lamp | 2 | 75 | 205661 | Bathroom
Ceiling Fixture | Incandescent |  | Standard A Lamp | 2 | 60 | 205661 | Bathroom
Chandelier (Hanging) | Compact Fluorescent |  | Twist | 4 | 8 | 205661 | Bathroom
Wall Mount | Incandescent |  | Standard A Lamp | 1 | 60 | 205661 | Bathroom
Ceiling Fixture | Compact Fluorescent |  | Twist | 1 | 28 | 205661 | Bathroom
Table | Compact Fluorescent |  | Twist | 1 | 7 | 205661 | Bathroom
Floor lamp | Compact Fluorescent |  | Twist | 1 | 28 | 205661 | Bathroom
Chandelier (Hanging) | Incandescent |  | Decorative | 1 | 25 | 205661 | Bathroom
Ceiling Fixture | Incandescent |  | Heat Lamp | 2 | 250 | 205662 | Bathroom
Wall Mount | Incandescent |  | Standard A Lamp | 2 | 60 | 205662 | Bathroom
Ceiling Fixture | Compact Fluorescent |  | Twist | 2 | 28 | 205662 | Bathroom
Wall Mount | Incandescent |  | Standard A Lamp | 2 | 75 | 205662 | Bathroom
Ceiling Fixture | Incandescent |  | Standard A Lamp | 2 | 60 | 205662 | Bathroom
Chandelier (Hanging) | Incandescent |  | Standard A Lamp | 2 | 60 | 205662 | Bathroom
Wall Mount | Incandescent |  | Standard A Lamp | 1 | 60 | 205662 | Bathroom
Ceiling Fixture | Incandescent |  | Standard A Lamp | 1 | 60 | 205662 | Bathroom
Table | Incandescent |  | Standard A Lamp | 1 | 75 | 205662 | Bathroom
Table | Compact Fluorescent |  | Twist | 1 | 28 | 205662 | Bathroom
Ceiling Fixture | Incandescent |  | Heat Lamp | 2 | 150 | 205663 | Bathroom
Wall Mount | Incandescent |  | Standard A Lamp | 2 | 60 | 205663 | Bathroom
Ceiling Fixture | Incandescent |  | Standard A Lamp | 2 | 60 | 205663 | Bathroom
Table | Incandescent |  | Standard A Lamp | 1 | 60 | 205663 | Bathroom
Wall Mount | Compact Fluorescent |  | Twist | 1 | 8 | 205663 | Bathroom
Wall Mount | Incandescent |  | Standard A Lamp | 2 | 40 | 205663 | Bathroom
Chandelier (Hanging) | Compact Fluorescent |  | Twist | 4 | 8 | 205663 | Bathroom
Ceiling Fixture | Incandescent |  | Standard A Lamp | 1 | 40 | 205663 | Bathroom
Table | Incandescent |  | Standard A Lamp | 1 | 60 | 205663 | Bathroom
Floor lamp | Halogen |  | Other | 1 | 30 | 205663 | Bathroom
Chandelier (Hanging) | Incandescent |  | Decorative | 1 | 40 | 205663 | Bathroom
Wall Mount | Incandescent |  | Standard A Lamp | 3 | 40 | 205811 | Bathroom
Table | Incandescent |  | Standard A Lamp | 1 | 40 | 205811 | Bathroom
Ceiling Fixture | Linear Fluorescent | 4 | T-8 | 2 | 40 | 205811 | Bathroom
Wall Mount | Incandescent |  | Standard A Lamp | 1 | 40 | 205811 | Bathroom
Floor lamp | Incandescent |  | Standard A Lamp | 1 | 40 | 205811 | Bathroom
Ceiling Fixture | Incandescent |  | Standard A Lamp | 1 | 40 | 205811 | Bathroom
Wall Mount | Incandescent |  | Standard A Lamp | 3 | 40 | 205812 | Bathroom
Table | Incandescent |  | Standard A Lamp | 1 | 40 | 205812 | Bathroom
Ceiling Fixture | Linear Fluorescent | 4 | T-8 | 2 | 40 | 205812 | Bathroom
Wall Mount | Compact Fluorescent |  | Twist | 1 | 28 | 205812 | Bathroom
Floor lamp | Compact Fluorescent |  | Twist | 2 | 13 | 205812 | Bathroom
Ceiling Fixture | Incandescent |  | Standard A Lamp | 1 | 60 | 205812 | Bathroom
Table | Compact Fluorescent |  | Twist | 1 | 13 | 205812 | Bathroom
Wall Mount | Incandescent |  | Standard A Lamp | 3 | 60 | 206651 | Bathroom
Ceiling Fixture | Other |  | Other | 1 | 22 | 206651 | Bathroom
Table | Compact Fluorescent |  | Twist | 1 | 15 | 206651 | Bathroom
Ceiling Fixture | Incandescent |  | Standard A Lamp | 1 | 60 | 206651 | Bathroom
Table | Incandescent |  | Other | 2 | 40 | 206651 | Bathroom
Recessed Can | Compact Fluorescent |  | A shape bulb | 1 | 22 | 206651 | Bathroom
Recessed Can | Incandescent |  | Reflector | 1 | 65 | 206651 | Bathroom
Track | Halogen |  | PAR | 6 | 50 | 206651 | Bathroom
Ceiling Fixture | Incandescent |  | Standard A Lamp | 1 | 60 | 206651 | Bathroom
Wall Mount | Incandescent |  | Standard A Lamp | 1 | 60 | 206651 | Bathroom
Ceiling Fixture | Incandescent |  | Standard A Lamp | 3 | 40 | 206651 | Bathroom
Floor lamp | Compact Fluorescent |  | Twist | 1 | 22 | 206651 | Bathroom
Table | Compact Fluorescent |  | Twist | 1 | 22 | 206651 | Bathroom
Ceiling Fixture | Incandescent |  | Standard A Lamp | 2 | 60 | 206651 | Bathroom
Ceiling Fixture | Other |  | Other | 1 | 22 | 206651 | Bathroom
Floor lamp | Compact Fluorescent |  | Twist | 1 | 15 | 206651 | Bathroom
Floor lamp | Incandescent |  | Standard A Lamp | 2 | 60 | 206651 | Bathroom
Ceiling Fixture | Compact Fluorescent |  | A shape bulb | 2 | 15 | 206651 | Bathroom
Ceiling Fixture | Linear Fluorescent | 4 | T-12 | 2 | 40 | 206651 | Bathroom
Wall Mount | Incandescent |  | Globe | 3 | 40 | 206652 | Bathroom
Ceiling Fixture | Incandescent |  | Standard A Lamp | 2 | 60 | 206652 | Bathroom
Wall Mount | Incandescent |  | Standard A Lamp | 2 | 40 | 206652 | Bathroom
Recessed Can | Incandescent |  | Reflector | 1 | 65 | 206652 | Bathroom
Ceiling Fixture | Incandescent |  | Standard A Lamp | 1 | 60 | 206652 | Bathroom
Chandelier (Hanging) | Incandescent |  | Decorative | 6 | 40 | 206652 | Bathroom
Table | Compact Fluorescent |  | Twist | 1 | 15 | 206652 | Bathroom
Ceiling Fixture | Incandescent |  | Standard A Lamp | 2 | 60 | 206652 | Bathroom
Ceiling Fixture | Linear Fluorescent | 4 | T-12 | 2 | 40 | 206652 | Bathroom
Ceiling Fixture | Incandescent |  | Standard A Lamp | 2 | 60 | 206652 | Bathroom
Ceiling Fixture | Incandescent |  | Standard A Lamp | 1 | 60 | 206652 | Bathroom
Table | Compact Fluorescent |  | Twist | 1 | 15 | 206652 | Bathroom
Wall Mount | Incandescent |  | Standard A Lamp | 3 | 60 | 206653 | Bathroom
Recessed Can | Compact Fluorescent |  | Twist | 1 | 15 | 206653 | Bathroom
Ceiling Fixture | Incandescent |  | Decorative | 1 | 30 | 206653 | Bathroom
Track | Halogen |  | MR | 6 | 60 | 206653 | Bathroom
Table | Incandescent |  | Standard A Lamp | 3 | 40 | 206653 | Bathroom
Ceiling Fan | Halogen |  | MR | 3 | 60 | 206653 | Bathroom
Floor lamp | Incandescent |  | Standard A Lamp | 1 | 60 | 206653 | Bathroom
Floor lamp | Halogen |  | MR | 1 | 150 | 206653 | Bathroom
Ceiling Fixture | Incandescent |  | Other | 4 | 25 | 206653 | Bathroom
Track | Halogen |  | MR | 4 | 60 | 206653 | Bathroom
Ceiling Fixture | Incandescent |  | Other | 4 | 25 | 206653 | Bathroom
Wall Mount | Incandescent |  | Standard A Lamp | 1 | 60 | 206653 | Bathroom
Table | Incandescent |  | Standard A Lamp | 1 | 60 | 206653 | Bathroom
Ceiling Fixture | Incandescent |  | Standard A Lamp | 1 | 60 | 206653 | Bathroom
Ceiling Fixture | Incandescent |  | Standard A Lamp | 1 | 60 | 206653 | Bathroom
Track | Halogen |  | MR | 4 | 60 | 206653 | Bathroom
Table | Incandescent |  | Standard A Lamp | 1 | 60 | 206653 | Bathroom
Floor lamp | Compact Fluorescent |  | Pin base | 1 | 28 | 206653 | Bathroom
Wall Mount | Incandescent |  | Standard A Lamp | 4 | 60 | 207051 | Bathroom
Ceiling Fan | Incandescent |  | Heat Lamp | 1 | 250 | 207051 | Bathroom
Ceiling Fixture | Incandescent |  | Standard A Lamp | 2 | 60 | 207051 | Bathroom
Ceiling Fixture | Incandescent |  | Standard A Lamp | 2 | 60 | 207051 | Bathroom
Ceiling Fixture | Incandescent |  | Standard A Lamp | 2 | 60 | 207051 | Bathroom
Floor lamp | Incandescent |  | Standard A Lamp | 1 | 60 | 207051 | Bathroom
Wall Mount | Incandescent |  | Standard A Lamp | 1 | 40 | 207051 | Bathroom
Ceiling Fixture |  |  |  | 2 |  | 207051 | Bathroom
Ceiling Fixture | Incandescent |  | Standard A Lamp | 2 | 60 | 207051 | Bathroom
Ceiling Fixture | Incandescent |  | Standard A Lamp | 2 | 60 | 207051 | Bathroom
Wall Mount | Incandescent |  | Standard A Lamp | 4 | 60 | 207052 | Bathroom
Ceiling Fixture | Incandescent |  | Standard A Lamp | 2 | 60 | 207052 | Bathroom
Ceiling Fixture | Incandescent |  | Standard A Lamp | 2 | 60 | 207052 | Bathroom
Ceiling Fixture | Incandescent |  | Standard A Lamp | 2 | 60 | 207052 | Bathroom
Wall Mount | Linear Fluorescent | 1.5 | T-8 | 2 | 15 | 207052 | Bathroom
Ceiling Fixture | Compact Fluorescent |  | Twist | 2 | 15 | 207052 | Bathroom
Wall Mount | Incandescent |  | Standard A Lamp | 1 | 60 | 207052 | Bathroom
Table | Compact Fluorescent |  | Twist | 1 | 15 | 207052 | Bathroom
Ceiling Fixture | Incandescent |  | Standard A Lamp | 2 | 75 | 207052 | Bathroom
Wall Mount | Incandescent |  | Standard A Lamp | 4 | 60 | 207053 | Bathroom
Ceiling Fan | Incandescent |  | Heat Lamp | 1 | 250 | 207053 | Bathroom
Ceiling Fixture | Incandescent |  | Standard A Lamp | 2 | 60 | 207053 | Bathroom
Ceiling Fixture | Incandescent |  | Standard A Lamp | 2 | 60 | 207053 | Bathroom
Table | Incandescent |  | Decorative | 1 | 7 | 207053 | Bathroom
Ceiling Fixture | Incandescent |  | Standard A Lamp | 2 | 60 | 207053 | Bathroom
Ceiling Fixture | Incandescent |  | Standard A Lamp | 2 | 60 | 207053 | Bathroom
Recessed Can | Incandescent |  | Standard A Lamp | 1 | 60 | 207053 | Bathroom
Wall Mount | Compact Fluorescent |  | Twist | 1 | 18 | 207053 | Bathroom
Table | Incandescent |  | Standard A Lamp | 1 | 60 | 207053 | Bathroom
Ceiling Fixture | Incandescent |  | Standard A Lamp | 2 | 60 | 207053 | Bathroom
Wall Mount | Linear Fluorescent | 2 | T-8 | 2 | 17 | 208031 | Bathroom
Ceiling Fixture | Compact Fluorescent |  | Twist | 2 | 15 | 208031 | Bathroom
Ceiling Fixture | Linear Fluorescent | 4 | T-12 | 2 | 40 | 208031 | Bathroom
Table | Compact Fluorescent |  | Twist | 1 | 15 | 208031 | Bathroom
Ceiling Fixture | Compact Fluorescent |  | Twist | 2 | 15 | 208031 | Bathroom
Wall Mount | Linear Fluorescent | 2 | T-8 | 2 | 16 | 208032 | Bathroom
Ceiling Fixture | Compact Fluorescent |  | Twist | 1 | 15 | 208032 | Bathroom
Ceiling Fixture | Compact Fluorescent |  | Twist | 1 | 15 | 208032 | Bathroom
Ceiling Fixture | Linear Fluorescent | 4 | T-12 | 2 | 40 | 208032 | Bathroom
Ceiling Fixture | Compact Fluorescent |  | Twist | 2 | 15 | 208032 | Bathroom
Wall Mount | Incandescent |  | Standard A Lamp | 1 | 60 | 208032 | Bathroom
Ceiling Fixture | Compact Fluorescent |  | Twist | 1 | 15 | 208032 | Bathroom
Ceiling Fixture | Compact Fluorescent |  | Twist | 2 | 15 | 208032 | Bathroom
Wall Mount | Linear Fluorescent | 2 | T-8 | 2 | 17 | 208033 | Bathroom
Ceiling Fixture | Compact Fluorescent |  | Twist | 2 | 15 | 208033 | Bathroom
Ceiling Fixture | Linear Fluorescent | 4 | T-12 | 2 | 40 | 208033 | Bathroom
Table | Incandescent |  | Standard A Lamp | 1 | 100 | 208033 | Bathroom
Ceiling Fixture | Compact Fluorescent |  | Twist | 2 | 15 | 208033 | Bathroom
Ceiling Fixture | Incandescent |  | Standard A Lamp | 2 | 60 | 210001 | Living Room
Ceiling Fixture | Incandescent |  | Standard A Lamp | 1 | 60 | 210001 | Living Room
Ceiling Fixture | Linear Fluorescent | 4 | T-12 | 2 | 40 | 210001 | Living Room
Wall Mount | Linear Fluorescent | 2 | T-12 | 1 | 30 | 210001 | Living Room
Ceiling Fixture | Incandescent |  | Standard A Lamp | 1 | 60 | 210001 | Living Room
Ceiling Fixture | Incandescent |  | Standard A Lamp | 1 | 60 | 210001 | Living Room
Ceiling Fixture | Linear Fluorescent | 4 | T-12 | 2 | 40 | 210002 | Living Room
Ceiling Fixture | Incandescent |  | Standard A Lamp | 1 | 100 | 210002 | Living Room
Floor lamp | Incandescent |  | Decorative | 2 | 60 | 210002 | Living Room
Table | Incandescent |  | Standard A Lamp | 1 | 100 | 210002 | Living Room
Table | Incandescent |  | Decorative | 1 | 60 | 210002 | Living Room
Ceiling Fixture | Linear Fluorescent | 4 | T-12 | 2 | 40 | 210002 | Living Room
Wall Mount | Incandescent |  | Standard A Lamp | 2 | 60 | 210002 | Living Room
Wall Mount | Incandescent |  | Standard A Lamp | 2 | 60 | 210003 | Bathroom
Ceiling Fixture | Linear Fluorescent | 4 | T-12 | 2 | 40 | 210003 | Bathroom
Ceiling Fixture | Other |  | Other | 1 | 32 | 210003 | Bathroom
Ceiling Fixture | Incandescent |  | Standard A Lamp | 4 | 60 | 210003 | Bathroom
Floor lamp | Incandescent |  | 3-Way Incandescent | 1 | 150 | 210003 | Bathroom
Table | Incandescent |  | Standard A Lamp | 2 | 60 | 210003 | Bathroom
Ceiling Fixture | Incandescent |  | Standard A Lamp | 2 | 60 | 212681 | Bedroom
Table | Incandescent |  | Standard A Lamp | 1 | 60 | 212681 | Bedroom
Table | Incandescent |  | Standard A Lamp | 1 | 40 | 212681 | Bedroom
Table | Incandescent |  | Standard A Lamp | 1 | 25 | 212681 | Bedroom
Ceiling Fixture | Incandescent |  | Standard A Lamp | 1 | 60 | 212681 | Bedroom
Ceiling Fixture | Halogen |  | MR | 3 | 20 | 212681 | Bedroom
Wall Mount | Linear Fluorescent | 2 | T-4 | 1 | 15 | 212681 | Bedroom
Recessed - other | Halogen |  | MR | 1 | 20 | 212681 | Bedroom
Ceiling Fan | Incandescent |  | Standard A Lamp | 4 | 60 | 212681 | Bedroom
Ceiling Fixture | Halogen |  | MR | 1 | 16 | 212681 | Bedroom
Table | Compact Fluorescent |  | Twist | 1 | 40 | 212681 | Bedroom
Ceiling Fixture | Incandescent |  | Standard A Lamp | 2 | 40 | 212681 | Bedroom
Wall Mount | Incandescent |  | Globe | 4 | 60 | 212681 | Bedroom
Ceiling Fixture | Incandescent |  | Standard A Lamp | 1 | 60 | 212682 | Bathroom
Ceiling Fixture | Incandescent |  | Standard A Lamp | 2 | 60 | 212682 | Bathroom
Table | Incandescent |  | Standard A Lamp | 1 | 60 | 212682 | Bathroom
Ceiling Fixture | Incandescent |  | Standard A Lamp | 2 | 60 | 212682 | Bathroom
Table | Incandescent |  | Standard A Lamp | 1 | 25 | 212682 | Bathroom
Ceiling Fixture | Incandescent |  | Standard A Lamp | 1 | 65 | 212682 | Bathroom
Ceiling Fixture | Linear Fluorescent | 4 | T-8 | 2 | 32 | 212682 | Bathroom
Wall Mount | Linear Fluorescent | 2 | T-4 | 1 | 17 | 212682 | Bathroom
Wall Mount | Incandescent |  | Standard A Lamp | 1 | 25 | 212682 | Bathroom
Chandelier (Hanging) | Incandescent |  | Decorative | 3 | 40 | 212682 | Bathroom
Ceiling Fixture | Incandescent |  | Standard A Lamp | 1 | 60 | 212682 | Bathroom
Ceiling Fixture | Incandescent |  | Standard A Lamp | 1 | 60 | 212682 | Bathroom
Ceiling Fixture | Incandescent |  | Standard A Lamp | 1 | 60 | 212683 | Bathroom
Ceiling Fixture | Incandescent |  | Standard A Lamp | 2 | 60 | 212683 | Bathroom
Table | Incandescent |  | Standard A Lamp | 1 | 60 | 212683 | Bathroom
Table | Incandescent |  | Standard A Lamp | 1 | 100 | 212683 | Bathroom
Ceiling Fixture | Incandescent |  | Standard A Lamp | 1 | 60 | 212683 | Bathroom
Ceiling Fixture | Incandescent |  | Standard A Lamp | 2 | 60 | 212683 | Bathroom
Ceiling Fixture | Incandescent |  | Standard A Lamp | 1 | 65 | 212683 | Bathroom
Ceiling Fixture | Linear Fluorescent | 4 | T-8 | 2 | 32 | 212683 | Bathroom
Wall Mount | Linear Fluorescent | 1.5 | T-12 | 1 | 15 | 212683 | Bathroom
Wall Mount | Incandescent |  | Standard A Lamp | 1 | 60 | 212683 | Bathroom
Table | Incandescent |  | Standard A Lamp | 1 | 60 | 212683 | Bathroom
Ceiling Fixture | Incandescent |  | Standard A Lamp | 3 | 40 | 212683 | Bathroom
Ceiling Fixture | Incandescent |  | Standard A Lamp | 1 | 60 | 212683 | Bathroom
Wall Mount | Incandescent |  | Standard A Lamp | 4 | 60 | 212683 | Bathroom
Wall Mount | Incandescent |  | Standard A Lamp | 4 | 75 | 213461 | Bathroom
Ceiling Fixture | Incandescent |  | Standard A Lamp | 2 | 60 | 213461 | Bathroom
Table | Incandescent |  | Standard A Lamp | 1 | 60 | 213461 | Bathroom
Floor lamp | Incandescent |  | Standard A Lamp | 1 | 75 | 213461 | Bathroom
Ceiling Fixture | Incandescent |  | Standard A Lamp | 1 | 75 | 213461 | Bathroom
Table | Incandescent |  | Decorative | 1 | 15 | 213461 | Bathroom
Table | Incandescent |  | Standard A Lamp | 1 | 60 | 213461 | Bathroom
Ceiling Fixture | Linear Fluorescent | 4 | T-12 | 4 | 20 | 213461 | Bathroom
Wall Mount | Incandescent |  | Standard A Lamp | 1 | 100 | 213461 | Bathroom
Wall Mount | Linear Fluorescent | 1.5 | T-12 | 2 | 16 | 213461 | Bathroom
Recessed Can | Incandescent |  | Reflector | 1 | 65 | 213461 | Bathroom
Ceiling Fixture | Incandescent |  | Standard A Lamp | 1 | 75 | 213461 | Bathroom
Table | Incandescent |  | Standard A Lamp | 1 | 40 | 213461 | Bathroom
Table | Incandescent |  | 3-Way Incandescent | 1 | 100 | 213461 | Bathroom
Ceiling Fixture | Incandescent |  | Standard A Lamp | 1 | 60 | 213461 | Bathroom
Ceiling Fixture | Incandescent |  | Standard A Lamp | 1 | 60 | 213461 | Bathroom
Wall Mount | Compact Fluorescent |  | A shape bulb | 4 | 15 | 213462 | Bathroom
Ceiling Fixture | Compact Fluorescent |  | A shape bulb | 1 | 15 | 213462 | Bathroom
Ceiling Fixture | Compact Fluorescent |  | A shape bulb | 2 | 15 | 213462 | Bathroom
Ceiling Fixture | Compact Fluorescent |  | A shape bulb | 2 | 15 | 213462 | Bathroom
Table | Compact Fluorescent |  | A shape bulb | 1 | 15 | 213462 | Bathroom
Ceiling Fixture | Linear Fluorescent | 4 | T-12 | 4 | 20 | 213462 | Bathroom
Ceiling Fixture | Incandescent |  | Standard A Lamp | 1 | 65 | 213462 | Bathroom
Ceiling Fixture | Compact Fluorescent |  | A shape bulb | 2 | 15 | 213462 | Bathroom
Ceiling Fixture | Incandescent |  | Standard A Lamp | 1 | 60 | 213462 | Bathroom
Ceiling Fixture | Incandescent |  | Standard A Lamp | 1 | 60 | 213462 | Bathroom
Wall Mount | Incandescent |  | Standard A Lamp | 4 | 40 | 213463 | Bathroom
Ceiling Fixture | Incandescent |  | Standard A Lamp | 1 | 40 | 213463 | Bathroom
Ceiling Fixture | Incandescent |  | Standard A Lamp | 1 | 40 | 213463 | Bathroom
Table | Incandescent |  | Decorative | 1 | 40 | 213463 | Bathroom
Table | Incandescent |  | Decorative | 1 | 30 | 213463 | Bathroom
Ceiling Fixture | Incandescent |  | Standard A Lamp | 2 | 40 | 213463 | Bathroom
Ceiling Fixture | Incandescent |  | Standard A Lamp | 1 | 60 | 213463 | Bathroom
Ceiling Fixture | Linear Fluorescent | 4 | T-12 | 2 | 20 | 213463 | Bathroom
Wall Mount | Incandescent |  | Decorative | 1 | 40 | 213463 | Bathroom
Table | Incandescent |  | Decorative | 1 | 40 | 213463 | Bathroom
Recessed Can | Incandescent |  | Reflector | 1 | 65 | 213463 | Bathroom
Ceiling Fixture | Incandescent |  | Standard A Lamp | 2 | 60 | 213463 | Bathroom
Table | Incandescent |  | Standard A Lamp | 1 | 60 | 213463 | Bathroom
Table | Incandescent |  | Standard A Lamp | 1 | 40 | 213463 | Bathroom
Wall Mount | Incandescent |  | Standard A Lamp | 2 | 75 | 214241 | Bathroom
Table | Incandescent |  | Standard A Lamp | 1 | 40 | 214241 | Bathroom
Wall Mount | Incandescent |  | Standard A Lamp | 2 | 71 | 214241 | Bathroom
Ceiling Fan | Incandescent |  | Standard A Lamp | 1 | 71 | 214241 | Bathroom
Floor lamp | Incandescent |  | Standard A Lamp | 1 | 60 | 214241 | Bathroom
Ceiling Fixture | Incandescent |  | Standard A Lamp | 1 | 75 | 214241 | Bathroom
Other | Incandescent |  | Standard A Lamp | 1 | 71 | 214241 | Bathroom
Ceiling Fixture | Incandescent |  | Standard A Lamp | 2 | 75 | 214241 | Bathroom
Other | Incandescent |  | Standard A Lamp | 1 | 40 | 214241 | Bathroom
Wall Mount | Incandescent |  | Standard A Lamp | 1 | 100 | 214241 | Bathroom
Ceiling Fixture | Incandescent |  | Standard A Lamp | 1 | 60 | 214241 | Bathroom
Wall Mount | Incandescent |  | Standard A Lamp | 2 | 60 | 214242 | Bathroom
Ceiling Fan | Compact Fluorescent |  | Twist | 1 | 13 | 214242 | Bathroom
Wall Mount | Compact Fluorescent |  | Twist | 2 | 23 | 214242 | Bathroom
Table | Compact Fluorescent |  | Twist | 1 | 13 | 214242 | Bathroom
Ceiling Fan | Compact Fluorescent |  | Twist | 1 | 23 | 214242 | Bathroom
Floor lamp | Incandescent |  | Standard A Lamp | 1 | 60 | 214242 | Bathroom
Ceiling Fixture | Compact Fluorescent |  | Twist | 1 | 23 | 214242 | Bathroom
Ceiling Fixture | Incandescent |  | Standard A Lamp | 2 | 60 | 214242 | Bathroom
Other | Compact Fluorescent |  | Twist | 1 | 15 | 214242 | Bathroom
Wall Mount | Compact Fluorescent |  | Twist | 1 | 23 | 214242 | Bathroom
Ceiling Fixture | Incandescent |  | Standard A Lamp | 1 | 60 | 214242 | Bathroom
Wall Mount | Compact Fluorescent |  | Twist | 2 | 15 | 214243 | Bathroom
Ceiling Fixture | Incandescent |  | Standard A Lamp | 1 | 40 | 214243 | Bathroom
Wall Mount | Incandescent |  | Standard A Lamp | 2 | 75 | 214243 | Bathroom
Table | Incandescent |  | Standard A Lamp | 1 | 40 | 214243 | Bathroom
Ceiling Fixture | Compact Fluorescent |  | Twist | 2 | 15 | 214243 | Bathroom
Ceiling Fixture | Incandescent |  | Standard A Lamp | 1 | 40 | 214243 | Bathroom
Ceiling Fixture | Incandescent |  | Standard A Lamp | 2 | 60 | 214243 | Bathroom
Wall Mount | Incandescent |  | Standard A Lamp | 1 | 75 | 214243 | Bathroom
Table | Incandescent |  | Standard A Lamp | 1 | 40 | 214243 | Bathroom
Ceiling Fixture | Incandescent |  | Standard A Lamp | 1 | 60 | 214243 | Bathroom
Ceiling Fixture | Incandescent |  | Standard A Lamp | 2 | 60 | 214881 | Bathroom
Wall Mount | Incandescent |  | Globe | 5 | 40 | 214881 | Bathroom
Ceiling Fixture | Compact Fluorescent |  | Twist | 1 | 15 | 214881 | Bathroom
Ceiling Fixture | Compact Fluorescent |  | Twist | 1 | 15 | 214881 | Bathroom
Table | Incandescent |  | Decorative | 1 | 25 | 214881 | Bathroom
Ceiling Fixture | Compact Fluorescent |  | Twist | 1 | 15 | 214881 | Bathroom
Recessed Can | Incandescent |  | Standard A Lamp | 1 | 40 | 214881 | Bathroom
Chandelier (Hanging) | Other |  | Other | 4 | 15 | 214881 | Bathroom
Ceiling Fixture | Incandescent |  | Other | 2 | 125 | 214882 | Bathroom
Wall Mount | Incandescent |  | Globe | 4 | 60 | 214882 | Bathroom
Ceiling Fixture | Compact Fluorescent |  | Twist | 1 | 15 | 214882 | Bathroom
Ceiling Fixture | Compact Fluorescent |  | Twist | 1 | 15 | 214882 | Bathroom
Recessed Can | Compact Fluorescent |  | Twist | 1 | 7 | 214882 | Bathroom
Other | Compact Fluorescent |  | Twist | 1 | 7 | 214882 | Bathroom
Ceiling Fixture | Compact Fluorescent |  | Twist | 1 | 15 | 214882 | Bathroom
Floor lamp | Incandescent |  | Standard A Lamp | 1 | 75 | 214882 | Bathroom
Ceiling Fan | Incandescent |  | Standard A Lamp | 3 | 52 | 214882 | Bathroom
Torchiere | Incandescent |  | Standard A Lamp | 2 | 40 | 214882 | Bathroom
Ceiling Fixture | Incandescent |  | Standard A Lamp | 3 | 60 | 214882 | Bathroom
Ceiling Fixture | Halogen |  | PAR | 1 | 60 | 214883 | Bathroom
Wall Mount | Incandescent |  | Globe | 5 | 40 | 214883 | Bathroom
Ceiling Fixture | Compact Fluorescent |  | Twist | 1 | 15 | 214883 | Bathroom
Floor lamp | Incandescent |  | Standard A Lamp | 1 | 60 | 214883 | Bathroom
Ceiling Fixture | Compact Fluorescent |  | Twist | 1 | 15 | 214883 | Bathroom
Other | Incandescent |  | Standard A Lamp | 1 | 60 | 214883 | Bathroom
Ceiling Fixture | Incandescent |  | Standard A Lamp | 1 | 60 | 214883 | Bathroom
Ceiling Fixture | Incandescent |  | Standard A Lamp | 1 | 15 | 214883 | Bathroom
Table | Incandescent |  | Standard A Lamp | 1 | 60 | 214883 | Bathroom
Torchiere | Incandescent |  | Decorative | 6 | 5 | 214883 | Bathroom
Ceiling Fixture | Incandescent |  | Standard A Lamp | 1 | 60 | 215051 | Bathroom
Ceiling Fan | Incandescent |  | Standard A Lamp | 1 | 60 | 215051 | Bathroom
Table | Incandescent |  | Standard A Lamp | 1 | 60 | 215051 | Bathroom
Table | Halogen |  | MR | 1 | 30 | 215051 | Bathroom
Ceiling Fan | Incandescent |  | Standard A Lamp | 1 | 60 | 215051 | Bathroom
Ceiling Fixture | Incandescent |  | Standard A Lamp | 1 | 60 | 215051 | Bathroom
Table | Compact Fluorescent |  | Twist | 1 | 15 | 215051 | Bathroom
Ceiling Fixture | Incandescent |  | Standard A Lamp | 1 | 60 | 215051 | Bathroom
Ceiling Fixture | Incandescent |  | Standard A Lamp | 1 | 60 | 215051 | Bathroom
Ceiling Fan | Incandescent |  | Standard A Lamp | 1 | 60 | 215051 | Bathroom
Ceiling Fixture | Incandescent |  | Standard A Lamp | 2 | 60 | 215051 | Bathroom
Floor lamp | Incandescent |  | Standard A Lamp | 5 | 60 | 215051 | Bathroom
Floor lamp | Halogen |  | MR | 1 | 7 | 215051 | Bathroom
Wall Mount | Incandescent |  | Globe | 4 | 40 | 215051 | Bathroom
Wall Mount | Incandescent |  | Globe | 6 | 40 | 215052 | Bathroom
Other | Incandescent |  | Standard A Lamp | 1 | 25 | 215052 | Bathroom
Ceiling Fan | Compact Fluorescent |  | Twist | 1 | 15 | 215052 | Bathroom
Ceiling Fixture | Incandescent |  | Standard A Lamp | 2 | 60 | 215052 | Bathroom
Ceiling Fan | Incandescent |  | Standard A Lamp | 1 | 60 | 215052 | Bathroom
Ceiling Fixture | Compact Fluorescent |  | Twist | 2 | 14 | 215052 | Bathroom
Table | Compact Fluorescent |  | Twist | 1 | 14 | 215052 | Bathroom
Floor lamp | Compact Fluorescent |  | Twist | 2 | 14 | 215052 | Bathroom
Wall Mount | Incandescent |  | Globe | 3 | 60 | 215053 | Bathroom
Wall Mount | Incandescent |  | Globe | 3 | 60 | 215053 | Bathroom
Ceiling Fixture | Compact Fluorescent |  | Twist | 1 | 15 | 215053 | Bathroom
Ceiling Fixture | Incandescent |  | Standard A Lamp | 1 | 40 | 215053 | Bathroom
Wall Mount | Incandescent |  | Standard A Lamp | 1 | 60 | 215053 | Bathroom
Ceiling Fan | Incandescent |  | Standard A Lamp | 1 | 60 | 215053 | Bathroom
Ceiling Fixture | Incandescent |  | Standard A Lamp | 2 | 40 | 215053 | Bathroom
Ceiling Fixture | Incandescent |  | Standard A Lamp | 2 | 60 | 215053 | Bathroom
Ceiling Fan | Incandescent |  | Standard A Lamp | 1 | 100 | 215053 | Bathroom
Recessed Can | Incandescent |  | Other | 1 | 85 | 215053 | Bathroom
Ceiling Fixture | Compact Fluorescent |  | Twist | 2 | 15 | 215053 | Bathroom
Torchiere | Incandescent |  | Standard A Lamp | 1 | 100 | 215053 | Bathroom
Wall Mount | Incandescent |  | Globe | 4 | 25 | 215641 | Bathroom
Ceiling Fixture | Incandescent |  | Heat Lamp | 1 | 250 | 215641 | Bathroom
Ceiling Fixture | Incandescent |  | Standard A Lamp | 2 | 60 | 215641 | Bathroom
Table | Incandescent |  | Standard A Lamp | 1 | 60 | 215641 | Bathroom
Ceiling Fixture | Incandescent |  | Standard A Lamp | 1 | 100 | 215641 | Bathroom
Ceiling Fixture | Linear Fluorescent | 4 | T-12 | 2 | 40 | 215641 | Bathroom
Other | Incandescent |  | Standard A Lamp | 1 | 40 | 215641 | Bathroom
Ceiling Fixture | Incandescent |  | Standard A Lamp | 1 | 75 | 215641 | Bathroom
Table | Incandescent |  | Standard A Lamp | 1 | 150 | 215641 | Bathroom
Wall Mount | Incandescent |  | Globe | 3 | 60 | 215642 | Bathroom
Other | Incandescent |  | Heat Lamp | 1 | 250 | 215642 | Bathroom
Ceiling Fixture | Incandescent |  | Standard A Lamp | 2 | 60 | 215642 | Bathroom
Table | Incandescent |  | Decorative | 1 | 40 | 215642 | Bathroom
Ceiling Fixture | Incandescent |  | Standard A Lamp | 1 | 60 | 215642 | Bathroom
Ceiling Fixture | Linear Fluorescent | 4 | T-12 | 2 | 40 | 215642 | Bathroom
Other | Incandescent |  | Standard A Lamp | 1 | 40 | 215642 | Bathroom
Table | Incandescent |  | Standard A Lamp | 1 | 40 | 215642 | Bathroom
Floor lamp | Incandescent |  | Standard A Lamp | 1 | 60 | 215642 | Bathroom
Floor lamp | Compact Fluorescent |  | Twist | 1 | 19 | 215642 | Bathroom
Table | Compact Fluorescent |  | Twist | 1 | 13 | 215642 | Bathroom
Ceiling Fixture | Incandescent |  | Standard A Lamp | 1 | 60 | 215642 | Bathroom
Ceiling Fixture | Incandescent |  | Heat Lamp | 1 | 250 | 215643 | Bathroom
Wall Mount | Incandescent |  | Standard A Lamp | 2 | 60 | 215643 | Bathroom
Ceiling Fixture | Compact Fluorescent |  | Twist | 2 | 13 | 215643 | Bathroom
Table | Compact Fluorescent |  | Twist | 1 | 13 | 215643 | Bathroom
Ceiling Fixture | Incandescent |  | Standard A Lamp | 1 | 38 | 215643 | Bathroom
Ceiling Fixture | Linear Fluorescent | 4 | T-8 | 2 | 32 | 215643 | Bathroom
Other | Compact Fluorescent |  | Twist | 1 | 13 | 215643 | Bathroom
Ceiling Fan | Incandescent |  | Standard A Lamp | 1 | 60 | 215643 | Bathroom
Floor lamp | Incandescent |  | 3-Way Incandescent | 1 | 100 | 215643 | Bathroom
Wall Mount | Incandescent |  | Standard A Lamp | 4 | 71 | 215761 | Bathroom
Ceiling Fixture | Incandescent |  | Heat Lamp | 2 | 250 | 215761 | Bathroom
Floor lamp | Compact Fluorescent |  | Twist | 4 | 13 | 215761 | Bathroom
Ceiling Fixture | Incandescent |  | Standard A Lamp | 1 | 71 | 215761 | Bathroom
Floor lamp | Compact Fluorescent |  | Twist | 1 | 14 | 215761 | Bathroom
Ceiling Fixture | Compact Fluorescent |  | Twist | 2 | 13 | 215761 | Bathroom
Ceiling Fixture | Linear Fluorescent | 4 | T-12 | 2 | 40 | 215761 | Bathroom
Ceiling Fan | Compact Fluorescent |  | Twist | 2 | 15 | 215761 | Bathroom
Table | Compact Fluorescent |  | Twist | 1 | 13 | 215761 | Bathroom
Ceiling Fixture | Linear Fluorescent | 2 | T-12 | 1 | 20 | 215761 | Bathroom
Other | Incandescent |  | Standard A Lamp | 1 | 40 | 215761 | Bathroom
Wall Mount | Incandescent |  | Globe | 4 | 25 | 215762 | Bathroom
Ceiling Fixture | Incandescent |  | Heat Lamp | 2 | 250 | 215762 | Bathroom
Table | Compact Fluorescent |  | Twist | 1 | 25 | 215762 | Bathroom
Ceiling Fixture | Compact Fluorescent |  | Twist | 2 | 13 | 215762 | Bathroom
Table | Compact Fluorescent |  | Twist | 1 | 13 | 215762 | Bathroom
Table | Compact Fluorescent |  | Twist | 1 | 19 | 215762 | Bathroom
Table | Incandescent |  | Decorative | 1 | 40 | 215762 | Bathroom
Ceiling Fan | Compact Fluorescent |  | Twist | 2 | 19 | 215762 | Bathroom
Ceiling Fixture | Linear Fluorescent | 4 | T-12 | 2 | 40 | 215762 | Bathroom
Recessed - other | Compact Fluorescent |  | Twist | 1 | 13 | 215762 | Bathroom
Ceiling Fixture | Linear Fluorescent | 2 | T-12 | 1 | 20 | 215762 | Bathroom
Table | Compact Fluorescent |  | Twist | 1 | 25 | 215762 | Bathroom
Wall Mount | Compact Fluorescent |  | Twist | 4 | 13 | 215763 | Bathroom
Ceiling Fixture | Incandescent |  | Heat Lamp | 2 | 250 | 215763 | Bathroom
Ceiling Fixture | Compact Fluorescent |  | Twist | 2 | 13 | 215763 | Bathroom
Table | Compact Fluorescent |  | Twist | 1 | 23 | 215763 | Bathroom
Floor lamp | Compact Fluorescent |  | Twist | 1 | 19 | 215763 | Bathroom
Ceiling Fan | Compact Fluorescent |  | Twist | 1 | 23 | 215763 | Bathroom
Recessed - other | Incandescent |  | Standard A Lamp | 1 | 40 | 215763 | Bathroom
Ceiling Fixture | Linear Fluorescent | 4 | T-12 | 2 | 40 | 215763 | Bathroom
Wall Mount | Linear Fluorescent | 2 | T-12 | 1 | 20 | 215763 | Bathroom
Ceiling Fixture | Incandescent |  | Standard A Lamp | 1 | 60 | 215763 | Bathroom
Table | Incandescent |  | Standard A Lamp | 1 | 60 | 215763 | Bathroom
Wall Mount | Incandescent |  | Globe | 4 | 60 | 216271 | Bathroom
Ceiling Fixture | Incandescent |  | Standard A Lamp | 2 | 40 | 216271 | Bathroom
Chandelier (Hanging) | Incandescent |  | Standard A Lamp | 1 | 60 | 216271 | Bathroom
Wall Mount | Incandescent |  | Standard A Lamp | 1 | 60 | 216271 | Bathroom
Ceiling Fixture | Linear Fluorescent | 4 | T-12 | 4 | 32 | 216271 | Bathroom
Ceiling Fixture | Incandescent |  | Standard A Lamp | 1 | 60 | 216271 | Bathroom
Ceiling Fixture | Incandescent |  | Standard A Lamp | 2 | 40 | 216271 | Bathroom
Table | Incandescent |  | 3-Way Incandescent | 1 | 75 | 216271 | Bathroom
Ceiling Fixture | Incandescent |  | Standard A Lamp | 2 | 40 | 216271 | Bathroom
Table | Incandescent |  | 3-Way Incandescent | 1 | 70 | 216271 | Bathroom
Wall Mount | Incandescent |  | Globe | 4 | 60 | 216271 | Bathroom
Wall Mount | Incandescent |  | Globe | 4 | 60 | 216272 | Bathroom
Wall Mount | Incandescent |  | Globe | 4 | 60 | 216272 | Bathroom
Ceiling Fixture | Incandescent |  | Standard A Lamp | 2 | 60 | 216272 | Bathroom
Chandelier (Hanging) | Incandescent |  | Standard A Lamp | 1 | 150 | 216272 | Bathroom
Wall Mount | Incandescent |  | Standard A Lamp | 1 | 60 | 216272 | Bathroom
Ceiling Fixture | Linear Fluorescent | 4 | T-8 | 4 | 32 | 216272 | Bathroom
Ceiling Fixture | Compact Fluorescent |  | Twist | 1 | 13 | 216272 | Bathroom
Ceiling Fixture | Incandescent |  | Standard A Lamp | 2 | 60 | 216272 | Bathroom
Table | Compact Fluorescent |  | Twist | 3 | 13 | 216272 | Bathroom
Ceiling Fixture | Incandescent |  | Standard A Lamp | 2 | 60 | 216272 | Bathroom
Wall Mount | Incandescent |  | Standard A Lamp | 2 | 60 | 216421 | Bathroom
Table | Compact Fluorescent |  | Twist | 1 | 26 | 216421 | Bathroom
Ceiling Fixture | Incandescent |  | Standard A Lamp | 2 | 60 | 216421 | Bathroom
Ceiling Fixture | Incandescent |  | Standard A Lamp | 2 | 60 | 216421 | Bathroom
Ceiling Fixture | Incandescent |  | Standard A Lamp | 2 | 60 | 216421 | Bathroom
Chandelier (Hanging) | Incandescent |  | Standard A Lamp | 2 | 60 | 216421 | Bathroom
Wall Mount | Incandescent |  | Standard A Lamp | 2 | 100 | 216422 | Bathroom
Table | Incandescent |  | Standard A Lamp | 1 | 60 | 216422 | Bathroom
Ceiling Fixture | Incandescent |  | Standard A Lamp | 2 | 60 | 216422 | Bathroom
Ceiling Fixture | Incandescent |  | Standard A Lamp | 2 | 60 | 216422 | Bathroom
Recessed - other | Incandescent |  | Standard A Lamp | 1 | 60 | 216422 | Bathroom
Chandelier (Hanging) | Incandescent |  | Standard A Lamp | 2 | 60 | 216422 | Bathroom
Floor lamp | Incandescent |  | Standard A Lamp | 1 | 60 | 216422 | Bathroom
Ceiling Fixture | Incandescent |  | Standard A Lamp | 1 | 75 | 216911 | Bathroom
Ceiling Fixture | Incandescent |  | Standard A Lamp | 1 | 75 | 216911 | Bathroom
Ceiling Fixture | Incandescent |  | Standard A Lamp | 1 | 75 | 216911 | Bathroom
Wall Mount | Incandescent |  | Standard A Lamp | 1 | 60 | 216911 | Bathroom
Ceiling Fixture | Linear Fluorescent | 1 | T-12 | 1 | 20 | 216911 | Bathroom
Wall Mount | Linear Fluorescent | 4 | T-12 | 1 | 20 | 216911 | Bathroom
Ceiling Fan | Compact Fluorescent |  | Twist | 4 | 15 | 216911 | Bathroom
Floor lamp | Incandescent |  | Standard A Lamp | 1 | 60 | 216911 | Bathroom
Ceiling Fixture | Incandescent |  | Standard A Lamp | 1 | 60 | 216912 | Bathroom
Ceiling Fixture | Incandescent |  | Standard A Lamp | 1 | 60 | 216912 | Bathroom
Table | Incandescent |  | Standard A Lamp | 1 | 60 | 216912 | Bathroom
Wall Mount | Linear Fluorescent | 2 | T-12 | 1 | 20 | 216912 | Bathroom
Wall Mount | Incandescent |  | Standard A Lamp | 1 | 60 | 216912 | Bathroom
Ceiling Fixture | Incandescent |  | Standard A Lamp | 1 | 60 | 216912 | Bathroom
Ceiling Fan | Incandescent |  | Standard A Lamp | 4 | 40 | 216912 | Bathroom
Table | Incandescent |  | Standard A Lamp | 1 | 60 | 216912 | Bathroom
Wall Mount | Incandescent |  | Standard A Lamp | 1 | 75 | 216913 | Bathroom
Ceiling Fixture | Incandescent |  | Standard A Lamp | 1 | 100 | 216913 | Bathroom
Ceiling Fixture | Incandescent |  | Standard A Lamp | 1 | 75 | 216913 | Bathroom
Ceiling Fixture | Incandescent |  | Standard A Lamp | 1 | 100 | 216913 | Bathroom
Ceiling Fixture | Incandescent |  | Standard A Lamp | 1 | 75 | 216913 | Bathroom
Wall Mount | Linear Fluorescent | 4 | T-12 | 1 | 30 | 216913 | Bathroom
Table | Incandescent |  | Clear | 1 | 60 | 216913 | Bathroom
Wall Mount | Incandescent |  | Standard A Lamp | 1 | 60 | 216913 | Bathroom
Ceiling Fan | Incandescent |  | Standard A Lamp | 1 | 75 | 216913 | Bathroom
Table | Incandescent |  | Standard A Lamp | 1 | 75 | 216913 | Bathroom
Wall Mount | Incandescent |  | Clear | 3 | 40 | 217571 | Bathroom
Ceiling Fan | Incandescent |  | Standard A Lamp | 2 | 40 | 217571 | Bathroom
Ceiling Fixture | Incandescent |  | Globe | 1 | 60 | 217571 | Bathroom
Ceiling Fixture | Incandescent |  | Standard A Lamp | 2 | 60 | 217571 | Bathroom
Ceiling Fan | Incandescent |  | Standard A Lamp | 3 | 40 | 217571 | Bathroom
Other | Incandescent |  | Standard A Lamp | 1 | 60 | 217571 | Bathroom
Table | Incandescent |  | Standard A Lamp | 1 | 60 | 217571 | Bathroom
Floor lamp | Incandescent |  | Standard A Lamp | 3 | 60 | 217571 | Bathroom
Table | Incandescent |  | Decorative | 3 | 25 | 217571 | Bathroom
Ceiling Fan | Incandescent |  | Standard A Lamp | 2 | 40 | 217571 | Bathroom
Table | Incandescent |  | Decorative | 1 | 40 | 217571 | Bathroom
Ceiling Fixture | Compact Fluorescent |  | Twist | 2 | 13 | 217572 | Master Bedroom
Ceiling Fixture | Incandescent |  | Standard A Lamp | 2 | 60 | 217572 | Master Bedroom
Ceiling Fixture | Compact Fluorescent |  | Twist | 1 | 13 | 217572 | Master Bedroom
Ceiling Fan | Compact Fluorescent |  | Twist | 1 | 18 | 217572 | Master Bedroom
Ceiling Fixture | Compact Fluorescent |  | Twist | 2 | 18 | 217572 | Master Bedroom
Floor lamp | Incandescent |  | 3-Way Incandescent | 1 | 150 | 217572 | Master Bedroom
Floor lamp | Compact Fluorescent |  | Pin base | 1 | 13 | 217572 | Master Bedroom
Table | Incandescent |  | Decorative | 2 | 40 | 217572 | Master Bedroom
Ceiling Fixture | Incandescent |  | Heat Lamp | 1 | 250 | 218391 | Bathroom
Wall Mount | Incandescent |  | Standard A Lamp | 3 | 60 | 218391 | Bathroom
Ceiling Fixture | Incandescent |  | Heat Lamp | 1 | 250 | 218391 | Bathroom
Wall Mount | Incandescent |  | Standard A Lamp | 3 | 60 | 218391 | Bathroom
Ceiling Fixture | Halogen |  | MR | 1 | 8 | 218391 | Bathroom
Ceiling Fixture | Incandescent |  | Standard A Lamp | 2 | 60 | 218391 | Bathroom
Table | Incandescent |  | Standard A Lamp | 1 | 60 | 218391 | Bathroom
Ceiling Fixture | Incandescent |  | Standard A Lamp | 2 | 60 | 218391 | Bathroom
Track | Incandescent |  | Standard A Lamp | 3 | 40 | 218391 | Bathroom
Ceiling Fixture | Incandescent |  | Standard A Lamp | 2 | 60 | 218391 | Bathroom
Ceiling Fixture | Halogen |  | MR | 1 | 8 | 218391 | Bathroom
Floor lamp | Incandescent |  | Standard A Lamp | 1 | 60 | 218391 | Bathroom
Ceiling Fixture | Incandescent |  | Heat Lamp | 1 | 250 | 218392 | Bathroom
Wall Mount | Incandescent |  | Standard A Lamp | 3 | 60 | 218392 | Bathroom
Wall Mount | Incandescent |  | Standard A Lamp | 3 | 60 | 218392 | Bathroom
Ceiling Fixture | Incandescent |  | Heat Lamp | 1 | 250 | 218392 | Bathroom
Floor lamp | Incandescent |  | Standard A Lamp | 5 | 40 | 218392 | Bathroom
Ceiling Fan | Halogen |  | MR | 1 | 8 | 218392 | Bathroom
Ceiling Fixture | Incandescent |  | Standard A Lamp | 2 | 60 | 218392 | Bathroom
Floor lamp | Halogen |  | MR | 2 | 8 | 218392 | Bathroom
Ceiling Fixture | Incandescent |  | Standard A Lamp | 3 | 45 | 218392 | Bathroom
Ceiling Fixture | Incandescent |  | Standard A Lamp | 1 | 60 | 218392 | Bathroom
Ceiling Fixture | Incandescent |  | Standard A Lamp | 1 | 40 | 218392 | Bathroom
Ceiling Fixture | Incandescent |  | Standard A Lamp | 2 | 60 | 218392 | Bathroom
Floor lamp | Incandescent |  | Standard A Lamp | 1 | 60 | 218392 | Bathroom
Ceiling Fixture | Halogen |  | MR | 1 | 8 | 218392 | Bathroom
Wall Mount | Incandescent |  | Standard A Lamp | 4 | 40 | 218441 | Bathroom
Recessed - other | Incandescent |  | Heat Lamp | 1 | 250 | 218441 | Bathroom
Table | Other |  |  | 1 |  | 218441 | Bathroom
Ceiling Fixture | Incandescent |  | Standard A Lamp | 1 | 60 | 218441 | Bathroom
Ceiling Fixture | Incandescent |  | Standard A Lamp | 2 | 60 | 218441 | Bathroom
Ceiling Fixture | Incandescent |  | Globe | 1 | 150 | 218441 | Bathroom
Table | Incandescent |  | Standard A Lamp | 1 | 100 | 218441 | Bathroom
Wall Mount | Linear Fluorescent | 1 | T-5 | 1 | 16 | 218441 | Bathroom
Other | Incandescent |  | Standard A Lamp | 1 | 60 | 218441 | Bathroom
Floor lamp | Incandescent |  | Standard A Lamp | 3 | 75 | 218441 | Bathroom
Wall Mount | Incandescent |  | Standard A Lamp | 4 | 40 | 218442 | Bathroom
Recessed - other | Incandescent |  | Heat Lamp | 1 | 250 | 218442 | Bathroom
Table | Incandescent |  | Standard A Lamp | 1 | 75 | 218442 | Bathroom
Table | Incandescent |  | Standard A Lamp | 1 | 60 | 218442 | Bathroom
Floor lamp | Incandescent |  | Standard A Lamp | 1 | 40 | 218442 | Bathroom
Ceiling Fixture | Incandescent |  | Globe | 1 | 150 | 218442 | Bathroom
Ceiling Fixture | Incandescent |  | Standard A Lamp | 1 | 75 | 218442 | Bathroom
Ceiling Fixture | Incandescent |  | Standard A Lamp | 2 | 75 | 218442 | Bathroom
Wall Mount | Incandescent |  | Standard A Lamp | 1 | 60 | 218442 | Bathroom
Wall Mount | Linear Fluorescent | 1 | T-5 | 1 | 16 | 218442 | Bathroom
Table | Incandescent |  | Standard A Lamp | 1 | 75 | 218442 | Bathroom
Ceiling Fixture | Incandescent |  | Standard A Lamp | 2 | 60 | 218442 | Bathroom
Table | Incandescent |  | Standard A Lamp | 1 | 75 | 218442 | Bathroom
Wall Mount | Incandescent |  | Standard A Lamp | 3 | 40 | 218442 | Bathroom
Recessed - other | Incandescent |  | Heat Lamp | 1 | 250 | 218442 | Bathroom
Wall Mount | Incandescent |  | Standard A Lamp | 4 | 40 | 218443 | Bathroom
Recessed - other | Incandescent |  | Heat Lamp | 1 | 250 | 218443 | Bathroom
Table | Compact Fluorescent |  | Twist | 1 | 13 | 218443 | Bathroom
Ceiling Fixture | Compact Fluorescent |  | Twist | 1 | 13 | 218443 | Bathroom
Ceiling Fixture | Compact Fluorescent |  | Twist | 2 | 13 | 218443 | Bathroom
Floor lamp | Compact Fluorescent |  | Twist | 1 | 13 | 218443 | Bathroom
Wall Mount | Compact Fluorescent |  | Twist | 1 | 13 | 218443 | Bathroom
Wall Mount | Linear Fluorescent | 1 | T-5 | 1 | 16 | 218443 | Bathroom
Table | Compact Fluorescent |  | Twist | 1 | 13 | 218443 | Bathroom
Wall Mount | Compact Fluorescent |  | Twist | 2 | 15 | 219101 | Bathroom
Ceiling Fixture | Incandescent |  | Standard A Lamp | 1 | 60 | 219101 | Bathroom
Table | Incandescent |  | Decorative | 1 | 25 | 219101 | Bathroom
Ceiling Fixture | Compact Fluorescent |  | Twist | 2 | 15 | 219101 | Bathroom
Ceiling Fixture | Incandescent |  | Standard A Lamp | 1 | 60 | 219101 | Bathroom
Ceiling Fixture | Linear Fluorescent | 4 | T-8 | 1 | 32 | 219101 | Bathroom
Ceiling Fixture | Incandescent |  | Standard A Lamp | 1 | 65 | 219101 | Bathroom
Other | Incandescent |  | Standard A Lamp | 1 | 40 | 219101 | Bathroom
Floor lamp | Compact Fluorescent |  | Twist | 2 | 15 | 219101 | Bathroom
Table | Incandescent |  | Decorative | 1 | 60 | 219101 | Bathroom
Ceiling Fixture | Compact Fluorescent |  | Twist | 3 | 15 | 219101 | Bathroom
Wall Mount | Compact Fluorescent |  | Twist | 4 | 15 | 219102 | Bathroom
Ceiling Fixture | Incandescent |  | Standard A Lamp | 1 | 60 | 219102 | Bathroom
Ceiling Fixture | Compact Fluorescent |  | Twist | 1 | 15 | 219102 | Bathroom
Ceiling Fixture | Incandescent |  | Standard A Lamp | 1 | 100 | 219102 | Bathroom
Ceiling Fixture | Linear Fluorescent | 4 | T-8 | 2 | 32 | 219102 | Bathroom
Ceiling Fixture | Incandescent |  | Standard A Lamp | 1 | 65 | 219102 | Bathroom
Other | Incandescent |  | Standard A Lamp | 1 | 60 | 219102 | Bathroom
Ceiling Fan | Compact Fluorescent |  | Twist | 3 | 15 | 219102 | Bathroom
Floor lamp | Halogen |  | Quartz Tube | 1 | 250 | 219102 | Bathroom
Wall Mount | Compact Fluorescent |  | A shape bulb | 1 | 13 | 219102 | Bathroom
Table | Incandescent |  | Standard A Lamp | 1 | 60 | 219102 | Bathroom
Ceiling Fixture | Compact Fluorescent |  | Twist | 2 | 15 | 219102 | Bathroom
Wall Mount | Incandescent |  | Standard A Lamp | 1 | 15 | 219102 | Bathroom
Ceiling Fixture | Compact Fluorescent |  | Pin base | 4 | 15 | 219103 | Bathroom
Ceiling Fixture | Incandescent |  | Standard A Lamp | 1 | 65 | 219103 | Bathroom
Ceiling Fixture | Compact Fluorescent |  | Twist | 2 | 15 | 219103 | Bathroom
Table | Incandescent |  | Standard A Lamp | 2 | 40 | 219103 | Bathroom
Ceiling Fixture | Compact Fluorescent |  | Twist | 1 | 15 | 219103 | Bathroom
Ceiling Fixture | Linear Fluorescent | 4 | T-8 | 2 | 32 | 219103 | Bathroom
Ceiling Fixture | Incandescent |  | Standard A Lamp | 2 | 40 | 219103 | Bathroom
Ceiling Fixture | Incandescent |  | Standard A Lamp | 1 | 65 | 219103 | Bathroom
Ceiling Fan | Compact Fluorescent |  | Twist | 2 | 15 | 219103 | Bathroom
Table | Compact Fluorescent |  | Twist | 1 | 11 | 219103 | Bathroom
Ceiling Fixture | Compact Fluorescent |  | Twist | 1 | 15 | 219103 | Bathroom
Wall Mount | Incandescent |  | Standard A Lamp | 4 | 60 | 219521 | Bathroom
Ceiling Fixture | Incandescent |  | Heat Lamp | 1 | 250 | 219521 | Bathroom
Ceiling Fixture | Incandescent |  | Standard A Lamp | 2 | 60 | 219521 | Bathroom
Table | Compact Fluorescent |  | Twist | 1 | 15 | 219521 | Bathroom
Table | Incandescent |  | Standard A Lamp | 1 | 25 | 219521 | Bathroom
Table | Incandescent |  | Standard A Lamp | 1 | 100 | 219521 | Bathroom
Table | Incandescent |  | Standard A Lamp | 1 | 75 | 219521 | Bathroom
Ceiling Fixture | Linear Fluorescent | 4 | T-8 | 2 | 40 | 219521 | Bathroom
Wall Mount | Incandescent |  | Standard A Lamp | 1 | 25 | 219521 | Bathroom
Ceiling Fixture | Incandescent |  | Standard A Lamp | 2 | 40 | 219521 | Bathroom
Chandelier (Hanging) | Incandescent |  | Standard A Lamp | 4 | 40 | 219521 | Bathroom
Table | Incandescent |  | Standard A Lamp | 2 | 40 | 219521 | Bathroom
Floor lamp | Compact Fluorescent |  | Twist | 2 | 15 | 219521 | Bathroom
Table | Incandescent |  | Standard A Lamp | 2 | 60 | 219521 | Bathroom
Ceiling Fixture | Incandescent |  | Standard A Lamp | 1 | 60 | 219521 | Bathroom
Floor lamp | Incandescent |  | Standard A Lamp | 1 | 60 | 219521 | Bathroom
Wall Mount | Compact Fluorescent |  | Twist | 4 | 14 | 219522 | Bathroom
Ceiling Fixture | Incandescent |  | Heat Lamp | 1 | 250 | 219522 | Bathroom
Ceiling Fixture | Incandescent |  | Standard A Lamp | 2 | 40 | 219522 | Bathroom
Table | Compact Fluorescent |  | Twist | 1 | 15 | 219522 | Bathroom
Table | Incandescent |  | Standard A Lamp | 1 | 25 | 219522 | Bathroom
Table | Incandescent |  | Standard A Lamp | 1 | 60 | 219522 | Bathroom
Table | Compact Fluorescent |  | Twist | 1 | 15 | 219522 | Bathroom
Ceiling Fixture | Incandescent |  | Standard A Lamp | 1 | 100 | 219522 | Bathroom
Ceiling Fixture | Incandescent |  | Standard A Lamp | 3 | 60 | 219522 | Bathroom
Wall Mount | Incandescent |  | Standard A Lamp | 1 | 60 | 219522 | Bathroom
Chandelier (Hanging) | Incandescent |  | Standard A Lamp | 3 | 60 | 219522 | Bathroom
Table | Incandescent |  | Standard A Lamp | 1 | 100 | 219522 | Bathroom
Floor lamp | Halogen |  | Other | 1 | 150 | 219522 | Bathroom
Table | Incandescent |  | Standard A Lamp | 1 | 40 | 219522 | Bathroom
Ceiling Fixture | Incandescent |  | Standard A Lamp | 1 | 100 | 219522 | Bathroom
Wall Mount | Compact Fluorescent |  | Twist | 4 | 15 | 219851 | Bathroom
Table | Incandescent |  | Standard A Lamp | 1 | 40 | 219851 | Bathroom
Table | Incandescent |  | Standard A Lamp | 1 | 40 | 219851 | Bathroom
Ceiling Fan | Incandescent |  | Standard A Lamp | 4 | 40 | 219851 | Bathroom
Ceiling Fixture | Incandescent |  | Standard A Lamp | 2 | 40 | 219851 | Bathroom
Ceiling Fixture | Incandescent |  | Standard A Lamp | 2 | 60 | 219851 | Bathroom
Ceiling Fixture | Incandescent |  | Standard A Lamp | 2 | 65 | 219851 | Bathroom
Floor lamp | Halogen |  | PAR | 1 | 50 | 219851 | Bathroom
Wall Mount | Compact Fluorescent |  | Twist | 3 | 15 | 219852 | Bathroom
Table | Incandescent |  | Standard A Lamp | 1 | 60 | 219852 | Bathroom
Table | Incandescent |  | Standard A Lamp | 1 | 60 | 219852 | Bathroom
Ceiling Fan | Compact Fluorescent |  | Twist | 4 | 15 | 219852 | Bathroom
Ceiling Fixture | Incandescent |  | Standard A Lamp | 2 | 60 | 219852 | Bathroom
Floor lamp | Halogen |  | Quartz Tube | 1 | 50 | 219852 | Bathroom
Ceiling Fixture | Compact Fluorescent |  | Twist | 1 | 15 | 219852 | Bathroom
Table | Incandescent |  | Standard A Lamp | 1 | 52 | 219981 | Bathroom
Wall Mount | Linear Fluorescent | 2 | T-12 | 1 | 16 | 219981 | Bathroom
Ceiling Fixture | Incandescent |  | Standard A Lamp | 1 | 60 | 219981 | Bathroom
Ceiling Fixture | Incandescent |  | Standard A Lamp | 2 | 60 | 219981 | Bathroom
Table | Compact Fluorescent |  | Twist | 1 | 13 | 219981 | Bathroom
Wall Mount | Incandescent |  | Standard A Lamp | 1 | 60 | 219981 | Bathroom
Ceiling Fixture | Linear Fluorescent | 4 | T-12 | 4 | 32 | 219981 | Bathroom
Ceiling Fixture | Compact Fluorescent |  | Twist | 1 | 15 | 219981 | Bathroom
Wall Mount | Linear Fluorescent | 2 | T-12 | 1 | 16 | 219981 | Bathroom
Table | Incandescent |  | Standard A Lamp | 1 | 52 | 219981 | Bathroom
Floor lamp | Incandescent |  | Standard A Lamp | 1 | 60 | 219981 | Bathroom
Table | Incandescent |  | Heat Lamp | 1 | 100 | 219981 | Bathroom
Floor lamp | Compact Fluorescent |  | Twist | 2 | 13 | 219981 | Bathroom
Table | Incandescent |  | Standard A Lamp | 1 | 60 | 219982 | Living Room
Wall Mount | Incandescent |  | Decorative | 1 | 40 | 219982 | Living Room
Table | Incandescent |  | Standard A Lamp | 1 | 52 | 219982 | Living Room
Ceiling Fixture | Incandescent |  | Standard A Lamp | 2 | 60 | 219982 | Living Room
Ceiling Fixture | Linear Fluorescent | 4 | T-12 | 2 | 24 | 219982 | Living Room
Wall Mount | Incandescent |  | Standard A Lamp | 1 | 75 | 219982 | Living Room
Wall Mount | Linear Fluorescent | 2 | T-12 | 1 | 24 | 219982 | Living Room
Wall Mount | Linear Fluorescent | 2 | T-12 | 1 | 15 | 219982 | Living Room
Wall Mount | Linear Fluorescent | 2 | T-12 | 1 | 16 | 219983 | Bathroom
Ceiling Fixture | Incandescent |  | Standard A Lamp | 1 | 60 | 219983 | Bathroom
Ceiling Fixture | Incandescent |  | Standard A Lamp | 2 | 60 | 219983 | Bathroom
Ceiling Fixture | Incandescent |  | Standard A Lamp | 2 | 60 | 219983 | Bathroom
Recessed Can | Incandescent |  | Standard A Lamp | 1 | 60 | 219983 | Bathroom
Chandelier (Hanging) | Incandescent |  | Standard A Lamp | 1 | 60 | 219983 | Bathroom
Ceiling Fixture | Linear Fluorescent | 4 | T-12 | 2 | 20 | 219983 | Bathroom
Wall Mount | Incandescent |  | Standard A Lamp | 1 | 34 | 219983 | Bathroom
Ceiling Fixture | Incandescent |  | Reflector | 1 | 60 | 219983 | Bathroom
Table | Compact Fluorescent |  | Twist | 1 | 13 | 219983 | Bathroom
Table | Incandescent |  | Decorative | 3 | 20 | 219983 | Bathroom
Wall Mount | Incandescent |  | Standard A Lamp | 4 | 60 | 220581 | Bathroom
Table | Incandescent |  | Standard A Lamp | 1 | 100 | 220581 | Bathroom
Table | Incandescent |  | Standard A Lamp | 1 | 100 | 220581 | Bathroom
Ceiling Fan | Incandescent |  | Standard A Lamp | 1 | 60 | 220581 | Bathroom
Other | Compact Fluorescent |  | Twist | 1 | 14 | 220581 | Bathroom
Floor lamp | Incandescent |  | Standard A Lamp | 1 | 60 | 220581 | Bathroom
Table | Incandescent |  | Standard A Lamp | 1 | 100 | 220581 | Bathroom
Wall Mount | Compact Fluorescent |  | Twist | 1 | 15 | 220582 | Bathroom
Table | Incandescent |  | Standard A Lamp | 1 | 60 | 220582 | Bathroom
Table | Incandescent |  | Standard A Lamp | 1 | 60 | 220582 | Bathroom
Table | Incandescent |  | Standard A Lamp | 1 | 60 | 220582 | Bathroom
Ceiling Fixture | Incandescent |  | Standard A Lamp | 1 | 60 | 220582 | Bathroom
Ceiling Fixture | Incandescent |  | Standard A Lamp | 1 | 60 | 220582 | Bathroom
Floor lamp | Compact Fluorescent |  | Twist | 1 | 15 | 220582 | Bathroom
Floor lamp | Incandescent |  | Standard A Lamp | 1 | 60 | 220582 | Bathroom
Wall Mount | Incandescent |  | Standard A Lamp | 2 | 60 | 220583 | Bathroom
Table | Incandescent |  | Decorative | 2 | 40 | 220583 | Bathroom
Table | Compact Fluorescent |  | Twist | 1 | 27 | 220583 | Bathroom
Ceiling Fan | Incandescent |  | Standard A Lamp | 1 | 60 | 220583 | Bathroom
Table | Compact Fluorescent |  | Twist | 1 | 14 | 220583 | Bathroom
Wall Mount | Incandescent |  | Globe | 4 | 60 | 221061 | Bathroom
Recessed - other | Halogen |  | PAR | 1 | 250 | 221061 | Bathroom
Wall Mount | Incandescent |  | Globe | 4 | 60 | 221061 | Bathroom
Recessed - other | Halogen |  | PAR | 1 | 250 | 221061 | Bathroom
Table | Incandescent |  | Standard A Lamp | 1 | 100 | 221061 | Bathroom
Ceiling Fixture | Incandescent |  | Standard A Lamp | 1 | 60 | 221061 | Bathroom
Ceiling Fan | Compact Fluorescent |  | Twist | 2 | 15 | 221061 | Bathroom
Ceiling Fixture | Incandescent |  | Decorative | 3 | 25 | 221061 | Bathroom
Ceiling Fixture | Incandescent |  | Standard A Lamp | 1 | 60 | 221061 | Bathroom
Ceiling Fan | Compact Fluorescent |  | Twist | 2 | 15 | 221061 | Bathroom
Ceiling Fixture | Linear Fluorescent | 4 | T-12 | 2 | 40 | 221061 | Bathroom
Recessed - other | Incandescent |  | Standard A Lamp | 1 | 60 | 221061 | Bathroom
Ceiling Fixture | Linear Fluorescent | 4 | T-12 | 2 | 40 | 221061 | Bathroom
Table | Incandescent |  | Standard A Lamp | 1 | 60 | 221061 | Bathroom
Ceiling Fixture | Halogen |  | PAR | 1 | 250 | 221062 | Bathroom
Wall Mount | Compact Fluorescent |  | Twist | 4 | 7 | 221062 | Bathroom
Ceiling Fixture | Incandescent |  | Standard A Lamp | 1 | 60 | 221062 | Bathroom
Architectural | Halogen |  | MR | 1 | 16 | 221062 | Bathroom
Ceiling Fixture | Incandescent |  | Standard A Lamp | 3 | 25 | 221062 | Bathroom
Ceiling Fixture | Incandescent |  | Standard A Lamp | 1 | 60 | 221062 | Bathroom
Ceiling Fixture | Linear Fluorescent | 4 | T-12 | 2 | 40 | 221062 | Bathroom
Wall Mount | Linear Fluorescent | 1.5 | T-8 | 1 | 16 | 221062 | Bathroom
Recessed - other | Incandescent |  | Standard A Lamp | 1 | 60 | 221062 | Bathroom
Chandelier (Hanging) | Incandescent |  | Standard A Lamp | 5 | 40 | 221062 | Bathroom
Floor lamp | Incandescent |  | 3-Way Incandescent | 1 | 100 | 221062 | Bathroom
Wall Mount | Incandescent |  | Globe | 4 | 60 | 221063 | Bathroom
Ceiling Fixture | Incandescent |  | Standard A Lamp | 2 | 60 | 221063 | Bathroom
Ceiling Fixture | Incandescent |  | Standard A Lamp | 1 | 60 | 221063 | Bathroom
Ceiling Fixture | Incandescent |  | Standard A Lamp | 1 | 60 | 221063 | Bathroom
Ceiling Fixture | Incandescent |  | Standard A Lamp | 1 | 60 | 221063 | Bathroom
Ceiling Fan | Compact Fluorescent |  | Twist | 1 | 15 | 221063 | Bathroom
Ceiling Fixture | Linear Fluorescent | 4 | T-12 | 2 | 40 | 221063 | Bathroom
Recessed - other | Compact Fluorescent |  | Twist | 1 | 15 | 221063 | Bathroom
Table | Compact Fluorescent |  | Twist | 1 | 15 | 221063 | Bathroom
Wall Mount | Incandescent |  | Standard A Lamp | 4 | 60 | 221063 | Bathroom
Wall Mount | Incandescent |  | Globe | 6 | 60 | 222621 | Bathroom
Ceiling Fixture | Incandescent |  | Standard A Lamp | 1 | 60 | 222621 | Bathroom
Wall Mount | Incandescent |  | Globe | 6 | 60 | 222621 | Bathroom
Ceiling Fixture | Incandescent |  | Standard A Lamp | 2 | 60 | 222621 | Bathroom
Ceiling Fixture | Compact Fluorescent |  | Twist | 2 | 15 | 222621 | Bathroom
Ceiling Fixture | Linear Fluorescent | 4 | T-8 | 2 | 32 | 222621 | Bathroom
Other | Incandescent |  | Standard A Lamp | 1 | 40 | 222621 | Bathroom
Floor lamp | Compact Fluorescent |  | Twist | 2 | 15 | 222621 | Bathroom
Ceiling Fixture | Incandescent |  | Standard A Lamp | 2 | 60 | 222621 | Bathroom
Ceiling Fixture | Compact Fluorescent |  | Twist | 1 | 15 | 222621 | Bathroom
Wall Mount | Incandescent |  | Globe | 6 | 60 | 222622 | Bathroom
Ceiling Fixture | Incandescent |  | Standard A Lamp | 1 | 60 | 222622 | Bathroom
Wall Mount | Incandescent |  | Globe | 6 | 40 | 222622 | Bathroom
Ceiling Fixture | Incandescent |  | Standard A Lamp | 2 | 60 | 222622 | Bathroom
Ceiling Fixture | Incandescent |  | Standard A Lamp | 2 | 60 | 222622 | Bathroom
Ceiling Fixture | Linear Fluorescent | 4 | T-8 | 2 | 32 | 222622 | Bathroom
Ceiling Fixture | Incandescent |  | Standard A Lamp | 1 | 75 | 222622 | Bathroom
Floor lamp | Compact Fluorescent |  | Twist | 2 | 22 | 222622 | Bathroom
Ceiling Fixture | Incandescent |  | Standard A Lamp | 2 | 60 | 222622 | Bathroom
Ceiling Fixture | Incandescent |  | Standard A Lamp | 1 | 60 | 222622 | Bathroom
Wall Mount | Incandescent |  | Globe | 6 | 60 | 222623 | Bathroom
Ceiling Fixture | Incandescent |  | Standard A Lamp | 1 | 60 | 222623 | Bathroom
Wall Mount | Incandescent |  | Globe | 6 | 60 | 222623 | Bathroom
Ceiling Fixture | Compact Fluorescent |  | Twist | 2 | 20 | 222623 | Bathroom
Table | Incandescent |  | Standard A Lamp | 1 | 100 | 222623 | Bathroom
Ceiling Fixture | Incandescent |  | Standard A Lamp | 2 | 100 | 222623 | Bathroom
Table | Incandescent |  | Standard A Lamp | 1 | 100 | 222623 | Bathroom
Ceiling Fixture | Linear Fluorescent | 4 | T-8 | 2 | 32 | 222623 | Bathroom
Table | Incandescent |  | Standard A Lamp | 1 | 60 | 222623 | Bathroom
Ceiling Fixture | Incandescent |  | Standard A Lamp | 2 | 60 | 222623 | Bathroom
Ceiling Fan | Incandescent |  | Decorative | 3 | 40 | 222623 | Bathroom
Wall Mount | Incandescent |  | Standard A Lamp | 1 | 60 | 222623 | Bathroom
Wall Mount | Incandescent |  | Globe | 6 | 40 | 223711 | Bathroom
Ceiling Fixture | Incandescent |  | Standard A Lamp | 2 | 75 | 223711 | Bathroom
Table | Incandescent |  | Standard A Lamp | 1 | 60 | 223711 | Bathroom
Ceiling Fixture | Incandescent |  | Standard A Lamp | 2 | 60 | 223711 | Bathroom
Chandelier (Hanging) | Incandescent |  | Standard A Lamp | 1 | 60 | 223711 | Bathroom
Ceiling Fixture | Incandescent |  | Standard A Lamp | 1 | 60 | 223711 | Bathroom
Ceiling Fixture | Incandescent |  | Standard A Lamp | 1 | 60 | 223711 | Bathroom
Ceiling Fixture | Linear Fluorescent | 4 | T-12 | 4 | 40 | 223711 | Bathroom
Ceiling Fixture | Incandescent |  | Standard A Lamp | 1 | 60 | 223711 | Bathroom
Ceiling Fixture | Incandescent |  | Standard A Lamp | 1 | 60 | 223711 | Bathroom
Wall Mount | Incandescent |  | Globe | 4 | 60 | 223712 | Bathroom
Ceiling Fixture | Incandescent |  | Standard A Lamp | 2 | 60 | 223712 | Bathroom
Ceiling Fixture | Incandescent |  | Standard A Lamp | 2 | 60 | 223712 | Bathroom
Table | Incandescent |  | Standard A Lamp | 1 | 40 | 223712 | Bathroom
Ceiling Fan | Incandescent |  | Standard A Lamp | 1 | 60 | 223712 | Bathroom
Ceiling Fixture | Incandescent |  | Standard A Lamp | 1 | 60 | 223712 | Bathroom
Ceiling Fixture | Incandescent |  | Standard A Lamp | 1 | 60 | 223712 | Bathroom
Ceiling Fixture | Linear Fluorescent | 4 | T-12 | 4 | 40 | 223712 | Bathroom
Ceiling Fixture | Incandescent |  | Standard A Lamp | 1 | 60 | 223712 | Bathroom
Ceiling Fixture | Incandescent |  | Standard A Lamp | 1 | 60 | 223712 | Bathroom
Table | Incandescent |  | Standard A Lamp | 1 | 60 | 223712 | Bathroom
Wall Mount | Incandescent |  | Standard A Lamp | 4 | 60 | 224501 | Bathroom
Ceiling Fixture | Incandescent |  | Standard A Lamp | 2 | 60 | 224501 | Bathroom
Ceiling Fixture | Incandescent |  | Standard A Lamp | 2 | 60 | 224501 | Bathroom
Ceiling Fixture | Linear Fluorescent | 4 | T-8 | 2 | 40 | 224501 | Bathroom
Ceiling Fixture | Incandescent |  | Standard A Lamp | 1 | 40 | 224501 | Bathroom
Table | Incandescent |  | Standard A Lamp | 1 | 70 | 224501 | Bathroom
Floor lamp | Compact Fluorescent |  | Twist | 1 | 15 | 224501 | Bathroom
Chandelier (Hanging) | Incandescent |  | Decorative | 5 | 60 | 224501 | Bathroom
Wall Mount | Incandescent |  | Standard A Lamp | 4 | 60 | 224502 | Bathroom
Ceiling Fixture | Incandescent |  | Standard A Lamp | 2 | 60 | 224502 | Bathroom
Ceiling Fixture | Incandescent |  | Standard A Lamp | 1 | 40 | 224502 | Bathroom
Ceiling Fixture | Incandescent |  | Standard A Lamp | 2 | 40 | 224502 | Bathroom
Recessed Can | Incandescent |  | Standard A Lamp | 1 | 20 | 224502 | Bathroom
Wall Mount | Incandescent |  | Standard A Lamp | 1 | 60 | 224502 | Bathroom
Chandelier (Hanging) | Incandescent |  | Decorative | 5 | 40 | 224502 | Bathroom
Ceiling Fixture | Incandescent |  | Standard A Lamp | 1 | 60 | 224502 | Bathroom
Floor lamp | Incandescent |  | Standard A Lamp | 1 | 100 | 224502 | Bathroom
Table | Incandescent |  | Standard A Lamp | 1 | 75 | 224502 | Bathroom
Wall Mount | Compact Fluorescent |  | Twist | 4 | 22 | 224503 | Bathroom
Ceiling Fixture | Compact Fluorescent |  | Twist | 2 | 15 | 224503 | Bathroom
Table | Compact Fluorescent |  | Twist | 1 | 60 | 224503 | Bathroom
Ceiling Fixture | Compact Fluorescent |  | Twist | 2 | 15 | 224503 | Bathroom
Ceiling Fixture | Linear Fluorescent | 4 | T-8 | 2 | 40 | 224503 | Bathroom
Wall Mount | Compact Fluorescent |  | Twist | 1 | 15 | 224503 | Bathroom
Ceiling Fixture | Compact Fluorescent |  | Twist | 1 | 15 | 224503 | Bathroom
Chandelier (Hanging) | Incandescent |  | Decorative | 5 | 40 | 224503 | Bathroom
Floor lamp | Incandescent |  | Standard A Lamp | 2 | 150 | 224503 | Bathroom
Ceiling Fixture | Compact Fluorescent |  | Twist | 1 | 15 | 224503 | Bathroom
Wall Mount | Incandescent |  | Globe | 4 | 40 | 225361 | Bathroom
Ceiling Fixture | Incandescent |  | Heat Lamp | 2 | 250 | 225361 | Bathroom
Ceiling Fixture | Incandescent |  | Heat Lamp | 2 | 250 | 225361 | Bathroom
Wall Mount | Incandescent |  | Standard A Lamp | 4 | 40 | 225361 | Bathroom
Ceiling Fixture | Incandescent |  | Standard A Lamp | 2 | 65 | 225361 | Bathroom
Ceiling Fixture | Incandescent |  | Standard A Lamp | 1 | 60 | 225361 | Bathroom
Ceiling Fan | Incandescent |  | Standard A Lamp | 3 | 60 | 225361 | Bathroom
Floor lamp | Halogen |  | Quartz Tube | 1 | 300 | 225361 | Bathroom
Ceiling Fixture | Linear Fluorescent | 4 | T-12 | 2 | 60 | 225361 | Bathroom
Ceiling Fixture | Incandescent |  | Standard A Lamp | 2 | 60 | 225361 | Bathroom
Ceiling Fixture | Linear Fluorescent | 2 | T-12 | 1 | 20 | 225361 | Bathroom
Floor lamp | Incandescent |  | 3-Way Incandescent | 1 | 100 | 225361 | Bathroom
Recessed - other | Incandescent |  | Standard A Lamp | 1 | 40 | 225361 | Bathroom
Ceiling Fixture | Incandescent |  | Standard A Lamp | 2 | 60 | 225361 | Bathroom
Wall Mount | Incandescent |  | Standard A Lamp | 3 | 60 | 225362 | Bathroom
Ceiling Fixture | Incandescent |  | Heat Lamp | 2 | 250 | 225362 | Bathroom
Table | Compact Fluorescent |  | Twist | 1 | 15 | 225362 | Bathroom
Ceiling Fixture | Compact Fluorescent |  | Twist | 2 | 15 | 225362 | Bathroom
Recessed Can | Compact Fluorescent |  | Twist | 1 | 13 | 225362 | Bathroom
Recessed - other | Compact Fluorescent |  | Twist | 2 | 13 | 225362 | Bathroom
Ceiling Fixture | Linear Fluorescent | 2 | T-8 | 1 | 17 | 225362 | Bathroom
Recessed Can | Halogen |  | PAR | 1 | 20 | 225362 | Bathroom
Table | Compact Fluorescent |  | Twist | 1 | 15 | 225362 | Bathroom
Ceiling Fan | Incandescent |  | Standard A Lamp | 3 | 25 | 225362 | Bathroom
Floor lamp | Incandescent |  | Standard A Lamp | 1 | 60 | 225362 | Bathroom
Wall Mount | Linear Fluorescent | 2 | T-8 | 1 | 32 | 225362 | Bathroom
Ceiling Fixture | Compact Fluorescent |  | Twist | 2 | 15 | 225362 | Bathroom
Ceiling Fixture | Incandescent |  | Heat Lamp | 2 | 250 | 225362 | Bathroom
Wall Mount | Incandescent |  | Standard A Lamp | 3 | 60 | 225362 | Bathroom
Ceiling Fixture | Compact Fluorescent |  | Twist | 1 | 15 | 225362 | Bathroom
Table | Compact Fluorescent |  | Twist | 1 | 15 | 225362 | Bathroom
Table | Incandescent |  | Standard A Lamp | 1 | 25 | 225362 | Bathroom
Ceiling Fixture | Compact Fluorescent |  | Twist | 2 | 15 | 225362 | Bathroom
Ceiling Fixture | Linear Fluorescent | 4 | T-12 | 2 | 40 | 225362 | Bathroom
Wall Mount | Incandescent |  | Globe | 6 | 60 | 225363 | Bathroom
Table | Incandescent |  | Standard A Lamp | 1 | 60 | 225363 | Bathroom
Ceiling Fixture | Incandescent |  | Heat Lamp | 2 | 250 | 225363 | Bathroom
Ceiling Fixture | Compact Fluorescent |  | Twist | 1 | 15 | 225363 | Bathroom
Wall Mount | Halogen |  | Other | 1 | 20 | 225363 | Bathroom
Table | Incandescent |  | Standard A Lamp | 2 | 60 | 225363 | Bathroom
Table | Incandescent |  | Decorative | 3 | 25 | 225363 | Bathroom
Table | Other |  | LED Interior | 1 | 7 | 225363 | Bathroom
Recessed - other | Compact Fluorescent |  | Twist | 1 | 22 | 225363 | Bathroom
Ceiling Fixture | Halogen |  | MR | 3 | 20 | 225363 | Bathroom
Ceiling Fixture | Linear Fluorescent | 2 | T-8 | 1 | 17 | 225363 | Bathroom
Table | Incandescent |  | Decorative | 1 | 5 | 225363 | Bathroom
Ceiling Fixture | Linear Fluorescent | 4 | T-8 | 2 | 32 | 225363 | Bathroom
Ceiling Fixture | Compact Fluorescent |  | Twist | 1 | 15 | 225363 | Bathroom
Table | Incandescent |  | Standard A Lamp | 1 | 60 | 225363 | Bathroom
Floor lamp | Incandescent |  | Standard A Lamp | 1 | 100 | 225363 | Bathroom
Table | Incandescent |  | Standard A Lamp | 1 | 40 | 225363 | Bathroom
Table | Compact Fluorescent |  | Twist | 1 | 15 | 225363 | Bathroom
Ceiling Fixture | Incandescent |  | Standard A Lamp | 1 | 65 | 225363 | Bathroom
Table | Incandescent |  | 3-Way Incandescent | 1 | 100 | 228701 | Master Bedroom
Ceiling Fixture | Incandescent |  | Standard A Lamp | 1 | 60 | 228701 | Master Bedroom
Ceiling Fixture | Incandescent |  | Standard A Lamp | 1 | 60 | 228701 | Master Bedroom
Ceiling Fixture | Incandescent |  | Standard A Lamp | 1 | 40 | 228701 | Master Bedroom
Recessed Can | Incandescent |  | Twist | 1 | 15 | 228701 | Master Bedroom
Table | Incandescent |  | Standard A Lamp | 1 | 60 | 228701 | Master Bedroom
Floor lamp | Compact Fluorescent |  | Twist | 1 | 15 | 228701 | Master Bedroom
Ceiling Fan | Incandescent |  | Standard A Lamp | 4 | 40 | 228701 | Master Bedroom
Wall Mount | Incandescent |  | Standard A Lamp | 1 | 40 | 228701 | Master Bedroom
Ceiling Fixture | Linear Fluorescent | 4 | T-8 | 4 | 32 | 228701 | Master Bedroom
Ceiling Fan | Incandescent |  | Standard A Lamp | 3 | 40 | 228701 | Master Bedroom
Wall Mount | Linear Fluorescent | 2 | T-5 | 1 | 14 | 228701 | Master Bedroom
Wall Mount | Incandescent |  | Standard A Lamp | 1 | 60 | 228701 | Master Bedroom
Wall Mount | Compact Fluorescent |  | Twist | 8 | 15 | 228701 | Master Bedroom
Ceiling Fixture | Linear Fluorescent | 4 | T-12 | 2 | 40 | 228701 | Master Bedroom
Ceiling Fixture | Incandescent |  | Standard A Lamp | 1 | 60 | 228701 | Master Bedroom
Ceiling Fixture | Incandescent |  | Reflector | 8 | 45 | 228702 | Living Room
Other | Linear Fluorescent | 2 | T-5 | 1 | 14 | 228702 | Living Room
Other | Linear Fluorescent | 3 | T-5 | 1 | 22 | 228702 | Living Room
Recessed - other | Incandescent |  | Standard A Lamp | 3 | 60 | 228702 | Living Room
Table | Incandescent |  | Standard A Lamp | 1 | 100 | 228702 | Living Room
Wall Mount | Incandescent |  | Standard A Lamp | 1 | 40 | 228702 | Living Room
Ceiling Fixture | Incandescent |  | Standard A Lamp | 1 | 40 | 228702 | Living Room
Recessed Can | Halogen |  | PAR | 1 | 45 | 228702 | Living Room
Ceiling Fixture | Incandescent |  | Standard A Lamp | 1 | 40 | 228702 | Living Room
Ceiling Fixture | Incandescent |  | Standard A Lamp | 3 | 40 | 228702 | Living Room
Ceiling Fixture | Incandescent |  | Globe | 1 | 40 | 228702 | Living Room
Table | Incandescent |  | Standard A Lamp | 1 | 100 | 228702 | Living Room
Table | Incandescent |  | Standard A Lamp | 1 | 25 | 228702 | Living Room
Wall Mount | Incandescent |  | Globe | 4 | 40 | 228702 | Living Room
Ceiling Fixture | Incandescent |  | Standard A Lamp | 2 | 60 | 228702 | Living Room
Table | Compact Fluorescent |  | Circline (Screw Base) | 1 | 22 | 228703 | Bedroom
Table | Compact Fluorescent |  | Twist | 1 | 18 | 228703 | Bedroom
Table | Compact Fluorescent |  | Twist | 1 | 26 | 228703 | Bedroom
Ceiling Fixture | Compact Fluorescent |  | Twist | 1 | 18 | 228703 | Bedroom
Ceiling Fixture | Linear Fluorescent | 4 | T-8 | 2 | 32 | 228703 | Bedroom
Table | Compact Fluorescent |  | Pin base | 1 | 26 | 228703 | Bedroom
Ceiling Fan | Compact Fluorescent |  | Twist | 3 | 18 | 228703 | Bedroom
Floor lamp | Halogen |  | Other | 1 | 250 | 228703 | Bedroom
Ceiling Fixture | Incandescent |  | Standard A Lamp | 1 | 100 | 228703 | Bedroom
Wall Mount | Compact Fluorescent |  | Twist | 1 | 15 | 228703 | Bedroom
Wall Mount | Linear Fluorescent | 1.5 | T-8 | 1 | 16 | 228703 | Bedroom
Wall Mount | Linear Fluorescent | 2 | T-12 | 1 | 20 | 228703 | Bedroom
Wall Mount | Linear Fluorescent | 3 | T-12 | 1 | 32 | 228703 | Bedroom
Ceiling Fixture | Incandescent |  | Globe | 1 | 100 | 228703 | Bedroom
Table | Halogen |  | Other | 1 | 125 | 228703 | Bedroom
Wall Mount | Incandescent |  | Globe | 8 | 40 | 228703 | Bedroom
Ceiling Fixture | Linear Fluorescent | 4 | T-8 | 2 | 32 | 228703 | Bedroom
Ceiling Fixture | Incandescent |  | Standard A Lamp | 1 | 100 | 228703 | Bedroom
Wall Mount | Incandescent |  | Standard A Lamp | 4 | 67 | 229061 | Bathroom
Ceiling Fixture | Incandescent |  | Standard A Lamp | 1 | 60 | 229061 | Bathroom
Wall Mount | Incandescent |  | Standard A Lamp | 4 | 60 | 229061 | Bathroom
Ceiling Fixture | Incandescent |  | Standard A Lamp | 1 | 60 | 229061 | Bathroom
Ceiling Fixture | Incandescent |  | Standard A Lamp | 2 | 60 | 229061 | Bathroom
Table | Incandescent |  | Standard A Lamp | 1 | 150 | 229061 | Bathroom
Ceiling Fixture | Linear Fluorescent | 4 | T-8 | 2 | 32 | 229061 | Bathroom
Wall Mount | Incandescent |  | Standard A Lamp | 1 | 25 | 229061 | Bathroom
Other | Linear Fluorescent | 2 | T-4 | 1 | 15 | 229061 | Bathroom
Ceiling Fixture | Incandescent |  | Standard A Lamp | 1 | 100 | 229061 | Bathroom
Floor lamp | Incandescent |  | Standard A Lamp | 1 | 150 | 229061 | Bathroom
Floor lamp | Incandescent |  | Standard A Lamp | 1 | 100 | 229061 | Bathroom
Table | Incandescent |  | Standard A Lamp | 1 | 60 | 229061 | Bathroom
Ceiling Fixture | Incandescent |  | Standard A Lamp | 1 | 60 | 229061 | Bathroom
Ceiling Fixture | Linear Fluorescent | 4 | T-8 | 2 | 32 | 229061 | Bathroom
Wall Mount | Incandescent |  | Standard A Lamp | 6 | 60 | 229062 | Bathroom
Wall Mount | Incandescent |  | Standard A Lamp | 6 | 60 | 229062 | Bathroom
Wall Mount | Incandescent |  | Standard A Lamp | 6 | 60 | 229062 | Bathroom
Ceiling Fixture | Incandescent |  | Standard A Lamp | 2 | 60 | 229062 | Bathroom
Floor lamp | Compact Fluorescent |  | Twist | 2 | 7 | 229062 | Bathroom
Ceiling Fixture | Incandescent |  | Standard A Lamp | 1 | 60 | 229062 | Bathroom
Table | Incandescent |  | Standard A Lamp | 1 | 20 | 229062 | Bathroom
Ceiling Fixture | Incandescent |  | Standard A Lamp | 2 | 60 | 229062 | Bathroom
Ceiling Fan | Compact Fluorescent |  | Twist | 2 | 13 | 229062 | Bathroom
Ceiling Fixture | Linear Fluorescent | 4 | T-8 | 2 | 32 | 229062 | Bathroom
Ceiling Fixture | Compact Fluorescent |  | Twist | 1 | 13 | 229062 | Bathroom
Floor lamp | Compact Fluorescent |  | Twist | 1 | 13 | 229062 | Bathroom
Wall Mount | Incandescent |  | Standard A Lamp | 1 | 60 | 229062 | Bathroom
Other | Compact Fluorescent |  | Twist | 1 | 13 | 229062 | Bathroom
Wall Mount | Linear Fluorescent | 2 | T-12 | 1 | 20 | 231061 | Closet
Chandelier (Hanging) | Incandescent |  | Decorative | 5 | 25 | 231061 | Closet
Table | Halogen |  | Quartz Tube | 1 | 60 | 231061 | Closet
Recessed Can | Incandescent |  | Reflector | 1 | 65 | 231061 | Closet
Ceiling Fixture | Incandescent |  | Standard A Lamp | 2 | 40 | 231061 | Closet
Wall Mount | Incandescent |  | Decorative | 1 | 60 | 231061 | Closet
Recessed Can | Incandescent |  | Reflector | 1 | 65 | 231061 | Closet
Other | Other |  | Other | 19 | 18 | 231061 | Closet
Table | Compact Fluorescent |  | Twist | 1 | 13 | 231061 | Closet
Table | Compact Fluorescent |  | Twist | 1 | 10 | 231061 | Closet
Chandelier (Hanging) | Incandescent |  | Decorative | 6 | 40 | 231061 | Closet
Ceiling Fixture | Incandescent |  | Decorative | 3 | 40 | 231061 | Closet
Other | Other |  | Other | 12 | 18 | 231061 | Closet
Recessed Can | Incandescent |  | Reflector | 1 | 65 | 231061 | Closet
Recessed - other | Halogen |  | PAR | 1 | 80 | 231061 | Closet
Floor lamp | Incandescent |  | Decorative | 1 | 60 | 231061 | Closet
Wall Mount | Incandescent |  | Standard A Lamp | 2 | 40 | 231061 | Closet
Recessed Can | Incandescent |  | Reflector | 1 | 65 | 231061 | Closet
Table | Incandescent |  | Decorative | 1 | 40 | 231061 | Closet
Table | Incandescent |  | Standard A Lamp | 1 | 40 | 231061 | Closet
Chandelier (Hanging) | Incandescent |  | Decorative | 6 | 40 | 231061 | Closet
Table | Incandescent |  | Standard A Lamp | 1 | 150 | 231061 | Closet
Table | Compact Fluorescent |  | Twist | 1 | 13 | 231061 | Closet
Chandelier (Hanging) | Incandescent |  | Decorative | 5 | 40 | 231061 | Closet
Wall Mount | Incandescent |  | Standard A Lamp | 2 | 60 | 231062 | Bathroom
Ceiling Fixture | Incandescent |  | Standard A Lamp | 2 | 60 | 231062 | Bathroom
Ceiling Fixture | Incandescent |  | Standard A Lamp | 1 | 60 | 231062 | Bathroom
Recessed Can | Incandescent |  | Reflector | 1 | 65 | 231062 | Bathroom
Ceiling Fixture | Halogen |  | Quartz Tube | 3 | 75 | 231062 | Bathroom
Recessed Can | Halogen |  | PAR | 1 | 50 | 231062 | Bathroom
Chandelier (Hanging) | Halogen |  | MR | 1 | 60 | 231062 | Bathroom
Other | Other |  | Other | 23 | 18 | 231062 | Bathroom
Ceiling Fixture | Halogen |  | PAR | 4 | 50 | 231062 | Bathroom
Recessed Can | Incandescent |  | Reflector | 2 | 45 | 231062 | Bathroom
Ceiling Fixture | Compact Fluorescent |  | Twist | 3 | 9 | 231062 | Bathroom
Ceiling Fixture | Halogen |  | PAR | 1 | 50 | 231062 | Bathroom
Table | Incandescent |  | Standard A Lamp | 1 | 40 | 231062 | Bathroom
Wall Mount | Compact Fluorescent |  | Twist | 2 | 13 | 231062 | Bathroom
Recessed Can | Incandescent |  | Reflector | 1 | 65 | 231062 | Bathroom
Ceiling Fixture | Incandescent |  | Standard A Lamp | 3 | 60 | 231062 | Bathroom
Floor lamp | Halogen |  | Quartz Tube | 1 | 300 | 231062 | Bathroom
Table | Halogen |  | Quartz Tube | 1 | 80 | 231062 | Bathroom
Ceiling Fixture | Incandescent |  | Standard A Lamp | 3 | 40 | 231062 | Bathroom
Wall Mount | Halogen |  | Quartz Tube | 2 | 80 | 231062 | Bathroom
Wall Mount | Compact Fluorescent |  | Twist | 2 | 28 | 234251 | Bathroom
Ceiling Fixture | Compact Fluorescent |  | Twist | 1 | 28 | 234251 | Bathroom
Ceiling Fixture | Compact Fluorescent |  | Twist | 2 | 15 | 234251 | Bathroom
Ceiling Fixture | Compact Fluorescent |  | Twist | 2 | 28 | 234251 | Bathroom
Ceiling Fixture | Compact Fluorescent |  | Twist | 2 | 28 | 234251 | Bathroom
Wall Mount | Incandescent |  | Standard A Lamp | 1 | 40 | 234251 | Bathroom
Floor lamp | Incandescent |  | Standard A Lamp | 3 | 60 | 234251 | Bathroom
Ceiling Fixture | Incandescent |  | Standard A Lamp | 1 | 60 | 234251 | Bathroom
Ceiling Fixture | Compact Fluorescent |  | Pin base | 2 | 22 | 234252 | Bathroom
Wall Mount | Compact Fluorescent |  | Twist | 4 | 22 | 234252 | Bathroom
Ceiling Fixture | Compact Fluorescent |  | Twist | 2 | 28 | 234252 | Bathroom
Floor lamp | Incandescent |  | Standard A Lamp | 2 | 60 | 234252 | Bathroom
Ceiling Fixture | Compact Fluorescent |  | Twist | 2 | 22 | 234252 | Bathroom
Chandelier (Hanging) | Compact Fluorescent |  | Twist | 3 | 22 | 234252 | Bathroom
Wall Mount | Compact Fluorescent |  | Twist | 1 | 8 | 234252 | Bathroom
Ceiling Fixture | Compact Fluorescent |  | Pin base | 2 | 22 | 234253 | Bathroom
Wall Mount | Compact Fluorescent |  | Twist | 4 | 22 | 234253 | Bathroom
Ceiling Fixture |  |  | Twist | 1 | 15 | 234253 | Bathroom
Table |  |  | Standard A Lamp | 1 | 60 | 234253 | Bathroom
Ceiling Fixture | Compact Fluorescent |  | Twist | 2 | 22 | 234253 | Bathroom
Chandelier (Hanging) | Compact Fluorescent |  | Twist | 3 | 22 | 234253 | Bathroom
Wall Mount | Incandescent |  | Standard A Lamp | 1 | 60 | 234253 | Bathroom
Table | Incandescent |  | Standard A Lamp | 1 | 60 | 234253 | Bathroom
Wall Mount | Incandescent |  | Standard A Lamp | 3 | 75 | 235311 | Bathroom
Ceiling Fixture | Incandescent |  | Standard A Lamp | 1 | 75 | 235311 | Bathroom
Table | Compact Fluorescent |  | Twist | 1 | 15 | 235311 | Bathroom
Ceiling Fixture | Compact Fluorescent |  | Twist | 1 | 15 | 235311 | Bathroom
Ceiling Fixture | Incandescent |  | Standard A Lamp | 1 | 75 | 235311 | Bathroom
Ceiling Fixture | Compact Fluorescent |  | Twist | 1 | 15 | 235311 | Bathroom
Table | Compact Fluorescent |  | Twist | 1 | 15 | 235311 | Bathroom
Ceiling Fan | Compact Fluorescent |  | Twist | 4 | 15 | 235311 | Bathroom
Wall Mount | Incandescent |  | Standard A Lamp | 2 | 40 | 235311 | Bathroom
Wall Mount | Incandescent |  | Standard A Lamp | 4 | 60 | 235312 | Bathroom
Ceiling Fixture | Compact Fluorescent |  | Twist | 1 | 15 | 235312 | Bathroom
Table | Compact Fluorescent |  | Twist | 1 | 15 | 235312 | Bathroom
Floor lamp | Compact Fluorescent |  | Twist | 1 | 15 | 235312 | Bathroom
Ceiling Fixture | Compact Fluorescent |  | Twist | 1 | 15 | 235312 | Bathroom
Ceiling Fixture | Compact Fluorescent |  | Twist | 1 | 22 | 235312 | Bathroom
Ceiling Fixture | Compact Fluorescent |  | Twist | 1 | 15 | 235312 | Bathroom
Chandelier (Hanging) | Compact Fluorescent |  | Twist | 1 | 15 | 235312 | Bathroom
Ceiling Fan | Compact Fluorescent |  | Twist | 4 | 15 | 235312 | Bathroom
Ceiling Fixture | Compact Fluorescent |  | Twist | 1 | 15 | 235312 | Bathroom
Wall Mount | Incandescent |  | Standard A Lamp | 2 | 40 | 235312 | Bathroom
Wall Mount | Incandescent |  | Standard A Lamp | 4 | 40 | 236231 | Bathroom
Ceiling Fixture | Incandescent |  | Reflector | 2 | 250 | 236231 | Bathroom
Ceiling Fixture | Incandescent |  | Standard A Lamp | 2 | 60 | 236231 | Bathroom
Table | Incandescent |  | Decorative | 1 | 15 | 236231 | Bathroom
Ceiling Fixture | Incandescent |  | Standard A Lamp | 1 | 75 | 236231 | Bathroom
Ceiling Fixture | Incandescent |  | Standard A Lamp | 2 | 60 | 236231 | Bathroom
Wall Mount | Incandescent |  | Standard A Lamp | 1 | 25 | 236231 | Bathroom
Wall Mount | Linear Fluorescent | 2 | T-8 | 1 | 16 | 236231 | Bathroom
Table | Incandescent |  | Standard A Lamp | 1 | 25 | 236231 | Bathroom
Table | Compact Fluorescent |  | Twist | 1 | 15 | 236231 | Bathroom
Wall Mount | Incandescent |  | Standard A Lamp | 4 | 75 | 236232 | Bathroom
Ceiling Fixture | Incandescent |  | Reflector | 2 | 250 | 236232 | Bathroom
Ceiling Fixture | Incandescent |  | Standard A Lamp | 2 | 75 | 236232 | Bathroom
Ceiling Fixture | Incandescent |  | Standard A Lamp | 1 | 75 | 236232 | Bathroom
Ceiling Fixture | Incandescent |  | Standard A Lamp | 1 | 60 | 236232 | Bathroom
Ceiling Fixture | Incandescent |  | Standard A Lamp | 2 | 75 | 236232 | Bathroom
Wall Mount | Incandescent |  | Standard A Lamp | 1 | 100 | 236232 | Bathroom
Table | Incandescent |  | Standard A Lamp | 1 | 60 | 236232 | Bathroom
Table | Incandescent |  | 3-Way Incandescent | 1 | 100 | 236232 | Bathroom
Wall Mount | Incandescent |  | Standard A Lamp | 4 | 60 | 236233 | Bathroom
Ceiling Fixture | Incandescent |  | Reflector | 2 | 250 | 236233 | Bathroom
Ceiling Fan | Compact Fluorescent |  | Twist | 4 | 15 | 236233 | Bathroom
Ceiling Fixture | Incandescent |  | Standard A Lamp | 1 | 75 | 236233 | Bathroom
Ceiling Fixture | Incandescent |  | Standard A Lamp | 2 | 60 | 236233 | Bathroom
Wall Mount | Incandescent |  | Standard A Lamp | 1 | 100 | 236233 | Bathroom
Wall Mount | Incandescent |  | Globe | 6 | 40 | 236811 | Bathroom
Ceiling Fixture | Incandescent |  | Reflector | 1 | 250 | 236811 | Bathroom
Ceiling Fixture | Incandescent |  | Standard A Lamp | 2 | 60 | 236811 | Bathroom
Floor lamp | Incandescent |  | Standard A Lamp | 1 | 71 | 236811 | Bathroom
Ceiling Fixture | Incandescent |  | Standard A Lamp | 1 | 60 | 236811 | Bathroom
Ceiling Fixture | Incandescent |  | Standard A Lamp | 2 | 60 | 236811 | Bathroom
Table | Incandescent |  | Standard A Lamp | 1 | 100 | 236811 | Bathroom
Ceiling Fixture | Linear Fluorescent | 4 | T-8 | 2 | 32 | 236811 | Bathroom
Recessed Can | Incandescent |  | Reflector | 1 | 65 | 236811 | Bathroom
Wall Mount | Incandescent |  | Standard A Lamp | 1 | 60 | 236811 | Bathroom
Chandelier (Hanging) | Incandescent |  | Standard A Lamp | 1 | 200 | 236811 | Bathroom
Floor lamp | Compact Fluorescent |  | Twist | 1 | 23 | 236811 | Bathroom
Ceiling Fixture | Incandescent |  | Standard A Lamp | 1 | 60 | 236811 | Bathroom
Wall Mount | Incandescent |  | Globe | 8 | 40 | 236811 | Bathroom
Ceiling Fixture | Incandescent |  | Standard A Lamp | 1 | 60 | 236811 | Bathroom
Ceiling Fixture | Incandescent |  | Reflector | 1 | 250 | 236811 | Bathroom
Wall Mount | Incandescent |  | Globe | 8 | 40 | 236812 | Bathroom
Ceiling Fixture | Incandescent |  | Reflector | 1 | 250 | 236812 | Bathroom
Ceiling Fixture | Incandescent |  | Standard A Lamp | 1 | 60 | 236812 | Bathroom
Ceiling Fixture | Incandescent |  | Standard A Lamp | 2 | 60 | 236812 | Bathroom
Table | Incandescent |  | Standard A Lamp | 2 | 60 | 236812 | Bathroom
Ceiling Fixture | Incandescent |  | Standard A Lamp | 2 | 60 | 236812 | Bathroom
Ceiling Fixture | Linear Fluorescent | 4 | T-8 | 2 | 32 | 236812 | Bathroom
Recessed Can | Incandescent |  | Reflector | 1 | 65 | 236812 | Bathroom
Wall Mount | Incandescent |  | Standard A Lamp | 1 | 60 | 236812 | Bathroom
Ceiling Fixture | Incandescent |  | Standard A Lamp | 1 | 60 | 236812 | Bathroom
Table | Incandescent |  | 3-Way Incandescent | 1 | 150 | 236812 | Bathroom
Table | Incandescent |  | Standard A Lamp | 1 | 150 | 236812 | Bathroom
Ceiling Fixture | Incandescent |  | Standard A Lamp | 1 | 60 | 236812 | Bathroom
Wall Mount | Incandescent |  | Globe | 8 | 40 | 236812 | Bathroom
Ceiling Fixture | Incandescent |  | Standard A Lamp | 1 | 60 | 236812 | Bathroom
Ceiling Fixture | Incandescent |  | Reflector | 1 | 250 | 236812 | Bathroom
Wall Mount | Incandescent |  | Globe | 8 | 40 | 236813 | Bathroom
Ceiling Fixture | Incandescent |  | Reflector | 1 | 250 | 236813 | Bathroom
Ceiling Fan | Incandescent |  | Decorative | 4 | 40 | 236813 | Bathroom
Ceiling Fixture | Incandescent |  | Standard A Lamp | 1 | 100 | 236813 | Bathroom
Table | Other |  | LED Interior | 1 | 17 | 236813 | Bathroom
Floor lamp | Incandescent |  | Decorative | 9 | 5 | 236813 | Bathroom
Table | Incandescent |  | Decorative | 2 | 40 | 236813 | Bathroom
Ceiling Fan | Incandescent |  | Decorative | 2 | 40 | 236813 | Bathroom
Ceiling Fixture | Linear Fluorescent | 4 | T-8 | 2 | 32 | 236813 | Bathroom
Recessed Can | Incandescent |  | Reflector | 1 | 65 | 236813 | Bathroom
Wall Mount | Incandescent |  | Standard A Lamp | 1 | 40 | 236813 | Bathroom
Ceiling Fixture | Incandescent |  | Standard A Lamp | 2 | 100 | 236813 | Bathroom
Floor lamp | Incandescent |  | Decorative | 9 | 5 | 236813 | Bathroom
Ceiling Fixture | Incandescent |  | Standard A Lamp | 1 | 100 | 236813 | Bathroom
Ceiling Fan | Incandescent |  | Decorative | 4 | 40 | 236813 | Bathroom
Wall Mount | Incandescent |  | Globe | 8 | 40 | 236813 | Bathroom
Ceiling Fixture | Incandescent |  | Standard A Lamp | 1 | 60 | 236813 | Bathroom
Ceiling Fixture | Incandescent |  | Reflector | 1 | 250 | 236813 | Bathroom
Wall Mount | Incandescent |  | Globe | 3 | 40 | 236851 | Bathroom
Ceiling Fixture | Incandescent |  | Reflector | 1 | 250 | 236851 | Bathroom
Ceiling Fixture | Compact Fluorescent |  | Twist | 2 | 13 | 236851 | Bathroom
Ceiling Fixture | Compact Fluorescent |  | Twist | 2 | 13 | 236851 | Bathroom
Ceiling Fan | Compact Fluorescent |  | Twist | 1 | 13 | 236851 | Bathroom
Ceiling Fixture | Compact Fluorescent |  | Twist | 2 | 13 | 236851 | Bathroom
Wall Mount | Compact Fluorescent |  | Twist | 1 | 13 | 236851 | Bathroom
Ceiling Fixture | Linear Fluorescent | 4 | T-12 | 4 | 40 | 236851 | Bathroom
Wall Mount | Compact Fluorescent |  | Twist | 1 | 19 | 236851 | Bathroom
Ceiling Fixture | Incandescent |  | Standard A Lamp | 1 | 60 | 236851 | Bathroom
Wall Mount | Incandescent |  | Globe | 3 | 40 | 236852 | Bathroom
Ceiling Fixture | Incandescent |  | Reflector | 1 | 250 | 236852 | Bathroom
Ceiling Fixture | Compact Fluorescent |  | Twist | 1 | 13 | 236852 | Bathroom
Ceiling Fixture | Compact Fluorescent |  | Twist | 1 | 13 | 236852 | Bathroom
Table | Incandescent |  | Decorative | 1 | 60 | 236852 | Bathroom
Ceiling Fan | Compact Fluorescent |  | Twist | 1 | 13 | 236852 | Bathroom
Ceiling Fixture | Compact Fluorescent |  | Twist | 2 | 13 | 236852 | Bathroom
Wall Mount | Compact Fluorescent |  | Twist | 1 | 13 | 236852 | Bathroom
Ceiling Fixture | Linear Fluorescent | 4 | T-12 | 4 | 40 | 236852 | Bathroom
Ceiling Fixture | Incandescent |  | Standard A Lamp | 1 | 60 | 236852 | Bathroom
Table | Incandescent |  | Decorative | 1 | 60 | 236852 | Bathroom
Wall Mount | Incandescent |  | Decorative | 2 | 60 | 238001 | Bathroom
Ceiling Fixture | Incandescent |  | Standard A Lamp | 2 | 60 | 238001 | Bathroom
Table | Incandescent |  | 3-Way Incandescent | 1 | 100 | 238001 | Bathroom
Ceiling Fixture | Incandescent |  | Standard A Lamp | 1 | 60 | 238001 | Bathroom
Recessed Can | Incandescent |  | Reflector | 1 | 65 | 238001 | Bathroom
Ceiling Fixture | Incandescent |  | Standard A Lamp | 1 | 60 | 238001 | Bathroom
Wall Mount | Incandescent |  | Clear | 2 | 40 | 238001 | Bathroom
Table | Compact Fluorescent |  | Twist | 1 | 22 | 238001 | Bathroom
Wall Mount | Incandescent |  | Standard A Lamp | 4 | 60 | 238002 | Bathroom
Ceiling Fixture | Incandescent |  | Standard A Lamp | 1 | 60 | 238002 | Bathroom
Table | Incandescent |  | Standard A Lamp | 1 | 75 | 238002 | Bathroom
Ceiling Fixture | Incandescent |  | Standard A Lamp | 1 | 60 | 238002 | Bathroom
Ceiling Fixture | Incandescent |  | Standard A Lamp | 1 | 60 | 238002 | Bathroom
Table | Incandescent |  | Decorative | 1 | 20 | 238002 | Bathroom
Ceiling Fixture | Incandescent |  | Standard A Lamp | 1 | 60 | 238002 | Bathroom
Recessed Can | Incandescent |  | Reflector | 1 | 65 | 238002 | Bathroom
Table | Incandescent |  | 3-Way Incandescent | 1 | 100 | 238002 | Bathroom
Table | Compact Fluorescent |  | Twist | 1 | 22 | 238002 | Bathroom
Wall Mount | Halogen |  | PAR | 4 | 50 | 238003 | Bathroom
Ceiling Fixture | Compact Fluorescent |  | Twist | 2 | 22 | 238003 | Bathroom
Ceiling Fixture | Compact Fluorescent |  | Twist | 2 | 22 | 238003 | Bathroom
Table | Compact Fluorescent |  | Twist | 1 | 22 | 238003 | Bathroom
Ceiling Fixture | Incandescent |  | Standard A Lamp | 2 | 60 | 238003 | Bathroom
Ceiling Fixture | Halogen |  | PAR | 4 | 50 | 238003 | Bathroom
Ceiling Fixture | Halogen |  | PAR | 4 | 50 | 238003 | Bathroom
Ceiling Fixture | Compact Fluorescent |  | Twist | 2 | 22 | 238003 | Bathroom
Table | Incandescent |  | Standard A Lamp | 2 | 60 | 238003 | Bathroom
Floor lamp | Compact Fluorescent |  | Twist | 1 | 22 | 238003 | Bathroom
Ceiling Fixture | Incandescent |  | Standard A Lamp | 2 | 60 | 238003 | Bathroom
Wall Mount | Incandescent |  | Standard A Lamp | 3 | 40 | 238991 | Bathroom
Table | Compact Fluorescent |  | Twist | 1 | 7 | 238991 | Bathroom
Ceiling Fixture | Incandescent |  | Reflector | 1 | 250 | 238991 | Bathroom
Ceiling Fixture | Incandescent |  | Reflector | 1 | 120 | 238991 | Bathroom
Table | Halogen |  | Quartz Tube | 1 | 100 | 238991 | Bathroom
Table | Compact Fluorescent |  | Twist | 1 | 14 | 238991 | Bathroom
Ceiling Fixture | Incandescent |  | Standard A Lamp | 3 | 60 | 238991 | Bathroom
Ceiling Fixture | Incandescent |  | Standard A Lamp | 3 | 60 | 238991 | Bathroom
Torchiere | Halogen |  | Quartz Tube | 1 | 20 | 238991 | Bathroom
Wall Mount | Linear Fluorescent | 2 | T-8 | 1 | 16 | 238991 | Bathroom
Wall Mount | Compact Fluorescent |  | Twist | 1 | 15 | 238991 | Bathroom
Ceiling Fixture | Linear Fluorescent | 4 | T-8 | 2 | 32 | 238991 | Bathroom
Torchiere | Compact Fluorescent |  | Twist | 1 | 15 | 238991 | Bathroom
Torchiere | Incandescent |  | Standard A Lamp | 3 | 40 | 238991 | Bathroom
Table | Incandescent |  | Standard A Lamp | 1 | 20 | 238991 | Bathroom
Table | Compact Fluorescent |  | Twist | 1 | 7 | 238991 | Bathroom
Table | Halogen |  | MR | 1 | 50 | 238991 | Bathroom
Wall Mount | Incandescent |  | Standard A Lamp | 3 | 40 | 238992 | Bathroom
Ceiling Fixture | Incandescent |  | Reflector | 1 | 120 | 238992 | Bathroom
Ceiling Fixture | Incandescent |  | Reflector | 1 | 250 | 238992 | Bathroom
Table | Incandescent |  | Standard A Lamp | 2 | 40 | 238992 | Bathroom
Table | Compact Fluorescent |  | Twist | 1 | 14 | 238992 | Bathroom
Ceiling Fixture | Incandescent |  | Standard A Lamp | 3 | 60 | 238992 | Bathroom
Ceiling Fixture | Incandescent |  | Standard A Lamp | 3 | 60 | 238992 | Bathroom
Wall Mount | Incandescent |  | Standard A Lamp | 1 | 25 | 238992 | Bathroom
Wall Mount | Linear Fluorescent | 2 | T-8 | 1 | 16 | 238992 | Bathroom
Ceiling Fixture | Linear Fluorescent | 4 | T-8 | 2 | 32 | 238992 | Bathroom
Table | Incandescent |  | Standard A Lamp | 1 | 60 | 238992 | Bathroom
Wall Mount | Incandescent |  | Standard A Lamp | 3 | 40 | 238993 | Bathroom
Ceiling Fixture | Incandescent |  | Reflector | 1 | 120 | 238993 | Bathroom
Ceiling Fixture | Incandescent |  | Reflector | 1 | 250 | 238993 | Bathroom
Ceiling Fixture | Incandescent |  | Standard A Lamp | 3 | 60 | 238993 | Bathroom
Table | Incandescent |  | Standard A Lamp | 1 | 40 | 238993 | Bathroom
Ceiling Fixture | Incandescent |  | Standard A Lamp | 3 | 60 | 238993 | Bathroom
Ceiling Fixture | Linear Fluorescent | 4 | T-8 | 2 | 32 | 238993 | Bathroom
Table | Incandescent |  | Standard A Lamp | 1 | 60 | 238993 | Bathroom
Wall Mount | Incandescent |  | Standard A Lamp | 1 | 40 | 238993 | Bathroom
Wall Mount | Linear Fluorescent | 2 | T-8 | 1 | 14 | 238993 | Bathroom
Wall Mount | Compact Fluorescent |  | Twist | 2 | 20 | 239961 | Bathroom
Wall Mount | Compact Fluorescent |  | Twist | 1 | 20 | 239961 | Bathroom
Wall Mount | Compact Fluorescent |  | Twist | 1 | 20 | 239961 | Bathroom
Wall Mount | Compact Fluorescent |  | Twist | 1 | 20 | 239961 | Bathroom
Ceiling Fixture | Compact Fluorescent |  | Twist | 1 | 20 | 239961 | Bathroom
Wall Mount | Compact Fluorescent |  | Twist | 1 | 20 | 239961 | Bathroom
Ceiling Fixture | Linear Fluorescent | 4 | T-8 | 2 | 32 | 239961 | Bathroom
Wall Mount | Incandescent |  | Standard A Lamp | 1 | 60 | 239961 | Bathroom
Floor lamp | Compact Fluorescent |  | Twist | 1 | 20 | 239961 | Bathroom
Floor lamp | Compact Fluorescent |  | Twist | 3 | 20 | 239961 | Bathroom
Floor lamp | Compact Fluorescent |  | Twist | 1 | 12 | 239961 | Bathroom
Floor lamp | Compact Fluorescent |  | Twist | 1 | 20 | 239961 | Bathroom
Wall Mount | Compact Fluorescent |  | Twist | 2 | 20 | 239962 | Bathroom
Wall Mount | Compact Fluorescent |  | Twist | 1 | 20 | 239962 | Bathroom
Ceiling Fan | Compact Fluorescent |  | Twist | 1 | 20 | 239962 | Bathroom
Ceiling Fixture | Linear Fluorescent | 4 | T-8 | 2 | 32 | 239962 | Bathroom
Wall Mount | Incandescent |  | Standard A Lamp | 1 | 60 | 239962 | Bathroom
Wall Mount | Compact Fluorescent |  | Twist | 1 | 20 | 239962 | Bathroom
Floor lamp | Compact Fluorescent |  | Twist | 1 | 20 | 239962 | Bathroom
Wall Mount | Incandescent |  | Globe | 4 | 40 | 240091 | Bathroom
Ceiling Fixture | Incandescent |  | Standard A Lamp | 1 | 60 | 240091 | Bathroom
Table | Compact Fluorescent |  | Twist | 1 | 22 | 240091 | Bathroom
Ceiling Fixture | Linear Fluorescent | 4 | T-12 | 4 | 40 | 240091 | Bathroom
Table | Compact Fluorescent |  | Twist | 1 | 22 | 240091 | Bathroom
Ceiling Fixture | Incandescent |  | Standard A Lamp | 2 | 60 | 240091 | Bathroom
Wall Mount | Incandescent |  | Globe | 4 | 40 | 240092 | Bathroom
Ceiling Fixture | Incandescent |  | Standard A Lamp | 1 | 60 | 240092 | Bathroom
Table | Incandescent |  | Standard A Lamp | 1 | 75 | 240092 | Bathroom
Ceiling Fixture | Linear Fluorescent | 4 | T-12 | 4 | 40 | 240092 | Bathroom
Table | Compact Fluorescent |  | Twist | 1 | 15 | 240092 | Bathroom
Table | Incandescent |  | Standard A Lamp | 1 | 60 | 240092 | Bathroom
Ceiling Fixture | Incandescent |  | Standard A Lamp | 1 | 60 | 240092 | Bathroom
Wall Mount | Incandescent |  | Globe | 4 | 40 | 240093 | Bathroom
Ceiling Fixture | Incandescent |  | Standard A Lamp | 1 | 60 | 240093 | Bathroom
Table | Incandescent |  | Standard A Lamp | 1 | 75 | 240093 | Bathroom
Ceiling Fixture | Linear Fluorescent | 4 | T-12 | 4 | 40 | 240093 | Bathroom
Table | Compact Fluorescent |  | Twist | 1 | 15 | 240093 | Bathroom
Ceiling Fixture | Incandescent |  | Standard A Lamp | 2 | 60 | 240093 | Bathroom
Wall Mount | Incandescent |  | Standard A Lamp | 3 | 40 | 241231 | Bathroom
Ceiling Fixture | Incandescent |  | Standard A Lamp | 2 | 60 | 241231 | Bathroom
Table | Incandescent |  | Standard A Lamp | 1 | 40 | 241231 | Bathroom
Ceiling Fixture | Incandescent |  | Standard A Lamp | 2 | 60 | 241231 | Bathroom
Ceiling Fan | Incandescent |  | Standard A Lamp | 1 | 60 | 241232 | Bathroom
Ceiling Fixture | Incandescent |  | Standard A Lamp | 2 | 75 | 241232 | Bathroom
Ceiling Fixture | Incandescent |  | Standard A Lamp | 2 | 60 | 241232 | Bathroom
Table | Incandescent |  | Standard A Lamp | 1 | 60 | 241232 | Bathroom
Ceiling Fixture | Incandescent |  | Standard A Lamp | 1 | 60 | 241232 | Bathroom
Wall Mount | Incandescent |  | Standard A Lamp | 4 | 60 | 241391 | Bathroom
Ceiling Fixture | Incandescent |  | Heat Lamp | 2 | 250 | 241391 | Bathroom
Table | Incandescent |  | Standard A Lamp | 1 | 60 | 241391 | Bathroom
Table | Compact Fluorescent |  | Twist | 1 | 27 | 241391 | Bathroom
Floor lamp | Halogen |  | Quartz Tube | 1 | 300 | 241391 | Bathroom
Ceiling Fixture | Incandescent |  | Standard A Lamp | 1 | 60 | 241391 | Bathroom
Ceiling Fixture | Compact Fluorescent |  | Twist | 1 | 27 | 241391 | Bathroom
Ceiling Fixture | Compact Fluorescent |  | Twist | 2 | 27 | 241391 | Bathroom
Wall Mount | Incandescent |  | Standard A Lamp | 1 | 60 | 241391 | Bathroom
Ceiling Fixture | Compact Fluorescent |  | Twist | 3 | 15 | 241391 | Bathroom
Ceiling Fixture | Compact Fluorescent |  | Twist | 1 | 27 | 241391 | Bathroom
Floor lamp | Compact Fluorescent |  | Twist | 1 | 15 | 241391 | Bathroom
Ceiling Fixture | Incandescent |  | Heat Lamp | 2 | 250 | 241392 | Bathroom
Chandelier (Hanging) | Incandescent |  | Standard A Lamp | 2 | 60 | 241392 | Bathroom
Table | Compact Fluorescent |  | A shape bulb | 1 | 15 | 241392 | Bathroom
Floor lamp | Incandescent |  | Standard A Lamp | 3 | 40 | 241392 | Bathroom
Table | Compact Fluorescent |  | Twist | 1 | 15 | 241392 | Bathroom
Ceiling Fixture | Incandescent |  | Standard A Lamp | 1 | 60 | 241392 | Bathroom
Ceiling Fixture | Incandescent |  | Standard A Lamp | 1 | 60 | 241392 | Bathroom
Ceiling Fixture | Incandescent |  | Standard A Lamp | 1 | 15 | 241392 | Bathroom
Wall Mount | Incandescent |  | Standard A Lamp | 1 | 40 | 241392 | Bathroom
Ceiling Fixture | Linear Fluorescent | 2 | T-8 | 1 | 22 | 241392 | Bathroom
Chandelier (Hanging) | Compact Fluorescent |  | Twist | 5 | 15 | 241392 | Bathroom
Ceiling Fixture | Incandescent |  | Standard A Lamp | 1 | 60 | 241392 | Bathroom
Floor lamp | Compact Fluorescent |  | Twist | 1 | 15 | 241392 | Bathroom
Wall Mount | Incandescent |  | Standard A Lamp | 3 | 60 | 246371 | Bathroom
Ceiling Fixture | Incandescent |  | Heat Lamp | 1 | 250 | 246371 | Bathroom
Ceiling Fixture | Incandescent |  | Standard A Lamp | 2 | 60 | 246371 | Bathroom
Table | Incandescent |  | Standard A Lamp | 1 | 60 | 246371 | Bathroom
Ceiling Fixture | Incandescent |  | Standard A Lamp | 2 | 60 | 246371 | Bathroom
Table | Incandescent |  | Standard A Lamp | 1 | 60 | 246371 | Bathroom
Ceiling Fixture | Incandescent |  | Standard A Lamp | 1 | 60 | 246371 | Bathroom
Ceiling Fixture | Incandescent |  | Standard A Lamp | 1 | 60 | 246371 | Bathroom
Ceiling Fixture | Linear Fluorescent | 4 | T-8 | 1 | 32 | 246371 | Bathroom
Ceiling Fixture | Incandescent |  | Standard A Lamp | 1 | 60 | 246371 | Bathroom
Table | Incandescent |  | 3-Way Incandescent | 1 | 200 | 246371 | Bathroom
Ceiling Fan | Linear Fluorescent | 1 | Fluorescent Other | 1 | 32 | 246372 | Dining Room
Ceiling Fixture | Incandescent |  | Standard A Lamp | 1 | 60 | 246372 | Dining Room
Ceiling Fixture | Linear Fluorescent | 4 | T-8 | 1 | 32 | 246372 | Dining Room
Ceiling Fixture | Incandescent |  | Standard A Lamp | 1 | 60 | 246372 | Dining Room
Table | Compact Fluorescent |  | Twist | 1 | 22 | 246372 | Dining Room
Wall Mount | Incandescent |  | Standard A Lamp | 3 | 60 | 246372 | Dining Room
Ceiling Fixture | Incandescent |  | Heat Lamp | 1 | 250 | 246372 | Dining Room
Ceiling Fixture | Incandescent |  | Standard A Lamp | 2 | 60 | 246372 | Dining Room
Ceiling Fixture | Incandescent |  | Standard A Lamp | 2 | 60 | 246373 | Bedroom
Table | Compact Fluorescent |  | Twist | 1 | 22 | 246373 | Bedroom
Ceiling Fan | Incandescent |  | Standard A Lamp | 3 | 60 | 246373 | Bedroom
Ceiling Fixture | Incandescent |  | Standard A Lamp | 1 | 60 | 246373 | Bedroom
Ceiling Fixture | Incandescent |  | Standard A Lamp | 1 | 100 | 246373 | Bedroom
Ceiling Fixture | Linear Fluorescent | 4 | T-8 | 1 | 32 | 246373 | Bedroom
Ceiling Fixture | Compact Fluorescent |  | Twist | 1 | 15 | 246373 | Bedroom
Table | Incandescent |  | Standard A Lamp | 1 | 75 | 246373 | Bedroom
Wall Mount | Incandescent |  | Clear | 6 | 40 | 246373 | Bedroom
Ceiling Fixture | Incandescent |  | Heat Lamp | 1 | 250 | 246373 | Bedroom
Wall Mount | Incandescent |  | Standard A Lamp | 3 | 60 | 246373 | Bedroom
Ceiling Fan | Incandescent |  | Standard A Lamp | 3 | 75 | 246373 | Bedroom
Table | Incandescent |  | 3-Way Incandescent | 4 | 40 | 246373 | Bedroom
Table | Compact Fluorescent |  | 3-Way CFL | 4 | 15 | 246373 | Bedroom
Ceiling Fixture | Incandescent |  | Standard A Lamp | 1 | 60 | 246373 | Bedroom
Wall Mount | Compact Fluorescent |  | Twist | 3 | 28 | 248021 | Bathroom
Ceiling Fixture | Incandescent |  | Standard A Lamp | 1 | 60 | 248021 | Bathroom
Ceiling Fixture | Incandescent |  | Standard A Lamp | 1 | 60 | 248021 | Bathroom
Chandelier (Hanging) | Incandescent |  | Standard A Lamp | 1 | 60 | 248021 | Bathroom
Ceiling Fixture | Incandescent |  | Standard A Lamp | 2 | 60 | 248021 | Bathroom
Wall Mount | Incandescent |  | Standard A Lamp | 1 | 60 | 248021 | Bathroom
Ceiling Fixture | Incandescent |  | Standard A Lamp | 2 | 60 | 248021 | Bathroom
Wall Mount | Incandescent |  | Standard A Lamp | 4 | 60 | 248022 | Bathroom
Ceiling Fixture | Incandescent |  | Standard A Lamp | 1 | 60 | 248022 | Bathroom
Ceiling Fixture | Incandescent |  | Standard A Lamp | 1 | 60 | 248022 | Bathroom
Chandelier (Hanging) | Compact Fluorescent |  | Twist | 1 | 28 | 248022 | Bathroom
Ceiling Fixture | Linear Fluorescent | 4 | T-8 | 2 | 40 | 248022 | Bathroom
Ceiling Fixture | Compact Fluorescent |  | Twist | 1 | 28 | 248022 | Bathroom
Table | Compact Fluorescent |  | Twist | 1 | 15 | 248022 | Bathroom
Wall Mount | Compact Fluorescent |  | Twist | 3 | 28 | 248023 | Bathroom
Ceiling Fixture | Compact Fluorescent |  | Twist | 1 | 28 | 248023 | Bathroom
Table | Incandescent |  | Standard A Lamp | 1 | 40 | 248023 | Bathroom
Chandelier (Hanging) | Compact Fluorescent |  | Twist | 1 | 28 | 248023 | Bathroom
Wall Mount | Compact Fluorescent |  | Twist | 1 | 28 | 248023 | Bathroom
Ceiling Fixture | Compact Fluorescent |  | Twist | 2 | 28 | 248023 | Bathroom
Floor lamp | Incandescent |  | Standard A Lamp | 2 | 40 | 248023 | Bathroom
Ceiling Fixture | Compact Fluorescent |  | Twist | 1 | 28 | 248023 | Bathroom
Wall Mount | Incandescent |  | Globe | 6 | 40 | 299401 | Bathroom
Recessed - other | Incandescent |  | Heat Lamp | 1 | 250 | 299401 | Bathroom
Chandelier (Hanging) | Compact Fluorescent |  | Twist | 3 | 13 | 299401 | Bathroom
Recessed Can | Incandescent |  | Reflector | 1 | 120 | 299401 | Bathroom
Ceiling Fixture | Compact Fluorescent |  | Twist | 1 | 23 | 299401 | Bathroom
Ceiling Fixture | Linear Fluorescent | 4 | T-12 | 4 | 40 | 299401 | Bathroom
Other | Incandescent |  | Standard A Lamp | 1 | 40 | 299401 | Bathroom
Table | Incandescent |  | Standard A Lamp | 1 | 100 | 299401 | Bathroom
Floor lamp | Incandescent |  | Standard A Lamp | 2 | 60 | 299401 | Bathroom
Recessed Can | Incandescent |  | Standard A Lamp | 1 | 100 | 299401 | Bathroom
Wall Mount | Incandescent |  | Globe | 11 | 40 | 299401 | Bathroom
Recessed Can | Incandescent |  | Heat Lamp | 1 | 250 | 299401 | Bathroom
Recessed - other | Incandescent |  | Reflector | 1 | 75 | 299401 | Bathroom
Recessed Can | Incandescent |  | Reflector | 1 | 65 | 299401 | Bathroom
Table | Compact Fluorescent |  | Twist | 1 | 13 | 299401 | Bathroom
Table | Incandescent |  | Standard A Lamp | 1 | 75 | 299401 | Bathroom
Recessed Can | Compact Fluorescent |  | Twist | 1 | 15 | 299401 | Bathroom
Table | Compact Fluorescent |  | Twist | 1 | 20 | 299401 | Bathroom
Table | Incandescent |  | Standard A Lamp | 1 | 60 | 299401 | Bathroom
Wall Mount | Halogen |  | Quartz Tube | 3 | 100 | 299402 | Bathroom
Recessed Can | Incandescent |  | Reflector | 1 | 75 | 299402 | Bathroom
Table | Incandescent |  | Standard A Lamp | 1 | 60 | 299402 | Bathroom
Recessed Can | Compact Fluorescent |  | Reflector | 1 | 15 | 299402 | Bathroom
Table | Incandescent |  | Standard A Lamp | 1 | 60 | 299402 | Bathroom
Ceiling Fixture | Incandescent |  | Standard A Lamp | 1 | 75 | 299402 | Bathroom
Recessed Can | Compact Fluorescent |  | Reflector | 1 | 15 | 299402 | Bathroom
Ceiling Fixture | Halogen |  | Quartz Tube | 3 | 50 | 299402 | Bathroom
Track | Halogen |  | MR | 4 | 50 | 299402 | Bathroom
Other | Incandescent |  | Standard A Lamp | 2 | 25 | 299402 | Bathroom
Table | Incandescent |  | 3-Way Incandescent | 1 | 150 | 299402 | Bathroom
Floor lamp | Halogen |  | Quartz Tube | 2 | 100 | 299402 | Bathroom
Recessed Can | Compact Fluorescent |  | Reflector | 1 | 15 | 299402 | Bathroom
Wall Mount | Halogen |  | Quartz Tube | 7 | 50 | 299402 | Bathroom
Recessed Can | Incandescent |  | Heat Lamp | 1 | 150 | 299402 | Bathroom
Recessed - other | Incandescent |  | Heat Lamp | 1 | 250 | 299402 | Bathroom
Recessed Can | Compact Fluorescent |  | Reflector | 1 | 15 | 299402 | Bathroom
Table | Incandescent |  | 3-Way Incandescent | 1 | 100 | 299402 | Bathroom
Floor lamp | Incandescent |  | Standard A Lamp | 1 | 60 | 299402 | Bathroom
Table | Incandescent |  | Standard A Lamp | 1 | 40 | 299402 | Bathroom
Wall Mount | Incandescent |  | Globe | 4 | 40 | 600221 | Bathroom
Ceiling Fixture | Incandescent |  | Standard A Lamp | 1 | 60 | 600221 | Bathroom
Ceiling Fixture | Incandescent |  | Standard A Lamp | 1 | 60 | 600221 | Bathroom
Ceiling Fixture | Incandescent |  | Standard A Lamp | 2 | 60 | 600221 | Bathroom
Ceiling Fixture | Incandescent |  | Standard A Lamp | 1 | 60 | 600221 | Bathroom
Ceiling Fixture | Incandescent |  | Standard A Lamp | 2 | 60 | 600221 | Bathroom
Other | Incandescent |  | Standard A Lamp | 1 | 40 | 600221 | Bathroom
Floor lamp | Halogen |  | Quartz Tube | 1 | 300 | 600221 | Bathroom
Wall Mount | Compact Fluorescent |  | Globe | 4 | 15 | 600222 | Bathroom
Ceiling Fixture | Compact Fluorescent |  | Twist | 1 | 13 | 600222 | Bathroom
Table | Compact Fluorescent |  | Twist | 1 | 13 | 600222 | Bathroom
Ceiling Fixture | Incandescent |  | Standard A Lamp | 1 | 60 | 600222 | Bathroom
Ceiling Fixture | Compact Fluorescent |  | Twist | 2 | 13 | 600222 | Bathroom
Ceiling Fixture | Compact Fluorescent |  | Twist | 1 | 13 | 600222 | Bathroom
Ceiling Fixture | Compact Fluorescent |  | Twist | 2 | 13 | 600222 | Bathroom
Other | Incandescent |  | Standard A Lamp | 1 | 34 | 600222 | Bathroom
Table | Compact Fluorescent |  | Twist | 1 | 13 | 600222 | Bathroom
Floor lamp | Compact Fluorescent |  | Twist | 1 | 13 | 600222 | Bathroom
Wall Mount | Halogen |  | PAR | 5 | 50 | 600511 | Bathroom
Recessed Can | Incandescent |  | Heat Lamp | 5 | 50 | 600511 | Bathroom
Table | Compact Fluorescent |  | Twist | 1 | 13 | 600511 | Bathroom
Floor lamp | Incandescent |  | Standard A Lamp | 1 | 100 | 600511 | Bathroom
Table | Compact Fluorescent |  | Pin base | 1 | 13 | 600511 | Bathroom
Table | Incandescent |  | Mini base | 1 | 25 | 600511 | Bathroom
Ceiling Fan | Incandescent |  | Decorative | 4 | 60 | 600511 | Bathroom
Table | Compact Fluorescent |  | Twist | 1 | 15 | 600511 | Bathroom
Recessed Can | Incandescent |  | Reflector | 1 | 40 | 600511 | Bathroom
Ceiling Fixture | Incandescent |  | Standard A Lamp | 3 | 40 | 600511 | Bathroom
Ceiling Fixture | Incandescent |  | Clear | 1 | 60 | 600511 | Bathroom
Ceiling Fixture | Incandescent |  | Standard A Lamp | 1 | 60 | 600511 | Bathroom
Floor lamp | Other |  | LED Interior | 1 | 1 | 600511 | Bathroom
Chandelier (Hanging) | Compact Fluorescent |  | Twist | 2 | 23 | 600511 | Bathroom
Floor lamp | Incandescent |  | Standard A Lamp | 1 | 100 | 600511 | Bathroom
Floor lamp | Incandescent |  | Standard A Lamp | 1 | 150 | 600511 | Bathroom
Floor lamp | Compact Fluorescent |  | Twist | 1 | 23 | 600511 | Bathroom
Table | Incandescent |  | Decorative | 1 | 57 | 600511 | Bathroom
Table | Incandescent |  | Mini base | 1 | 25 | 600511 | Bathroom
Table | Incandescent |  | Mini base | 3 | 25 | 600511 | Bathroom
Table | Compact Fluorescent |  | Twist | 2 | 7 | 600511 | Bathroom
Chandelier (Hanging) | Incandescent |  | Decorative | 5 | 60 | 600511 | Bathroom
Wall Mount | Incandescent |  | Clear | 5 | 40 | 600511 | Bathroom
Recessed Can | Incandescent |  | Heat Lamp | 1 | 250 | 600511 | Bathroom
Recessed Can | Incandescent |  | Reflector | 1 | 65 | 600511 | Bathroom
Table | Incandescent |  | Standard A Lamp | 1 | 40 | 600511 | Bathroom
Table | Incandescent |  | Standard A Lamp | 1 | 100 | 600511 | Bathroom
Floor lamp | Incandescent |  | Globe | 1 | 100 | 600511 | Bathroom
Recessed Can | Halogen |  | PAR | 1 | 65 | 600511 | Bathroom
Ceiling Fixture | Incandescent |  | Standard A Lamp | 1 | 60 | 600511 | Bathroom
Ceiling Fixture | Incandescent |  | Standard A Lamp | 1 | 40 | 600511 | Bathroom
Wall Mount | Compact Fluorescent |  | Twist | 5 | 13 | 600512 | Bathroom
Recessed - other | Incandescent |  | Heat Lamp | 1 | 250 | 600512 | Bathroom
Recessed Can | Compact Fluorescent |  | Twist | 1 | 40 | 600512 | Bathroom
Wall Mount | Compact Fluorescent |  | Twist | 2 | 13 | 600512 | Bathroom
Ceiling Fixture | Compact Fluorescent |  | Twist | 1 | 23 | 600512 | Bathroom
Wall Mount | Compact Fluorescent |  | Twist | 1 | 13 | 600512 | Bathroom
Table | Incandescent |  | Standard A Lamp | 1 | 120 | 600512 | Bathroom
Table | Incandescent |  | Decorative | 2 | 40 | 600512 | Bathroom
Table | Compact Fluorescent |  | Twist | 1 | 23 | 600512 | Bathroom
Recessed Can | Incandescent |  | Reflector | 1 | 65 | 600512 | Bathroom
Wall Mount | Compact Fluorescent |  | Twist | 3 | 13 | 600512 | Bathroom
Recessed - other | Incandescent |  | Heat Lamp | 1 | 250 | 600512 | Bathroom
Table | Compact Fluorescent |  | Twist | 1 | 23 | 600512 | Bathroom
Table | Incandescent |  | Standard A Lamp | 1 | 120 | 600512 | Bathroom
Recessed Can | Compact Fluorescent |  | Reflector | 1 | 23 | 600512 | Bathroom
Table | Other |  | LED Interior | 1 | 4 | 600512 | Bathroom
Table | Other |  | LED Interior | 1 | 4 | 600512 | Bathroom
Floor lamp | Compact Fluorescent |  | Pin base | 1 | 27 | 600512 | Bathroom
Recessed Can | Compact Fluorescent |  | Twist | 1 | 16 | 600512 | Bathroom
Floor lamp | Compact Fluorescent |  | Twist | 3 | 13 | 600512 | Bathroom
Table | Incandescent |  | Standard A Lamp | 1 | 120 | 600512 | Bathroom
Table | Compact Fluorescent |  | Twist | 1 | 13 | 600512 | Bathroom
Table | Compact Fluorescent |  | Twist | 2 | 13 | 600512 | Bathroom
Recessed - other | Compact Fluorescent |  | Twist | 1 | 13 | 600512 | Bathroom
Chandelier (Hanging) | Incandescent |  | Decorative | 3 | 40 | 600512 | Bathroom
Ceiling Fixture | Compact Fluorescent |  | Twist | 1 | 23 | 600512 | Bathroom
Ceiling Fixture | Compact Fluorescent |  | Twist | 2 | 13 | 600512 | Bathroom
Recessed - other | Incandescent |  | Mini base | 2 | 40 | 600512 | Bathroom
Wall Mount | Incandescent |  | Standard A Lamp | 2 | 40 | 600513 | Bathroom
Recessed Can | Incandescent |  | Heat Lamp | 1 | 250 | 600513 | Bathroom
Wall Mount | Incandescent |  | Decorative | 2 | 40 | 600513 | Bathroom
Recessed Can | Compact Fluorescent |  | Reflector | 1 | 23 | 600513 | Bathroom
Recessed Can | Incandescent |  | Reflector | 1 | 65 | 600513 | Bathroom
Table | Incandescent |  | Standard A Lamp | 1 | 150 | 600513 | Bathroom
Floor lamp | Incandescent |  | Standard A Lamp | 2 | 100 | 600513 | Bathroom
Ceiling Fixture | Incandescent |  | Decorative | 2 | 40 | 600513 | Bathroom
Chandelier (Hanging) | Compact Fluorescent |  | Reflector | 1 | 11 | 600513 | Bathroom
Recessed - other | Incandescent |  | Decorative | 1 | 40 | 600513 | Bathroom
Ceiling Fixture | Incandescent |  | Standard A Lamp | 2 | 60 | 600513 | Bathroom
Chandelier (Hanging) | Incandescent |  | Standard A Lamp | 3 | 40 | 600513 | Bathroom
Recessed Can | Incandescent |  | Reflector | 1 | 65 | 600513 | Bathroom
Table | Incandescent |  | Decorative | 1 | 40 | 600513 | Bathroom
Floor lamp | Incandescent |  | Standard A Lamp | 1 | 150 | 600513 | Bathroom
Table | Compact Fluorescent |  | Twist | 1 | 23 | 600513 | Bathroom
Wall Mount | Compact Fluorescent |  | Twist | 3 | 13 | 600513 | Bathroom
Recessed Can | Incandescent |  | Heat Lamp | 1 | 250 | 600513 | Bathroom
Recessed Can | Incandescent |  | Reflector | 1 | 65 | 600513 | Bathroom
Table | Halogen |  | PAR | 1 | 50 | 600513 | Bathroom
Floor lamp | Incandescent |  | Standard A Lamp | 1 | 150 | 600513 | Bathroom
Table | Incandescent |  | Standard A Lamp | 1 | 75 | 600513 | Bathroom
Ceiling Fixture | Incandescent |  | Standard A Lamp | 2 | 40 | 600513 | Bathroom
Wall Mount | Incandescent |  | Standard A Lamp | 1 | 60 | 600513 | Bathroom
Ceiling Fixture | Incandescent |  | Standard A Lamp | 2 | 60 | 600513 | Bathroom
Wall Mount | Incandescent |  | Standard A Lamp | 1 | 40 | 600513 | Bathroom
Wall Mount | Incandescent |  | Globe | 8 | 40 | 600711 | Bathroom
Ceiling Fixture | Compact Fluorescent |  | Twist | 1 | 14 | 600711 | Bathroom
Table | Incandescent |  | Standard A Lamp | 1 | 60 | 600711 | Bathroom
Ceiling Fixture | Compact Fluorescent |  | Twist | 2 | 14 | 600711 | Bathroom
Ceiling Fixture | Linear Fluorescent | 4 | T-8 | 2 | 32 | 600711 | Bathroom
Other | Incandescent |  | Standard A Lamp | 1 | 60 | 600711 | Bathroom
Ceiling Fixture | Incandescent |  | Standard A Lamp | 1 | 60 | 600711 | Bathroom
Floor lamp | Incandescent |  | Standard A Lamp | 1 | 40 | 600711 | Bathroom
Floor lamp | Incandescent |  | Standard A Lamp | 1 | 60 | 600711 | Bathroom
Table | Incandescent |  | Standard A Lamp | 1 | 40 | 600711 | Bathroom
Table | Compact Fluorescent |  | Twist | 1 | 11 | 600711 | Bathroom
Chandelier (Hanging) | Compact Fluorescent |  | Twist | 1 | 14 | 600711 | Bathroom
Wall Mount | Compact Fluorescent |  | Globe | 8 | 9 | 600712 | Bathroom
Recessed - other | Incandescent |  | Heat Lamp | 1 | 250 | 600712 | Bathroom
Table | Incandescent |  | Standard A Lamp | 1 | 60 | 600712 | Bathroom
Table | Incandescent |  | Standard A Lamp | 2 | 60 | 600712 | Bathroom
Table | Compact Fluorescent |  | Twist | 1 | 28 | 600712 | Bathroom
Ceiling Fixture | Compact Fluorescent |  | Twist | 2 | 13 | 600712 | Bathroom
Ceiling Fixture | Linear Fluorescent | 4 | T-8 | 2 | 32 | 600712 | Bathroom
Other | Incandescent |  | Standard A Lamp | 1 | 40 | 600712 | Bathroom
Ceiling Fixture | Compact Fluorescent |  | Twist | 1 | 15 | 600712 | Bathroom
Ceiling Fixture | Incandescent |  | Standard A Lamp | 1 | 75 | 600712 | Bathroom
Table | Compact Fluorescent |  | Twist | 2 | 13 | 600712 | Bathroom
Wall Mount | Compact Fluorescent |  | Globe | 4 | 15 | 600991 | Bathroom
Ceiling Fixture | Compact Fluorescent |  | Twist | 2 | 13 | 600991 | Bathroom
Floor lamp | Incandescent |  | Standard A Lamp | 1 | 40 | 600991 | Bathroom
Ceiling Fixture | Incandescent |  | Standard A Lamp | 1 | 75 | 600991 | Bathroom
Ceiling Fan | Compact Fluorescent |  | Twist | 4 | 13 | 600991 | Bathroom
Ceiling Fixture | Linear Fluorescent | 4 | T-8 | 2 | 32 | 600991 | Bathroom
Other | Compact Fluorescent |  | Twist | 1 | 13 | 600991 | Bathroom
Ceiling Fixture | Incandescent |  | Standard A Lamp | 1 | 60 | 600991 | Bathroom
Floor lamp | Compact Fluorescent |  | Twist | 2 | 13 | 600991 | Bathroom
Wall Mount | Compact Fluorescent |  | Globe | 4 | 15 | 600992 | Bathroom
Floor lamp | Compact Fluorescent |  | Twist | 2 | 21 | 600992 | Bathroom
Ceiling Fixture | Compact Fluorescent |  | Twist | 1 | 13 | 600992 | Bathroom
Ceiling Fan | Compact Fluorescent |  | Twist | 4 | 26 | 600992 | Bathroom
Ceiling Fixture | Compact Fluorescent |  | Twist | 1 | 13 | 600992 | Bathroom
Ceiling Fixture | Linear Fluorescent | 4 | T-8 | 2 | 32 | 600992 | Bathroom
Other | Compact Fluorescent |  | Twist | 1 | 20 | 600992 | Bathroom
Ceiling Fixture | Incandescent |  | Standard A Lamp | 1 | 60 | 600992 | Bathroom
Floor lamp | Compact Fluorescent |  | Twist | 1 | 20 | 600992 | Bathroom
Wall Mount | Compact Fluorescent |  | Twist | 1 | 13 | 600992 | Bathroom
Wall Mount | Compact Fluorescent |  | Twist | 4 | 15 | 600993 | Bathroom
Floor lamp | Compact Fluorescent |  | Twist | 1 | 19 | 600993 | Bathroom
Table | Compact Fluorescent |  | Twist | 1 | 13 | 600993 | Bathroom
Ceiling Fixture | Compact Fluorescent |  | Twist | 1 | 13 | 600993 | Bathroom
Ceiling Fan | Compact Fluorescent |  | Twist | 4 | 13 | 600993 | Bathroom
Ceiling Fixture | Compact Fluorescent |  | Twist | 1 | 13 | 600993 | Bathroom
Ceiling Fixture | Linear Fluorescent | 4 | T-8 | 2 | 32 | 600993 | Bathroom
Ceiling Fixture | Incandescent |  | Standard A Lamp | 1 | 60 | 600993 | Bathroom
Floor lamp | Compact Fluorescent |  | Twist | 2 | 20 | 600993 | Bathroom
Wall Mount | Compact Fluorescent |  | Twist | 1 | 13 | 600993 | Bathroom
Wall Mount | Incandescent |  | Standard A Lamp | 1 | 150 | 710011 | Bathroom
Ceiling Fan | Compact Fluorescent |  | Twist | 1 | 20 | 710011 | Bathroom
Table | Incandescent |  | Clear | 1 | 60 | 710011 | Bathroom
Ceiling Fixture | Compact Fluorescent |  | Twist | 1 | 20 | 710011 | Bathroom
Floor lamp | Halogen |  | Quartz Tube | 1 | 300 | 710011 | Bathroom
Wall Mount | Compact Fluorescent |  | Twist | 1 | 13 | 710012 | Bathroom
Ceiling Fixture | Incandescent |  | Standard A Lamp | 2 | 75 | 710012 | Bathroom
Table | Incandescent |  | Standard A Lamp | 1 | 75 | 710012 | Bathroom
Table | Incandescent |  | Other | 1 | 60 | 710012 | Bathroom
Track | Halogen |  | PAR | 5 | 35 | 710012 | Bathroom
Floor lamp | Incandescent |  | Standard A Lamp | 1 | 60 | 710012 | Bathroom
Other | Incandescent |  | Other | 2 | 60 | 710012 | Bathroom
Wall Mount | Incandescent |  | Standard A Lamp | 3 | 40 | 710021 | Bathroom
Recessed - other | Incandescent |  | Heat Lamp | 1 | 150 | 710021 | Bathroom
Recessed Can | Incandescent |  | Reflector | 1 | 65 | 710021 | Bathroom
Architectural | Halogen |  | Other | 1 | 20 | 710021 | Bathroom
Recessed Can | Compact Fluorescent |  | Flood | 1 | 15 | 710021 | Bathroom
Table | Compact Fluorescent |  | Twist | 1 | 13 | 710021 | Bathroom
Torchiere | Halogen |  | Other | 1 | 50 | 710021 | Bathroom
Table | Incandescent |  | Mini base | 1 | 40 | 710021 | Bathroom
Recessed Can | Compact Fluorescent |  | Flood | 1 | 15 | 710021 | Bathroom
Recessed Can | Compact Fluorescent |  | A shape bulb | 1 | 22 | 710021 | Bathroom
Recessed Can | Compact Fluorescent |  | A shape bulb | 1 | 15 | 710021 | Bathroom
Recessed Can | Incandescent |  | Other | 1 | 65 | 710021 | Bathroom
Other | Halogen |  | Other | 2 | 50 | 710021 | Bathroom
Table | Incandescent |  | 3-Way Incandescent | 1 | 150 | 710021 | Bathroom
Floor lamp | Incandescent |  | 3-Way Incandescent | 1 | 150 | 710021 | Bathroom
Floor lamp | Incandescent |  | Decorative | 2 | 500 | 710021 | Bathroom
Recessed - other |  |  |  | 1 |  | 710021 | Bathroom
Recessed Can | Compact Fluorescent |  | A shape bulb | 1 | 15 | 710021 | Bathroom
Recessed - other | Incandescent |  | Heat Lamp | 2 | 150 | 710021 | Bathroom
Wall Mount | Compact Fluorescent |  | Twist | 3 | 13 | 710021 | Bathroom
Wall Mount | Compact Fluorescent |  | Twist | 3 | 13 | 710021 | Bathroom
Table | Compact Fluorescent |  | Twist | 1 | 19 | 710021 | Bathroom
Table | Incandescent |  | Standard A Lamp | 1 | 40 | 710021 | Bathroom
Ceiling Fixture | Incandescent |  | Standard A Lamp | 2 | 60 | 710021 | Bathroom
Wall Mount | Incandescent |  | Standard A Lamp | 3 | 52 | 710022 | Bathroom
Recessed - other | Incandescent |  | Heat Lamp | 1 | 250 | 710022 | Bathroom
Recessed Can | Halogen |  | PAR | 1 | 40 | 710022 | Bathroom
Table | Halogen |  | Other | 1 | 35 | 710022 | Bathroom
Recessed Can | Halogen |  | PAR | 1 | 40 | 710022 | Bathroom
Floor lamp | Incandescent |  | Standard A Lamp | 1 | 25 | 710022 | Bathroom
Recessed Can | Halogen |  | PAR | 1 | 40 | 710022 | Bathroom
Chandelier (Hanging) | Incandescent |  | Standard A Lamp | 1 | 100 | 710022 | Bathroom
Recessed Can | Halogen |  | PAR | 1 | 40 | 710022 | Bathroom
Other | Halogen |  | MR | 2 | 20 | 710022 | Bathroom
Ceiling Fixture | Incandescent |  | Standard A Lamp | 1 | 60 | 710022 | Bathroom
Floor lamp | Incandescent |  | Standard A Lamp | 1 | 75 | 710022 | Bathroom
Recessed Can | Halogen |  | PAR | 1 | 40 | 710022 | Bathroom
Recessed Can | Halogen |  | PAR | 1 | 40 | 710022 | Bathroom
Recessed - other | Incandescent |  | Heat Lamp | 2 | 150 | 710022 | Bathroom
Wall Mount | Incandescent |  | Decorative | 1 | 25 | 710022 | Bathroom
Wall Mount | Halogen |  | Other | 2 | 35 | 710022 | Bathroom
Table | Halogen |  | Other | 1 | 35 | 710022 | Bathroom
Ceiling Fixture | Halogen |  | PAR | 1 | 50 | 710022 | Bathroom
Table | Incandescent |  | Standard A Lamp | 1 | 40 | 710031 | Bedroom
Wall Mount | Incandescent |  | Standard A Lamp | 1 | 60 | 710031 | Bedroom
Table | Incandescent |  | Standard A Lamp | 1 | 60 | 710031 | Bedroom
Ceiling Fixture | Incandescent |  | Standard A Lamp | 1 | 60 | 710031 | Bedroom
Ceiling Fixture | Incandescent |  | Standard A Lamp | 1 | 100 | 710031 | Bedroom
Chandelier (Hanging) | Incandescent |  | Standard A Lamp | 5 | 75 | 710031 | Bedroom
Wall Mount | Incandescent |  | Standard A Lamp | 4 | 40 | 710031 | Bedroom
Ceiling Fixture | Incandescent |  | Standard A Lamp | 3 | 60 | 710031 | Bedroom
Other | Incandescent |  | Standard A Lamp | 1 | 75 | 710031 | Bedroom
Other | Linear Fluorescent | 1 | T-5 | 1 | 8 | 710031 | Bedroom
Torchiere | Halogen |  | Quartz Tube | 1 | 50 | 710032 | Bedroom
Table | Compact Fluorescent |  | Circline (Screw Base) | 1 | 22 | 710032 | Bedroom
Torchiere | Incandescent |  | Standard A Lamp | 1 | 100 | 710032 | Bedroom
Ceiling Fixture | Incandescent |  | Standard A Lamp | 1 | 60 | 710032 | Bedroom
Ceiling Fixture | Incandescent |  | Standard A Lamp | 1 | 40 | 710032 | Bedroom
Table | Compact Fluorescent |  | Twist | 1 | 23 | 710032 | Bedroom
Ceiling Fixture | Incandescent |  | Standard A Lamp | 2 | 60 | 710032 | Bedroom
Floor lamp | Compact Fluorescent |  | Twist | 1 | 23 | 710032 | Bedroom
Wall Mount | Incandescent |  | Globe | 6 | 60 | 710032 | Bedroom
Ceiling Fixture | Compact Fluorescent |  | Pin base | 1 | 13 | 710032 | Bedroom
Other | Incandescent |  | Globe | 1 | 40 | 710032 | Bedroom
Wall Mount | Incandescent |  | Globe | 6 | 40 | 710041 | Bathroom
Recessed - other | Incandescent |  | Heat Lamp | 1 | 250 | 710041 | Bathroom
Ceiling Fixture | Compact Fluorescent |  | Twist | 2 | 14 | 710041 | Bathroom
Table | Compact Fluorescent |  | Twist | 1 | 14 | 710041 | Bathroom
Ceiling Fixture | Compact Fluorescent |  | Twist | 1 | 14 | 710041 | Bathroom
Ceiling Fixture | Compact Fluorescent |  | Twist | 2 | 14 | 710041 | Bathroom
Ceiling Fixture | Compact Fluorescent |  | Twist | 2 | 14 | 710041 | Bathroom
Recessed Can | Incandescent |  | Reflector | 1 | 65 | 710041 | Bathroom
Other | Incandescent |  | Standard A Lamp | 1 | 25 | 710041 | Bathroom
Ceiling Fixture | Compact Fluorescent |  | Twist | 2 | 14 | 710041 | Bathroom
Floor lamp | Compact Fluorescent |  | Twist | 1 | 14 | 710041 | Bathroom
Wall Mount | Incandescent |  | Globe | 8 | 60 | 710042 | Bathroom
Recessed - other | Incandescent |  | Heat Lamp | 1 | 250 | 710042 | Bathroom
Ceiling Fixture | Compact Fluorescent |  | Twist | 2 | 13 | 710042 | Bathroom
Table | Compact Fluorescent |  | Twist | 1 | 23 | 710042 | Bathroom
Ceiling Fixture | Incandescent |  | Standard A Lamp | 2 | 60 | 710042 | Bathroom
Ceiling Fixture | Compact Fluorescent |  | Twist | 1 | 13 | 710042 | Bathroom
Ceiling Fixture | Incandescent |  | Standard A Lamp | 2 | 60 | 710042 | Bathroom
Ceiling Fixture | Compact Fluorescent |  | Twist | 2 | 13 | 710042 | Bathroom
Ceiling Fixture | Incandescent |  | Standard A Lamp | 2 | 60 | 710042 | Bathroom
Recessed Can | Incandescent |  | Reflector | 1 | 65 | 710042 | Bathroom
Other | Incandescent |  | Standard A Lamp | 1 | 40 | 710042 | Bathroom
Ceiling Fixture | Incandescent |  | Standard A Lamp | 2 | 60 | 710042 | Bathroom
Floor lamp | Compact Fluorescent |  | Twist | 2 | 9 | 710042 | Bathroom
Floor lamp | Compact Fluorescent |  | Twist | 1 | 13 | 710042 | Bathroom
Wall Mount | Incandescent |  | Clear | 6 | 60 | 710051 | Bathroom
Recessed Can | Incandescent |  | Heat Lamp | 1 | 250 | 710051 | Bathroom
Ceiling Fixture | Compact Fluorescent |  | Twist | 2 | 13 | 710051 | Bathroom
Ceiling Fixture | Incandescent |  | Standard A Lamp | 1 | 60 | 710051 | Bathroom
Ceiling Fixture | Incandescent |  | Standard A Lamp | 2 | 60 | 710051 | Bathroom
Ceiling Fixture | Linear Fluorescent | 4 | T-8 | 1 | 32 | 710051 | Bathroom
Ceiling Fixture | Linear Fluorescent | 4 | T-12 | 1 | 32 | 710051 | Bathroom
Other | Incandescent |  | Clear | 1 | 140 | 710051 | Bathroom
Chandelier (Hanging) | Incandescent |  | Standard A Lamp | 1 | 60 | 710051 | Bathroom
Wall Mount | Incandescent |  | Clear | 6 | 40 | 710052 | Bathroom
Recessed Can | Incandescent |  | Heat Lamp | 1 | 250 | 710052 | Bathroom
Ceiling Fixture | Incandescent |  | Standard A Lamp | 1 | 60 | 710052 | Bathroom
Table | Incandescent |  | Decorative | 1 | 25 | 710052 | Bathroom
Table | Incandescent |  | Standard A Lamp | 1 | 150 | 710052 | Bathroom
Ceiling Fixture | Incandescent |  | Standard A Lamp | 1 | 60 | 710052 | Bathroom
Ceiling Fixture | Linear Fluorescent | 4 | T-12 | 3 | 40 | 710052 | Bathroom
Floor lamp | Compact Fluorescent |  | Twist | 1 | 13 | 710052 | Bathroom
Floor lamp | Compact Fluorescent |  | Twist | 2 | 13 | 710052 | Bathroom
Recessed - other | Incandescent |  | Reflector | 1 | 65 | 710061 | Bathroom
Wall Mount | Halogen |  | PAR | 2 | 50 | 710061 | Bathroom
Floor lamp | Compact Fluorescent |  | Twist | 1 | 30 | 710061 | Bathroom
Ceiling Fan | Incandescent |  | Decorative | 2 | 40 | 710061 | Bathroom
Ceiling Fan | Halogen |  | Other | 1 | 100 | 710061 | Bathroom
Track | Halogen |  | PAR | 4 | 50 | 710061 | Bathroom
Other | Incandescent |  | Other | 1 | 40 | 710061 | Bathroom
Ceiling Fixture | Compact Fluorescent |  | Twist | 1 | 13 | 710061 | Bathroom
Floor lamp | Incandescent |  | Standard A Lamp | 3 | 40 | 710061 | Bathroom
Floor lamp | Halogen |  | Other | 1 | 25 | 710061 | Bathroom
Recessed - other | Incandescent |  | Reflector | 1 | 65 | 710062 | Bathroom
Wall Mount | Halogen |  | PAR | 2 | 50 | 710062 | Bathroom
Ceiling Fan | Incandescent |  | Decorative | 2 | 40 | 710062 | Bathroom
Ceiling Fan | Incandescent |  | Decorative | 2 | 40 | 710062 | Bathroom
Ceiling Fixture | Compact Fluorescent |  | Twist | 1 | 15 | 710062 | Bathroom
Wall Mount | Incandescent |  | Clear | 2 | 40 | 710062 | Bathroom
Track | Halogen |  | PAR | 4 | 50 | 710062 | Bathroom
Other | Incandescent |  | Other | 1 | 40 | 710062 | Bathroom
Chandelier (Hanging) | Incandescent |  | Standard A Lamp | 1 | 60 | 710062 | Bathroom
Ceiling Fixture | Compact Fluorescent |  | Twist | 17 | 15 | 710062 | Bathroom
Ceiling Fan | Halogen |  | Other | 1 | 100 | 710062 | Bathroom
Wall Mount | Compact Fluorescent |  | Twist | 2 | 19 | 710071 | Bathroom
Table | Incandescent |  | Standard A Lamp | 1 | 40 | 710071 | Bathroom
Recessed Can | Compact Fluorescent |  | Twist | 1 | 23 | 710071 | Bathroom
Ceiling Fan | Incandescent |  | Standard A Lamp | 4 | 40 | 710071 | Bathroom
Recessed Can | Incandescent |  | Standard A Lamp | 1 | 40 | 710071 | Bathroom
Other | Compact Fluorescent |  | Twist | 1 | 19 | 710071 | Bathroom
Recessed - other | Linear Fluorescent | 4 | T-12 | 2 | 40 | 710071 | Bathroom
Other | Linear Fluorescent | 2 | T-4 | 1 | 18 | 710071 | Bathroom
Table | Compact Fluorescent |  | Twist | 1 | 23 | 710071 | Bathroom
Table | Incandescent |  | Standard A Lamp | 1 | 40 | 710071 | Bathroom
Wall Mount | Incandescent |  | Standard A Lamp | 2 | 50 | 710071 | Bathroom
Floor lamp | Incandescent |  | Standard A Lamp | 1 | 100 | 710071 | Bathroom
Wall Mount | Compact Fluorescent |  | Twist | 3 | 13 | 710072 | Bathroom
Table | Compact Fluorescent |  | Twist | 1 | 13 | 710072 | Bathroom
Recessed Can | Incandescent |  | Standard A Lamp | 1 | 60 | 710072 | Bathroom
Chandelier (Hanging) | Incandescent |  | Decorative | 5 | 40 | 710072 | Bathroom
Other | Compact Fluorescent |  | Twist | 1 | 13 | 710072 | Bathroom
Recessed - other | Linear Fluorescent | 4 | T-12 | 4 | 40 | 710072 | Bathroom
Table | Compact Fluorescent |  | Twist | 2 | 23 | 710072 | Bathroom
Wall Mount | Compact Fluorescent |  | Twist | 3 | 13 | 710072 | Bathroom
Wall Mount | Compact Fluorescent |  | Twist | 3 | 13 | 710072 | Bathroom
Table | Incandescent |  | Standard A Lamp | 1 | 60 | 710072 | Bathroom
Recessed Can | Incandescent |  | Standard A Lamp | 1 | 60 | 710072 | Bathroom
Recessed Can | Incandescent |  | Standard A Lamp | 1 | 60 | 710072 | Bathroom
Wall Mount | Incandescent |  | Globe | 4 | 40 | 710081 | Bathroom
Recessed Can | Incandescent |  | Heat Lamp | 1 | 250 | 710081 | Bathroom
Ceiling Fixture | Incandescent |  | Standard A Lamp | 2 | 60 | 710081 | Bathroom
Ceiling Fixture | Incandescent |  | Standard A Lamp | 3 | 60 | 710081 | Bathroom
Chandelier (Hanging) | Incandescent |  | Standard A Lamp | 1 | 60 | 710081 | Bathroom
Recessed - other | Incandescent |  | Mini base | 1 | 40 | 710081 | Bathroom
Ceiling Fixture | Incandescent |  | Standard A Lamp | 2 | 60 | 710081 | Bathroom
Ceiling Fixture | Incandescent |  | Standard A Lamp | 3 | 60 | 710081 | Bathroom
Track | Halogen |  | PAR | 3 | 50 | 710081 | Bathroom
Ceiling Fixture | Incandescent |  | Standard A Lamp | 2 | 60 | 710081 | Bathroom
Wall Mount | Incandescent |  | Globe | 4 | 40 | 710082 | Bathroom
Recessed Can | Incandescent |  | Heat Lamp | 1 | 250 | 710082 | Bathroom
Table | Incandescent |  | Standard A Lamp | 1 | 100 | 710082 | Bathroom
Table | Incandescent |  | Standard A Lamp | 1 | 60 | 710082 | Bathroom
Floor lamp | Incandescent |  | Standard A Lamp | 1 | 150 | 710082 | Bathroom
Ceiling Fixture | Incandescent |  | Standard A Lamp | 3 | 60 | 710082 | Bathroom
Recessed - other | Incandescent |  | Mini base | 1 | 40 | 710082 | Bathroom
Chandelier (Hanging) | Incandescent |  | Standard A Lamp | 1 | 60 | 710082 | Bathroom
Ceiling Fixture | Incandescent |  | Standard A Lamp | 2 | 60 | 710082 | Bathroom
Table | Incandescent |  | Standard A Lamp | 1 | 100 | 710082 | Bathroom
Track | Halogen |  | PAR | 3 | 50 | 710082 | Bathroom
Ceiling Fixture | Incandescent |  | Standard A Lamp | 3 | 60 | 710082 | Bathroom
Wall Mount | Incandescent |  | Standard A Lamp | 1 | 60 | 710091 | Bathroom
Ceiling Fixture | Incandescent |  | Standard A Lamp | 1 | 60 | 710091 | Bathroom
Ceiling Fixture | Linear Fluorescent | 4 | T-12 | 2 | 40 | 710091 | Bathroom
Table | Incandescent |  | Decorative | 3 | 25 | 710091 | Bathroom
Table | Incandescent |  | Standard A Lamp | 2 | 60 | 710091 | Bathroom
Table | Incandescent |  | Standard A Lamp | 1 | 60 | 710091 | Bathroom
Torchiere | Incandescent |  | Standard A Lamp | 1 | 60 | 710091 | Bathroom
Wall Mount | Incandescent |  | Standard A Lamp | 1 | 40 | 710092 | Bathroom
Torchiere | Incandescent |  | Standard A Lamp | 1 | 40 | 710092 | Bathroom
Ceiling Fixture | Incandescent |  | Standard A Lamp | 2 | 40 | 710092 | Bathroom
Ceiling Fixture | Linear Fluorescent | 4 | T-12 | 2 | 40 | 710092 | Bathroom
Table | Incandescent |  | Standard A Lamp | 1 | 40 | 710092 | Bathroom
Ceiling Fixture | Incandescent |  | Standard A Lamp | 1 | 40 | 710092 | Bathroom
Wall Mount | Incandescent |  | Clear | 4 | 40 | 710101 | Bathroom
Recessed - other | Incandescent |  | Reflector | 1 | 150 | 710101 | Bathroom
Wall Mount | Incandescent |  | Clear | 4 | 40 | 710101 | Bathroom
Recessed - other | Incandescent |  | Reflector | 1 | 150 | 710101 | Bathroom
Table | Incandescent |  | Standard A Lamp | 1 | 100 | 710101 | Bathroom
Ceiling Fixture | Incandescent |  | Standard A Lamp | 1 | 100 | 710101 | Bathroom
Table | Incandescent |  | Standard A Lamp | 1 | 60 | 710101 | Bathroom
Ceiling Fixture | Incandescent |  | Standard A Lamp | 1 | 100 | 710101 | Bathroom
Ceiling Fixture | Incandescent |  | Standard A Lamp | 1 | 100 | 710101 | Bathroom
Ceiling Fixture | Incandescent |  | Standard A Lamp | 1 | 100 | 710101 | Bathroom
Other | Incandescent |  | Standard A Lamp | 1 | 60 | 710101 | Bathroom
Table | Incandescent |  | Standard A Lamp | 1 | 100 | 710101 | Bathroom
Wall Mount | Incandescent |  | Clear | 3 | 40 | 710102 | Bathroom
Wall Mount | Incandescent |  | Clear | 3 | 40 | 710102 | Bathroom
Table | Incandescent |  | Standard A Lamp | 1 | 60 | 710102 | Bathroom
Architectural | Compact Fluorescent |  | Twist | 1 | 14 | 710102 | Bathroom
Ceiling Fixture | Incandescent |  | Standard A Lamp | 1 | 75 | 710102 | Bathroom
Ceiling Fixture | Incandescent |  | Standard A Lamp | 1 | 60 | 710102 | Bathroom
Ceiling Fixture | Incandescent |  | Standard A Lamp | 1 | 75 | 710102 | Bathroom
Other | Incandescent |  | Standard A Lamp | 1 | 60 | 710102 | Bathroom
Table | Compact Fluorescent |  | Twist | 1 | 13 | 710102 | Bathroom
Floor lamp | Compact Fluorescent |  | Twist | 1 | 13 | 710102 | Bathroom
Chandelier (Hanging) | Compact Fluorescent |  | Twist | 1 | 13 | 710102 | Bathroom
Wall Mount | Incandescent |  | Globe | 6 | 40 | 710111 | Bathroom
Other | Incandescent |  | Standard A Lamp | 1 | 60 | 710111 | Bathroom
Ceiling Fixture | Compact Fluorescent |  | Twist | 2 | 23 | 710111 | Bathroom
Table | Compact Fluorescent |  | Twist | 1 | 13 | 710111 | Bathroom
Ceiling Fixture | Compact Fluorescent |  | Twist | 1 | 13 | 710111 | Bathroom
Table | Compact Fluorescent |  | Twist | 1 | 26 | 710111 | Bathroom
Table | Incandescent |  | Standard A Lamp | 1 | 40 | 710111 | Bathroom
Wall Mount | Incandescent |  | Standard A Lamp | 1 | 60 | 710111 | Bathroom
Ceiling Fixture | Compact Fluorescent |  | Twist | 3 | 13 | 710111 | Bathroom
Ceiling Fixture | Compact Fluorescent |  | Twist | 1 | 13 | 710111 | Bathroom
Other | Incandescent |  | Standard A Lamp | 2 | 25 | 710111 | Bathroom
Table | Compact Fluorescent |  | Twist | 1 | 18 | 710111 | Bathroom
Chandelier (Hanging) | Incandescent |  | Standard A Lamp | 1 | 60 | 710111 | Bathroom
Ceiling Fixture | Compact Fluorescent |  | Pin base | 1 | 13 | 710112 | Dining Room
Ceiling Fixture | Compact Fluorescent |  | Twist | 1 | 13 | 710112 | Dining Room
Other | Compact Fluorescent |  | Twist | 1 | 13 | 710112 | Dining Room
Ceiling Fan | Compact Fluorescent |  | Twist | 4 | 13 | 710112 | Dining Room
Wall Mount | Incandescent |  | Globe | 6 | 60 | 710112 | Dining Room
Recessed Can | Incandescent |  | Standard A Lamp | 1 | 60 | 710121 | Bathroom
Wall Mount | Incandescent |  | Standard A Lamp | 2 | 40 | 710121 | Bathroom
Ceiling Fixture | Compact Fluorescent |  | Twist | 1 | 15 | 710121 | Bathroom
Table | Incandescent |  | Standard A Lamp | 1 | 40 | 710121 | Bathroom
Ceiling Fixture | Compact Fluorescent |  | Twist | 3 | 13 | 710121 | Bathroom
Ceiling Fixture | Compact Fluorescent |  | Twist | 1 | 13 | 710121 | Bathroom
Ceiling Fixture | Compact Fluorescent |  | Twist | 1 | 13 | 710121 | Bathroom
Other | Incandescent |  | Standard A Lamp | 1 | 25 | 710121 | Bathroom
Floor lamp | Halogen |  | Quartz Tube | 1 | 300 | 710121 | Bathroom
Recessed Can | Incandescent |  | Heat Lamp | 1 | 150 | 710122 | Bathroom
Wall Mount | Incandescent |  | Standard A Lamp | 2 | 60 | 710122 | Bathroom
Ceiling Fixture | Compact Fluorescent |  | Twist | 2 | 13 | 710122 | Bathroom
Other | Incandescent |  | Standard A Lamp | 1 | 25 | 710122 | Bathroom
Floor lamp | Compact Fluorescent |  | Twist | 1 | 42 | 710122 | Bathroom
Table | Compact Fluorescent |  | Twist | 1 | 10 | 710122 | Bathroom
Wall Mount | Incandescent |  | Standard A Lamp | 2 | 60 | 710131 | Bathroom
Ceiling Fixture | Incandescent |  | Standard A Lamp | 1 | 40 | 710131 | Bathroom
Table | Compact Fluorescent |  | Twist | 1 | 13 | 710131 | Bathroom
Ceiling Fixture | Compact Fluorescent |  | Twist | 2 | 60 | 710131 | Bathroom
Ceiling Fixture | Compact Fluorescent |  | Twist | 2 | 13 | 710131 | Bathroom
Floor lamp | Halogen |  | Quartz Tube | 1 | 100 | 710131 | Bathroom
Table | Halogen |  | Quartz Tube | 1 | 100 | 710131 | Bathroom
Floor lamp | Incandescent |  | Standard A Lamp | 1 | 120 | 710131 | Bathroom
Wall Mount | Incandescent |  | Standard A Lamp | 2 | 60 | 710132 | Bathroom
Ceiling Fixture | Compact Fluorescent |  | Twist | 1 | 13 | 710132 | Bathroom
Ceiling Fixture | Incandescent |  | Standard A Lamp | 1 | 60 | 710132 | Bathroom
Ceiling Fixture | Compact Fluorescent |  | Twist | 2 | 13 | 710132 | Bathroom
Table | Compact Fluorescent |  | Twist | 1 | 13 | 710132 | Bathroom
Ceiling Fixture | Incandescent |  | Standard A Lamp | 1 | 60 | 710132 | Bathroom
Wall Mount | Compact Fluorescent |  | Twist | 2 | 15 | 710141 | Bathroom
Ceiling Fixture | Compact Fluorescent |  | Twist | 2 | 15 | 710141 | Bathroom
Ceiling Fixture | Compact Fluorescent |  | Twist | 2 | 13 | 710141 | Bathroom
Other | Halogen |  | Quartz Tube | 1 | 200 | 710141 | Bathroom
Ceiling Fixture | Compact Fluorescent |  | Twist | 2 | 13 | 710141 | Bathroom
Ceiling Fixture | Compact Fluorescent |  | Twist | 2 | 13 | 710141 | Bathroom
Table | Compact Fluorescent |  | Twist | 1 | 20 | 710141 | Bathroom
Architectural | Compact Fluorescent |  | Twist | 1 | 20 | 710141 | Bathroom
Table | Compact Fluorescent |  | Twist | 1 | 13 | 710141 | Bathroom
Wall Mount | Incandescent |  | Standard A Lamp | 4 | 60 | 710142 | Bathroom
Ceiling Fixture | Compact Fluorescent |  | Twist | 1 | 13 | 710142 | Bathroom
Torchiere | Incandescent |  | Decorative | 1 | 25 | 710142 | Bathroom
Floor lamp | Incandescent |  | Standard A Lamp | 2 | 60 | 710142 | Bathroom
Ceiling Fixture | Incandescent |  | Standard A Lamp | 1 | 60 | 710142 | Bathroom
Floor lamp | Incandescent |  | Standard A Lamp | 3 | 60 | 710142 | Bathroom
Ceiling Fixture | Compact Fluorescent |  | Twist | 2 | 19 | 710142 | Bathroom
Other | Incandescent |  | Standard A Lamp | 1 | 60 | 710142 | Bathroom
Wall Mount | Compact Fluorescent |  | Globe | 4 | 14 | 720011 | Bathroom
Other | Incandescent |  | Decorative | 1 | 7 | 720011 | Bathroom
Ceiling Fixture | Compact Fluorescent |  | Twist | 2 | 14 | 720011 | Bathroom
Ceiling Fixture | Compact Fluorescent |  | Twist | 2 | 14 | 720011 | Bathroom
Ceiling Fixture | Compact Fluorescent |  | Twist | 1 | 25 | 720011 | Bathroom
Ceiling Fixture | Compact Fluorescent |  | Circline (Screw Base) | 1 | 55 | 720011 | Bathroom
Ceiling Fixture | Compact Fluorescent |  | Twist | 1 | 25 | 720011 | Bathroom
Other | Incandescent |  | Standard A Lamp | 1 | 40 | 720011 | Bathroom
Floor lamp | Incandescent |  | Globe | 1 | 60 | 720011 | Bathroom
Wall Mount | Incandescent |  | Globe | 3 | 60 | 720012 | Bathroom
Ceiling Fixture | Incandescent |  | Standard A Lamp | 3 | 60 | 720012 | Bathroom
Table | Incandescent |  | 3-Way Incandescent | 3 | 150 | 720012 | Bathroom
Ceiling Fixture | Incandescent |  | Standard A Lamp | 1 | 75 | 720012 | Bathroom
Ceiling Fixture | Incandescent |  | Standard A Lamp | 3 | 60 | 720012 | Bathroom
Ceiling Fixture | Compact Fluorescent |  | A shape bulb | 1 | 20 | 720012 | Bathroom
Other | Incandescent |  | Standard A Lamp | 1 | 60 | 720012 | Bathroom
Table | Incandescent |  | Other | 1 | 60 | 720012 | Bathroom
Floor lamp | Incandescent |  | Standard A Lamp | 2 | 60 | 720012 | Bathroom
Floor lamp | Incandescent |  | 3-Way Incandescent | 1 | 150 | 720012 | Bathroom
Wall Mount | Incandescent |  | Clear | 4 | 40 | 720021 | Bathroom
Recessed - other | Incandescent |  | Heat Lamp | 1 | 150 | 720021 | Bathroom
Wall Mount | Incandescent |  | Globe | 4 | 40 | 720021 | Bathroom
Recessed - other | Incandescent |  | Heat Lamp | 1 | 150 | 720021 | Bathroom
Table | Incandescent |  | Standard A Lamp | 1 | 75 | 720021 | Bathroom
Table | Incandescent |  | Standard A Lamp | 1 | 60 | 720021 | Bathroom
Ceiling Fixture | Incandescent |  | Standard A Lamp | 2 | 75 | 720021 | Bathroom
Other | Linear Fluorescent | 1 | T-4 | 1 | 8 | 720021 | Bathroom
Recessed Can | Incandescent |  | Reflector | 1 | 65 | 720021 | Bathroom
Other | Halogen |  | Other | 2 | 20 | 720021 | Bathroom
Table | Compact Fluorescent |  | Twist | 1 | 13 | 720021 | Bathroom
Floor lamp | Compact Fluorescent |  | Twist | 1 | 20 | 720021 | Bathroom
Ceiling Fixture | Incandescent |  | Standard A Lamp | 1 | 40 | 720021 | Bathroom
Chandelier (Hanging) | Compact Fluorescent |  | Circline (Screw Base) | 1 | 23 | 720021 | Bathroom
Ceiling Fixture | Incandescent |  | Standard A Lamp | 1 | 75 | 720021 | Bathroom
Table | Compact Fluorescent |  | Twist | 1 | 13 | 720021 | Bathroom
Ceiling Fixture | Incandescent |  | Standard A Lamp | 2 | 75 | 720021 | Bathroom
Wall Mount | Incandescent |  | Globe | 4 | 40 | 720022 | Bathroom
Recessed - other | Incandescent |  | Heat Lamp | 1 | 150 | 720022 | Bathroom
Wall Mount | Incandescent |  | Clear | 4 | 40 | 720022 | Bathroom
Recessed - other | Incandescent |  | Heat Lamp | 1 | 150 | 720022 | Bathroom
Ceiling Fixture | Incandescent |  | Standard A Lamp | 2 | 60 | 720022 | Bathroom
Table | Incandescent |  | Decorative | 1 | 40 | 720022 | Bathroom
Ceiling Fixture | Compact Fluorescent |  | A shape bulb | 1 | 15 | 720022 | Bathroom
Ceiling Fixture | Incandescent |  | Standard A Lamp | 1 | 60 | 720022 | Bathroom
Recessed Can | Incandescent |  | Reflector | 1 | 75 | 720022 | Bathroom
Recessed Can | Compact Fluorescent |  | A shape bulb | 1 | 15 | 720022 | Bathroom
Other | Halogen |  | Other | 2 | 20 | 720022 | Bathroom
Table | Compact Fluorescent |  | Twist | 1 | 25 | 720022 | Bathroom
Ceiling Fixture | Compact Fluorescent |  | A shape bulb | 1 | 15 | 720022 | Bathroom
Chandelier (Hanging) | Incandescent |  | Decorative | 3 | 40 | 720022 | Bathroom
Torchiere | Halogen |  | Other | 1 | 75 | 720022 | Bathroom
Torchiere | Compact Fluorescent |  | Twist | 1 | 25 | 720022 | Bathroom
Ceiling Fixture | Incandescent |  | Standard A Lamp | 2 | 60 | 720022 | Bathroom
Wall Mount | Incandescent |  | Globe | 4 | 60 | 720031 | Bathroom
Recessed - other | Incandescent |  | Heat Lamp | 1 | 250 | 720031 | Bathroom
Table | Compact Fluorescent |  | Twist | 1 | 13 | 720031 | Bathroom
Ceiling Fixture | Compact Fluorescent |  | Twist | 1 | 23 | 720031 | Bathroom
Ceiling Fan | Incandescent |  | Decorative | 3 | 40 | 720031 | Bathroom
Ceiling Fixture | Incandescent |  | Standard A Lamp | 1 | 60 | 720031 | Bathroom
Ceiling Fixture | Compact Fluorescent |  | Twist | 3 | 13 | 720031 | Bathroom
Other | Incandescent |  | Mini base | 2 | 5 | 720031 | Bathroom
Floor lamp | Incandescent |  | 3-Way Incandescent | 1 | 150 | 720031 | Bathroom
Table | Incandescent |  | 3-Way Incandescent | 1 | 150 | 720031 | Bathroom
Wall Mount | Incandescent |  | Globe | 4 | 60 | 720032 | Bathroom
Recessed - other | Incandescent |  | Heat Lamp | 1 | 250 | 720032 | Bathroom
Table | Incandescent |  | 3-Way Incandescent | 1 | 150 | 720032 | Bathroom
Chandelier (Hanging) | Incandescent |  | Decorative | 5 | 25 | 720032 | Bathroom
Ceiling Fixture | Incandescent |  | Standard A Lamp | 1 | 60 | 720032 | Bathroom
Other | Incandescent |  | Decorative | 1 | 40 | 720032 | Bathroom
Wall Mount | Linear Fluorescent | 2 | T-12 | 1 | 20 | 720032 | Bathroom
Ceiling Fixture | Compact Fluorescent |  | Twist | 3 | 13 | 720032 | Bathroom
Table | Incandescent |  | 3-Way Incandescent | 1 | 150 | 720032 | Bathroom
Recessed - other | Compact Fluorescent |  | Twist | 1 | 13 | 720041 | Bathroom
Wall Mount | Compact Fluorescent |  | Twist | 1 | 13 | 720041 | Bathroom
Table | Incandescent |  | Standard A Lamp | 1 | 40 | 720041 | Bathroom
Ceiling Fixture | Incandescent |  | Standard A Lamp | 2 | 60 | 720041 | Bathroom
Chandelier (Hanging) | Incandescent |  | Decorative | 5 | 40 | 720041 | Bathroom
Ceiling Fixture | Compact Fluorescent |  | Twist | 1 | 13 | 720041 | Bathroom
Ceiling Fixture | Compact Fluorescent |  | Twist | 1 | 23 | 720041 | Bathroom
Table | Incandescent |  | Standard A Lamp | 1 | 75 | 720041 | Bathroom
Floor lamp | Incandescent |  | Standard A Lamp | 1 | 40 | 720041 | Bathroom
Torchiere | Halogen |  | Quartz Tube | 1 | 500 | 720041 | Bathroom
Recessed - other | Compact Fluorescent |  | Twist | 1 | 13 | 720042 | Bathroom
Wall Mount | Compact Fluorescent |  | Twist | 1 | 23 | 720042 | Bathroom
Table | Compact Fluorescent |  | Straight Tube | 1 | 10 | 720042 | Bathroom
Ceiling Fixture | Compact Fluorescent |  | Twist | 1 | 19 | 720042 | Bathroom
Chandelier (Hanging) | Incandescent |  | Decorative | 5 | 40 | 720042 | Bathroom
Ceiling Fixture | Compact Fluorescent |  | Twist | 1 | 13 | 720042 | Bathroom
Ceiling Fixture | Compact Fluorescent |  | Twist | 1 | 23 | 720042 | Bathroom
Floor lamp | Incandescent |  | Standard A Lamp | 3 | 60 | 720042 | Bathroom
Wall Mount | Incandescent |  | Standard A Lamp | 2 | 60 | 720051 | Bathroom
Recessed Can | Incandescent |  | Heat Lamp | 1 | 120 | 720051 | Bathroom
Wall Mount | Compact Fluorescent |  | Twist | 2 | 13 | 720051 | Bathroom
Wall Mount | Incandescent |  | Standard A Lamp | 1 | 60 | 720051 | Bathroom
Recessed Can | Incandescent |  | Heat Lamp | 1 | 250 | 720051 | Bathroom
Ceiling Fixture | Compact Fluorescent |  | Twist | 1 | 13 | 720051 | Bathroom
Floor lamp | Compact Fluorescent |  | Twist | 1 | 23 | 720051 | Bathroom
Ceiling Fixture | Incandescent |  | Standard A Lamp | 1 | 60 | 720051 | Bathroom
Ceiling Fixture | Incandescent |  | Standard A Lamp | 1 | 120 | 720051 | Bathroom
Ceiling Fan | Incandescent |  | Decorative | 4 | 40 | 720051 | Bathroom
Ceiling Fixture | Compact Fluorescent |  | Twist | 1 | 13 | 720051 | Bathroom
Ceiling Fixture | Linear Fluorescent |  | Fluorescent Other | 1 | 22 | 720051 | Bathroom
Recessed - other | Compact Fluorescent |  | Twist | 1 | 13 | 720051 | Bathroom
Floor lamp | Compact Fluorescent |  | Twist | 3 | 13 | 720051 | Bathroom
Floor lamp | Incandescent |  | Standard A Lamp | 1 | 40 | 720051 | Bathroom
Wall Mount | Incandescent |  | Globe | 4 | 40 | 720052 | Bathroom
Wall Mount | Incandescent |  | Globe | 4 | 40 | 720052 | Bathroom
Table | Incandescent |  | Clear | 1 | 60 | 720052 | Bathroom
Floor lamp | Incandescent |  | Standard A Lamp | 1 | 60 | 720052 | Bathroom
Recessed Can | Incandescent |  | Reflector | 1 | 65 | 720052 | Bathroom
Floor lamp | Incandescent |  | Standard A Lamp | 1 | 60 | 720052 | Bathroom
Recessed Can | Incandescent |  | Reflector | 1 | 65 | 720052 | Bathroom
Ceiling Fan | Incandescent |  | Decorative | 4 | 40 | 720052 | Bathroom
Ceiling Fixture | Linear Fluorescent | 4 | T-8 | 2 | 32 | 720052 | Bathroom
Floor lamp | Incandescent |  | Standard A Lamp | 2 | 60 | 720052 | Bathroom
Torchiere | Incandescent |  | Standard A Lamp | 1 | 60 | 720052 | Bathroom
Wall Mount | Linear Fluorescent | 2 | T-8 | 2 | 17 | 720061 | Bathroom
Recessed - other | Incandescent |  | Reflector | 1 | 65 | 720061 | Bathroom
Table | Compact Fluorescent |  | Twist | 1 | 13 | 720061 | Bathroom
Chandelier (Hanging) | Compact Fluorescent |  | Twist | 1 | 13 | 720061 | Bathroom
Ceiling Fixture | Compact Fluorescent |  | Twist | 1 | 13 | 720061 | Bathroom
Ceiling Fixture | Linear Fluorescent | 4 | T-12 | 2 | 32 | 720061 | Bathroom
Table | Incandescent |  | Standard A Lamp | 1 | 40 | 720061 | Bathroom
Torchiere | Compact Fluorescent |  | Twist | 1 | 13 | 720061 | Bathroom
Wall Mount | Linear Fluorescent | 2 | T-8 | 2 | 17 | 720062 | Bathroom
Recessed - other | Incandescent |  | Reflector | 1 | 65 | 720062 | Bathroom
Table | Compact Fluorescent |  | Twist | 1 | 13 | 720062 | Bathroom
Floor lamp | Compact Fluorescent |  | Twist | 3 | 9 | 720062 | Bathroom
Ceiling Fixture | Compact Fluorescent |  | Twist | 1 | 9 | 720062 | Bathroom
Chandelier (Hanging) | Compact Fluorescent |  | Twist | 1 | 9 | 720062 | Bathroom
Torchiere | Incandescent |  | 3-Way Incandescent | 1 | 100 | 720062 | Bathroom
Ceiling Fixture | Compact Fluorescent |  | Twist | 1 | 13 | 720062 | Bathroom
Ceiling Fixture | Linear Fluorescent | 4 | T-12 | 2 | 32 | 720062 | Bathroom
Table | Incandescent |  | Standard A Lamp | 1 | 75 | 720062 | Bathroom
Table | Compact Fluorescent |  | Twist | 1 | 9 | 720062 | Bathroom
Wall Mount | Incandescent |  | Globe | 4 | 40 | 720071 | Bathroom
Wall Mount | Incandescent |  | Globe | 4 | 40 | 720071 | Bathroom
Recessed - other | Incandescent |  | Heat Lamp | 1 | 250 | 720071 | Bathroom
Ceiling Fixture | Incandescent |  | Standard A Lamp | 2 | 40 | 720071 | Bathroom
Ceiling Fixture | Incandescent |  | Standard A Lamp | 2 | 40 | 720071 | Bathroom
Ceiling Fixture | Incandescent |  | Standard A Lamp | 1 | 100 | 720071 | Bathroom
Ceiling Fan | Incandescent |  | Decorative | 4 | 40 | 720071 | Bathroom
Other | Incandescent |  | Mini base | 1 | 40 | 720071 | Bathroom
Torchiere | Incandescent |  | Globe | 1 | 40 | 720071 | Bathroom
Ceiling Fixture | Incandescent |  | Standard A Lamp | 2 | 60 | 720071 | Bathroom
Table | Compact Fluorescent |  | Twist | 1 | 13 | 720071 | Bathroom
Wall Mount | Incandescent |  | Globe | 4 | 40 | 720072 | Bathroom
Wall Mount | Incandescent |  | Globe | 5 | 40 | 720072 | Bathroom
Recessed - other | Incandescent |  | Heat Lamp | 1 | 250 | 720072 | Bathroom
Ceiling Fixture | Incandescent |  | Standard A Lamp | 2 | 60 | 720072 | Bathroom
Torchiere | Compact Fluorescent |  | Twist | 3 | 13 | 720072 | Bathroom
Ceiling Fixture | Compact Fluorescent |  | Twist | 2 | 13 | 720072 | Bathroom
Ceiling Fixture | Incandescent |  | Standard A Lamp | 1 | 60 | 720072 | Bathroom
Ceiling Fan | Incandescent |  | Decorative | 4 | 40 | 720072 | Bathroom
Other | Incandescent |  | Decorative | 1 | 40 | 720072 | Bathroom
Wall Mount | Linear Fluorescent | 1 | T-5 | 1 | 8 | 720072 | Bathroom
Table | Incandescent |  | Decorative | 3 | 40 | 720072 | Bathroom
Ceiling Fixture | Compact Fluorescent |  | Twist | 2 | 13 | 720072 | Bathroom
Table | Compact Fluorescent |  | Twist | 1 | 13 | 720072 | Bathroom
Wall Mount | Incandescent |  | Globe | 4 | 60 | 720081 | Bathroom
Recessed - other | Incandescent |  | Heat Lamp | 2 | 250 | 720081 | Bathroom
Ceiling Fan | Incandescent |  | Standard A Lamp | 3 | 60 | 720081 | Bathroom
Table | Incandescent |  | Standard A Lamp | 1 | 60 | 720081 | Bathroom
Table | Incandescent |  | Standard A Lamp | 1 | 100 | 720081 | Bathroom
Ceiling Fixture | Incandescent |  | Standard A Lamp | 1 | 100 | 720081 | Bathroom
Recessed - other | Linear Fluorescent | 1.5 | T-8 | 1 | 15 | 720081 | Bathroom
Other | Incandescent |  | Other | 1 | 100 | 720081 | Bathroom
Floor lamp | Incandescent |  | Standard A Lamp | 1 | 100 | 720081 | Bathroom
Floor lamp | Incandescent |  | Standard A Lamp | 3 | 60 | 720081 | Bathroom
Table | Incandescent |  | Standard A Lamp | 1 | 60 | 720081 | Bathroom
Table | Incandescent |  | Standard A Lamp | 2 | 60 | 720081 | Bathroom
Table | Compact Fluorescent |  | Twist | 1 | 23 | 720081 | Bathroom
Wall Mount | Incandescent |  | Standard A Lamp | 3 | 60 | 720082 | Bathroom
Recessed - other | Incandescent |  | Heat Lamp | 2 | 250 | 720082 | Bathroom
Ceiling Fan | Incandescent |  | Decorative | 3 | 40 | 720082 | Bathroom
Table | Incandescent |  | Standard A Lamp | 1 | 60 | 720082 | Bathroom
Ceiling Fixture | Incandescent |  | Standard A Lamp | 1 | 75 | 720082 | Bathroom
Ceiling Fixture | Incandescent |  | Standard A Lamp | 1 | 60 | 720082 | Bathroom
Ceiling Fixture | Incandescent |  | Standard A Lamp | 3 | 60 | 720082 | Bathroom
Floor lamp | Incandescent |  | Standard A Lamp | 1 | 100 | 720082 | Bathroom
Ceiling Fixture | Incandescent |  | Decorative | 3 | 40 | 720082 | Bathroom
Ceiling Fan | Incandescent |  | Decorative | 3 | 60 | 720082 | Bathroom
Table | Incandescent |  | Standard A Lamp | 1 | 60 | 720082 | Bathroom
Wall Mount | Incandescent |  | Standard A Lamp | 4 | 60 | 720091 | Bathroom
Ceiling Fixture | Incandescent |  | Standard A Lamp | 1 | 75 | 720091 | Bathroom
Ceiling Fixture | Incandescent |  | Standard A Lamp | 1 | 60 | 720091 | Bathroom
Ceiling Fixture | Incandescent |  | Standard A Lamp | 1 | 75 | 720091 | Bathroom
Wall Mount | Incandescent |  | Globe | 3 | 40 | 720091 | Bathroom
Other | Incandescent |  | Decorative | 1 | 40 | 720091 | Bathroom
Chandelier (Hanging) | Compact Fluorescent |  | Twist | 1 | 15 | 720091 | Bathroom
Ceiling Fixture | Compact Fluorescent |  | Twist | 1 | 23 | 720091 | Bathroom
Other | Linear Fluorescent | 2 | T-8 | 1 | 17 | 720091 | Bathroom
Other | Linear Fluorescent | 1.4 | T-5 | 1 | 17 | 720091 | Bathroom
Table | Incandescent |  | Decorative | 1 | 40 | 720091 | Bathroom
Table | Compact Fluorescent |  | Twist | 1 | 42 | 720091 | Bathroom
Ceiling Fixture | Incandescent |  | Standard A Lamp | 1 | 75 | 720091 | Bathroom
Floor lamp | Incandescent |  | Standard A Lamp | 1 | 75 | 720091 | Bathroom
Wall Mount | Compact Fluorescent |  | Twist | 2 | 13 | 720092 | Bathroom
Ceiling Fixture | Compact Fluorescent |  | Twist | 2 | 13 | 720092 | Bathroom
Ceiling Fixture | Incandescent |  | Standard A Lamp | 1 | 40 | 720092 | Bathroom
Wall Mount | Incandescent |  | Globe | 3 | 60 | 720092 | Bathroom
Ceiling Fixture | Compact Fluorescent |  | Twist | 1 | 23 | 720092 | Bathroom
Floor lamp | Other |  | LED Interior | 1 | 8 | 720092 | Bathroom
Ceiling Fixture | Compact Fluorescent |  | Twist | 1 | 15 | 720092 | Bathroom
Chandelier (Hanging) | Compact Fluorescent |  | Twist | 1 | 15 | 720092 | Bathroom
Ceiling Fixture | Compact Fluorescent |  | Twist | 2 | 13 | 720092 | Bathroom
Table | Incandescent |  | Clear | 1 | 13 | 720092 | Bathroom
Ceiling Fixture | Compact Fluorescent |  | Twist | 1 | 13 | 720092 | Bathroom
Wall Mount | Incandescent |  | Globe | 4 | 60 | 720101 | Bathroom
Recessed - other | Incandescent |  | Heat Lamp | 1 | 250 | 720101 | Bathroom
Ceiling Fixture | Incandescent |  | Standard A Lamp | 1 | 60 | 720101 | Bathroom
Floor lamp | Incandescent |  | Standard A Lamp | 1 | 60 | 720101 | Bathroom
Ceiling Fixture | Compact Fluorescent |  | Twist | 1 | 14 | 720101 | Bathroom
Ceiling Fixture | Incandescent |  | Standard A Lamp | 1 | 60 | 720101 | Bathroom
Ceiling Fixture | Linear Fluorescent | 4 | T-8 | 2 | 32 | 720101 | Bathroom
Floor lamp | Incandescent |  | Decorative | 2 | 25 | 720101 | Bathroom
Table | Incandescent |  | Decorative | 5 | 25 | 720101 | Bathroom
Ceiling Fan | Incandescent |  | Clear | 1 | 60 | 720101 | Bathroom
Table | Compact Fluorescent |  | Pin base | 1 | 15 | 720101 | Bathroom
Table | Compact Fluorescent |  | Twist | 1 | 15 | 720101 | Bathroom
Torchiere | Incandescent |  | Decorative | 1 | 60 | 720101 | Bathroom
Other | Other |  | Other |  |  | 720101 | Bathroom
Wall Mount | Incandescent |  | Globe | 4 | 60 | 720102 | Bathroom
Recessed - other | Incandescent |  | Heat Lamp | 1 | 250 | 720102 | Bathroom
Ceiling Fixture | Incandescent |  | Standard A Lamp | 2 | 60 | 720102 | Bathroom
Ceiling Fan | Compact Fluorescent |  | Twist | 1 | 13 | 720102 | Bathroom
Ceiling Fixture | Linear Fluorescent | 4 | T-8 | 2 | 23 | 720102 | Bathroom
Torchiere | Compact Fluorescent |  | Twist | 1 | 23 | 720102 | Bathroom
Ceiling Fixture | Incandescent |  | Standard A Lamp | 2 | 60 | 720102 | Bathroom
Table | Incandescent |  | Standard A Lamp | 1 | 60 | 720102 | Bathroom
Wall Mount | Compact Fluorescent |  | Twist | 4 | 11 | 730011 | Bathroom
Recessed Can | Incandescent |  | Heat Lamp | 1 | 250 | 730011 | Bathroom
Wall Mount | Compact Fluorescent |  | Twist | 4 | 13 | 730011 | Bathroom
Recessed Can | Incandescent |  | Heat Lamp | 1 | 250 | 730011 | Bathroom
Ceiling Fan | Compact Fluorescent |  | Twist | 3 | 13 | 730011 | Bathroom
Table | Compact Fluorescent |  | Twist | 2 | 13 | 730011 | Bathroom
Table | Incandescent |  | 3-Way Incandescent | 1 | 75 | 730011 | Bathroom
Ceiling Fixture | Compact Fluorescent |  | Twist | 2 | 13 | 730011 | Bathroom
Table | Compact Fluorescent |  | Twist | 1 | 9 | 730011 | Bathroom
Table | Incandescent |  | Clear | 1 | 40 | 730011 | Bathroom
Ceiling Fixture | Compact Fluorescent |  | Twist | 2 | 13 | 730011 | Bathroom
Chandelier (Hanging) | Incandescent |  | Standard A Lamp | 3 | 60 | 730011 | Bathroom
Table | Compact Fluorescent |  | Twist | 1 | 13 | 730011 | Bathroom
Table | Compact Fluorescent |  | Twist | 2 | 11 | 730011 | Bathroom
Ceiling Fixture | Incandescent |  | Standard A Lamp | 2 | 40 | 730011 | Bathroom
Ceiling Fixture | Incandescent |  | Standard A Lamp | 2 | 60 | 730011 | Bathroom
Ceiling Fixture | Linear Fluorescent | 4 | T-12 | 1 | 40 | 730011 | Bathroom
Torchiere | Incandescent |  | 3-Way Incandescent | 1 | 100 | 730011 | Bathroom
Floor lamp | Compact Fluorescent |  | Twist | 3 | 15 | 730011 | Bathroom
Table | Compact Fluorescent |  | Twist | 2 | 13 | 730011 | Bathroom
Other | Incandescent |  | Decorative | 1 | 40 | 730011 | Bathroom
Other | Compact Fluorescent |  | Twist | 1 | 13 | 730011 | Bathroom
Wall Mount | Incandescent |  | Standard A Lamp | 3 | 40 | 730012 | Bathroom
Recessed Can | Incandescent |  | Heat Lamp | 1 | 250 | 730012 | Bathroom
Wall Mount | Incandescent |  | Standard A Lamp | 3 | 60 | 730012 | Bathroom
Recessed Can | Incandescent |  | Heat Lamp | 1 | 250 | 730012 | Bathroom
Ceiling Fixture | Incandescent |  | Standard A Lamp | 2 | 60 | 730012 | Bathroom
Table | Incandescent |  | Decorative | 2 | 40 | 730012 | Bathroom
Ceiling Fixture | Incandescent |  | Clear | 4 | 25 | 730012 | Bathroom
Floor lamp | Incandescent |  | 3-Way Incandescent | 1 | 100 | 730012 | Bathroom
Ceiling Fixture | Incandescent |  | Standard A Lamp | 1 | 75 | 730012 | Bathroom
Chandelier (Hanging) | Incandescent |  | Decorative | 5 | 25 | 730012 | Bathroom
Ceiling Fixture | Incandescent |  | Standard A Lamp | 1 | 60 | 730012 | Bathroom
Ceiling Fixture | Linear Fluorescent | 4 | T-12 | 1 | 40 | 730012 | Bathroom
Other | Incandescent |  | Other | 2 | 25 | 730012 | Bathroom
Table | Incandescent |  | 3-Way Incandescent | 1 | 100 | 730012 | Bathroom
Floor lamp | Incandescent |  | 3-Way Incandescent | 1 | 200 | 730012 | Bathroom
Wall Mount | Compact Fluorescent |  | Twist | 3 | 13 | 730021 | Bathroom
Ceiling Fixture | Compact Fluorescent |  | Twist | 1 | 13 | 730021 | Bathroom
Ceiling Fixture | Linear Fluorescent | 4 | T-12 | 2 | 25 | 730021 | Bathroom
Table | Compact Fluorescent |  | Twist | 1 | 7 | 730021 | Bathroom
Floor lamp | Incandescent |  | Standard A Lamp | 2 | 60 | 730021 | Bathroom
Ceiling Fixture | Compact Fluorescent |  | Twist | 1 | 13 | 730021 | Bathroom
Wall Mount | Incandescent |  | Standard A Lamp | 2 | 57 | 730022 | Bathroom
Ceiling Fixture | Incandescent |  | Standard A Lamp | 2 | 57 | 730022 | Bathroom
Ceiling Fixture | Incandescent |  | Standard A Lamp | 1 | 57 | 730022 | Bathroom
Ceiling Fixture | Incandescent |  | Standard A Lamp | 1 | 57 | 730022 | Bathroom
Ceiling Fixture | Incandescent |  | Standard A Lamp | 1 | 57 | 730022 | Bathroom
Ceiling Fixture | Incandescent |  | Standard A Lamp | 1 | 75 | 730022 | Bathroom
Wall Mount | Compact Fluorescent |  | Twist | 4 | 13 | 730031 | Bathroom
Recessed Can | Incandescent |  | Heat Lamp | 1 | 250 | 730031 | Bathroom
Wall Mount | Compact Fluorescent |  | Twist | 4 | 13 | 730031 | Bathroom
Ceiling Fixture | Compact Fluorescent |  | Twist | 1 | 13 | 730031 | Bathroom
Ceiling Fixture | Compact Fluorescent |  | Twist | 1 | 13 | 730031 | Bathroom
Ceiling Fixture | Incandescent |  | Standard A Lamp | 1 | 60 | 730031 | Bathroom
Table | Incandescent |  | Mini base | 1 | 25 | 730031 | Bathroom
Ceiling Fixture | Incandescent |  | Standard A Lamp | 1 | 60 | 730031 | Bathroom
Ceiling Fixture | Compact Fluorescent |  | Twist | 1 | 13 | 730031 | Bathroom
Ceiling Fixture | Linear Fluorescent | 4 | T-12 | 2 | 40 | 730031 | Bathroom
Recessed - other | Incandescent |  | Mini base | 1 | 40 | 730031 | Bathroom
Ceiling Fixture | Compact Fluorescent |  | Twist | 1 | 13 | 730031 | Bathroom
Ceiling Fixture | Incandescent |  | Standard A Lamp | 1 | 60 | 730031 | Bathroom
Wall Mount | Compact Fluorescent |  | Twist | 4 | 13 | 730032 | Bathroom
Recessed Can | Incandescent |  | Heat Lamp | 1 | 250 | 730032 | Bathroom
Ceiling Fixture | Incandescent |  | Standard A Lamp | 1 | 60 | 730032 | Bathroom
Table | Compact Fluorescent |  | Twist | 1 | 28 | 730032 | Bathroom
Ceiling Fixture | Incandescent |  | Standard A Lamp | 3 | 60 | 730032 | Bathroom
Ceiling Fixture | Compact Fluorescent |  | Twist | 1 | 13 | 730032 | Bathroom
Ceiling Fixture | Linear Fluorescent | 4 | T-12 | 2 | 40 | 730032 | Bathroom
Recessed - other | Incandescent |  | Mini base | 1 | 40 | 730032 | Bathroom
Ceiling Fixture | Compact Fluorescent |  | Twist | 1 | 13 | 730032 | Bathroom
Ceiling Fixture | Incandescent |  | Standard A Lamp | 1 | 60 | 730032 | Bathroom
Wall Mount | Incandescent |  | Globe | 4 | 60 | 730041 | Bathroom
Recessed - other | Incandescent |  | Heat Lamp | 1 | 250 | 730041 | Bathroom
Ceiling Fixture | Compact Fluorescent |  | Pin base | 2 | 13 | 730041 | Bathroom
Ceiling Fixture | Incandescent |  | Standard A Lamp | 3 | 75 | 730041 | Bathroom
Ceiling Fixture | Incandescent |  | Standard A Lamp | 1 | 60 | 730041 | Bathroom
Ceiling Fixture | Linear Fluorescent | 4 | T-8 | 2 | 32 | 730041 | Bathroom
Other | Incandescent |  | Standard A Lamp | 1 | 40 | 730041 | Bathroom
Floor lamp | Compact Fluorescent |  | Twist | 1 | 13 | 730041 | Bathroom
Wall Mount | Incandescent |  | Globe | 4 | 60 | 730042 | Bathroom
Recessed Can | Incandescent |  | Heat Lamp | 1 | 250 | 730042 | Bathroom
Ceiling Fixture | Compact Fluorescent |  | Pin base | 2 | 13 | 730042 | Bathroom
Table | Compact Fluorescent |  | Twist | 1 | 10 | 730042 | Bathroom
Ceiling Fixture | Compact Fluorescent |  | Circline (Screw Base) | 2 | 32 | 730042 | Bathroom
Ceiling Fixture | Incandescent |  | Standard A Lamp | 1 | 60 | 730042 | Bathroom
Ceiling Fixture | Linear Fluorescent | 4 | T-8 | 2 | 32 | 730042 | Bathroom
Other | Incandescent |  | Standard A Lamp | 1 | 40 | 730042 | Bathroom
Table | Compact Fluorescent |  | Twist | 1 | 10 | 730042 | Bathroom
Wall Mount | Incandescent |  | Standard A Lamp | 3 | 60 | 730051 | Bathroom
Recessed - other | Incandescent |  | Standard A Lamp | 1 | 100 | 730051 | Bathroom
Table | Incandescent |  | 3-Way Incandescent | 1 | 150 | 730051 | Bathroom
Table | Incandescent |  | 3-Way Incandescent | 1 | 250 | 730051 | Bathroom
Ceiling Fixture | Incandescent |  | Standard A Lamp | 2 | 60 | 730051 | Bathroom
Ceiling Fixture | Compact Fluorescent |  | Twist | 2 | 27 | 730051 | Bathroom
Other | Incandescent |  | Standard A Lamp | 1 | 40 | 730051 | Bathroom
Ceiling Fan | Incandescent |  | Mini base | 4 | 40 | 730051 | Bathroom
Table | Incandescent |  | 3-Way Incandescent | 1 | 250 | 730051 | Bathroom
Ceiling Fixture | Halogen |  | MR | 1 | 50 | 730051 | Bathroom
Wall Mount | Incandescent |  | Standard A Lamp | 3 | 60 | 730052 | Bathroom
Recessed - other | Incandescent |  | Standard A Lamp | 1 | 100 | 730052 | Bathroom
Table | Compact Fluorescent |  | Twist | 1 | 13 | 730052 | Bathroom
Table | Incandescent |  | Standard A Lamp | 1 | 60 | 730052 | Bathroom
Table | Compact Fluorescent |  | Twist | 1 | 23 | 730052 | Bathroom
Table | Compact Fluorescent |  | Twist | 1 | 7 | 730052 | Bathroom
Table | Compact Fluorescent |  | Twist | 1 | 23 | 730052 | Bathroom
Table | Compact Fluorescent |  | Circline (Screw Base) | 1 | 18 | 730052 | Bathroom
Floor lamp | Compact Fluorescent |  | Twist | 1 | 23 | 730052 | Bathroom
Other | Other |  | LED Interior | 1 | 1 | 730052 | Bathroom
Ceiling Fan | Incandescent |  | Mini base | 4 | 40 | 730052 | Bathroom
Ceiling Fixture | Incandescent |  | Standard A Lamp | 2 | 60 | 730052 | Bathroom
Other | Compact Fluorescent |  | Straight Tube | 1 | 20 | 730052 | Bathroom
Ceiling Fixture | Compact Fluorescent |  | Twist | 2 | 27 | 730052 | Bathroom
Other | Compact Fluorescent |  | Twist | 1 | 23 | 730052 | Bathroom
Other | Linear Fluorescent | 1.5 | T-5 | 1 | 17 | 730052 | Bathroom
Other | Linear Fluorescent | 1 | T-5 | 1 | 8 | 730052 | Bathroom
Table | Compact Fluorescent |  | Twist | 1 | 23 | 730052 | Bathroom
Table | Incandescent |  | 3-Way Incandescent | 1 | 150 | 730052 | Bathroom
Wall Mount | Incandescent |  | Standard A Lamp | 1 | 75 | 730061 | Bathroom
Ceiling Fixture | Incandescent |  | Standard A Lamp | 1 | 100 | 730061 | Bathroom
Ceiling Fixture | Incandescent |  | Standard A Lamp | 2 | 40 | 730061 | Bathroom
Other | Incandescent |  | Standard A Lamp | 1 | 40 | 730061 | Bathroom
Ceiling Fixture | Incandescent |  | Standard A Lamp | 1 | 75 | 730061 | Bathroom
Floor lamp | Compact Fluorescent |  | Twist | 1 | 14 | 730061 | Bathroom
Floor lamp | Incandescent |  | Decorative | 5 | 25 | 730061 | Bathroom
Ceiling Fixture | Incandescent |  | Standard A Lamp | 1 | 100 | 730061 | Bathroom
Wall Mount | Incandescent |  | Standard A Lamp | 3 | 40 | 730062 | Bathroom
Ceiling Fixture | Incandescent |  | Standard A Lamp | 1 | 100 | 730062 | Bathroom
Floor lamp | Incandescent |  | Standard A Lamp | 1 | 40 | 730062 | Bathroom
Chandelier (Hanging) | Incandescent |  | Standard A Lamp | 1 | 60 | 730062 | Bathroom
Ceiling Fixture | Incandescent |  | Standard A Lamp | 1 | 60 | 730062 | Bathroom
Ceiling Fixture | Incandescent |  | Standard A Lamp | 2 | 75 | 730062 | Bathroom
Other | Incandescent |  | Standard A Lamp | 1 | 40 | 730062 | Bathroom
Floor lamp | Compact Fluorescent |  | Twist | 1 | 13 | 730062 | Bathroom
Recessed Can | Incandescent |  | Other | 1 | 65 | 730062 | Bathroom
Ceiling Fixture | Incandescent |  | Standard A Lamp | 1 | 60 | 730062 | Bathroom
Wall Mount | Incandescent |  | Standard A Lamp | 4 | 60 | 730071 | Bathroom
Ceiling Fixture | Incandescent |  | Standard A Lamp | 1 | 60 | 730071 | Bathroom
Ceiling Fixture | Incandescent |  | Standard A Lamp | 1 | 75 | 730071 | Bathroom
Wall Mount | Incandescent |  | Standard A Lamp | 1 | 60 | 730071 | Bathroom
Track | Incandescent |  | Standard A Lamp | 3 | 60 | 730071 | Bathroom
Table | Incandescent |  | Standard A Lamp | 1 | 60 | 730071 | Bathroom
Ceiling Fixture | Incandescent |  | Standard A Lamp | 1 | 60 | 730071 | Bathroom
Wall Mount | Incandescent |  | Standard A Lamp | 2 | 60 | 730072 | Bathroom
Recessed Can | Incandescent |  | Standard A Lamp | 1 | 60 | 730072 | Bathroom
Ceiling Fixture | Compact Fluorescent |  | Twist | 2 | 13 | 730072 | Bathroom
Ceiling Fixture | Compact Fluorescent |  | Twist | 2 | 13 | 730072 | Bathroom
Ceiling Fixture | Compact Fluorescent |  | Twist | 2 | 13 | 730072 | Bathroom
Wall Mount | Compact Fluorescent |  | Twist | 1 | 13 | 730072 | Bathroom
Recessed - other | Incandescent |  | Mini base | 1 | 40 | 730072 | Bathroom
Chandelier (Hanging) | Incandescent |  | Decorative | 5 | 40 | 730072 | Bathroom
Floor lamp | Compact Fluorescent |  | Pin base | 1 | 11 | 730072 | Bathroom
Ceiling Fixture | Compact Fluorescent |  | Twist | 2 | 13 | 730072 | Bathroom
Wall Mount | Incandescent |  | Globe | 3 | 40 | 730081 | Bathroom
Ceiling Fixture | Compact Fluorescent |  | Twist | 2 | 15 | 730081 | Bathroom
Ceiling Fixture | Compact Fluorescent |  | Twist | 2 | 13 | 730081 | Bathroom
Other | Incandescent |  | Standard A Lamp | 1 | 25 | 730081 | Bathroom
Floor lamp | Halogen |  | Quartz Tube | 1 | 300 | 730081 | Bathroom
Wall Mount | Compact Fluorescent |  | Twist | 2 | 13 | 730082 | Bathroom
Ceiling Fixture | Incandescent |  | Standard A Lamp | 3 | 60 | 730082 | Bathroom
Ceiling Fixture | Compact Fluorescent |  | Twist | 2 | 13 | 730082 | Bathroom
Other | Compact Fluorescent |  | Twist | 1 | 13 | 730082 | Bathroom
Floor lamp | Compact Fluorescent |  | Twist | 3 | 26 | 730082 | Bathroom
Recessed - other | Incandescent |  | Heat Lamp | 1 | 250 | 730091 | Bathroom
Wall Mount | Compact Fluorescent |  | Twist | 2 | 18 | 730091 | Bathroom
Ceiling Fixture | Compact Fluorescent |  | Twist | 2 | 18 | 730091 | Bathroom
Table | Compact Fluorescent |  | Twist | 1 | 18 | 730091 | Bathroom
Ceiling Fixture | Compact Fluorescent |  | Twist | 2 | 18 | 730091 | Bathroom
Other | Incandescent |  | Standard A Lamp | 1 | 40 | 730091 | Bathroom
Floor lamp | Halogen |  | Quartz Tube | 1 | 300 | 730091 | Bathroom
Ceiling Fixture | Compact Fluorescent |  | Twist | 2 | 13 | 730091 | Bathroom
Wall Mount | Compact Fluorescent |  | Twist | 2 | 13 | 730092 | Bathroom
Recessed - other | Incandescent |  | Heat Lamp | 1 | 250 | 730092 | Bathroom
Ceiling Fixture | Compact Fluorescent |  | Twist | 2 | 13 | 730092 | Bathroom
Ceiling Fixture | Compact Fluorescent |  | Twist | 2 | 18 | 730092 | Bathroom
Ceiling Fixture | Compact Fluorescent |  | Twist | 3 | 13 | 730092 | Bathroom
Wall Mount | Incandescent |  | Globe | 5 | 60 | 730092 | Bathroom
Recessed - other | Incandescent |  | Heat Lamp | 1 | 250 | 730092 | Bathroom
Ceiling Fixture | Compact Fluorescent |  | Circline (Screw Base) | 1 | 22 | 730092 | Bathroom
Ceiling Fixture | Compact Fluorescent |  | Twist | 1 | 9 | 730092 | Bathroom
Ceiling Fixture | Compact Fluorescent |  | Twist | 1 | 14 | 730092 | Bathroom
Ceiling Fixture | Compact Fluorescent |  | Twist | 2 | 13 | 730092 | Bathroom
Other | Incandescent |  | Standard A Lamp | 1 | 40 | 730092 | Bathroom
Wall Mount | Incandescent |  | Standard A Lamp | 1 | 25 | 730092 | Bathroom
Chandelier (Hanging) | Compact Fluorescent |  | Twist | 2 | 18 | 730092 | Bathroom
Floor lamp | Compact Fluorescent |  | Twist | 1 | 18 | 730092 | Bathroom
Table | Compact Fluorescent |  | Twist | 1 | 23 | 730092 | Bathroom
Ceiling Fixture | Compact Fluorescent |  | Twist | 2 | 14 | 730092 | Bathroom
Torchiere | Incandescent |  | Standard A Lamp | 1 | 25 | 730092 | Bathroom
Table | Compact Fluorescent |  | Twist | 1 | 18 | 730092 | Bathroom
Wall Mount | Incandescent |  | Decorative | 1 | 60 | 730101 | Bathroom
Ceiling Fixture | Incandescent |  | Standard A Lamp | 1 | 60 | 730101 | Bathroom
Ceiling Fixture | Compact Fluorescent |  | Twist | 1 | 20 | 730101 | Bathroom
Ceiling Fixture | Incandescent |  | Standard A Lamp | 2 | 60 | 730101 | Bathroom
Table | Incandescent |  | Standard A Lamp | 1 | 100 | 730101 | Bathroom
Table | Compact Fluorescent |  | Twist | 1 | 20 | 730101 | Bathroom
Chandelier (Hanging) | Compact Fluorescent |  | Twist | 1 | 14 | 730101 | Bathroom
Wall Mount | Incandescent |  | Standard A Lamp | 1 | 100 | 730102 | Bathroom
Ceiling Fixture | Incandescent |  | Standard A Lamp | 1 | 60 | 730102 | Bathroom
Table | Compact Fluorescent |  | Twist | 1 | 13 | 730102 | Bathroom
Ceiling Fixture | Incandescent |  | Clear | 1 | 60 | 730102 | Bathroom
Ceiling Fixture | Incandescent |  | Standard A Lamp | 1 | 100 | 730102 | Bathroom
Table | Incandescent |  | Standard A Lamp | 1 | 60 | 730102 | Bathroom
Floor lamp | Incandescent |  | Standard A Lamp | 1 | 100 | 730102 | Bathroom
Floor lamp | Incandescent |  | Clear | 1 | 500 | 730102 | Bathroom
Table | Incandescent |  | Clear | 1 | 50 | 730102 | Bathroom
Table | Incandescent |  | Standard A Lamp | 1 | 100 | 730102 | Bathroom
Wall Mount | Incandescent |  | Standard A Lamp | 1 | 60 | 740011 | Bathroom
Chandelier (Hanging) | Incandescent |  | Standard A Lamp | 2 | 60 | 740011 | Bathroom
Ceiling Fixture | Incandescent |  | Standard A Lamp | 1 | 60 | 740011 | Bathroom
Ceiling Fixture | Incandescent |  | Standard A Lamp | 1 | 60 | 740011 | Bathroom
Recessed - other | Halogen |  | Other | 1 | 50 | 740011 | Bathroom
Table | Incandescent |  | Standard A Lamp | 1 | 60 | 740011 | Bathroom
Chandelier (Hanging) | Incandescent |  | Standard A Lamp | 1 | 60 | 740011 | Bathroom
Floor lamp | Incandescent |  | Standard A Lamp | 1 | 60 | 740011 | Bathroom
Table | Incandescent |  | Standard A Lamp | 1 | 60 | 740011 | Bathroom
Floor lamp | Incandescent |  | Standard A Lamp | 1 | 60 | 740011 | Bathroom
Track | Halogen |  | PAR | 7 | 25 | 740011 | Bathroom
Ceiling Fixture | Incandescent |  | Standard A Lamp | 2 | 60 | 740011 | Bathroom
Track | Compact Fluorescent |  | Twist | 5 | 19 | 740011 | Bathroom
Table | Incandescent |  | 3-Way Incandescent | 1 | 100 | 740011 | Bathroom
Other | Incandescent |  | Decorative | 2 | 40 | 740011 | Bathroom
Ceiling Fixture | Incandescent |  | Standard A Lamp | 2 | 60 | 740011 | Bathroom
Floor lamp | Incandescent |  | 3-Way Incandescent | 1 | 150 | 740011 | Bathroom
Table | Compact Fluorescent |  | Twist | 1 | 23 | 740011 | Bathroom
Wall Mount | Compact Fluorescent |  | Twist | 6 | 19 | 740012 | Bathroom
Ceiling Fixture | Compact Fluorescent |  | Twist | 1 | 13 | 740012 | Bathroom
Table | Compact Fluorescent |  | Twist | 1 | 19 | 740012 | Bathroom
Floor lamp | Incandescent |  | Standard A Lamp | 3 | 60 | 740012 | Bathroom
Track | Compact Fluorescent |  | Twist | 5 | 19 | 740012 | Bathroom
Other | Compact Fluorescent |  | Twist | 1 | 19 | 740012 | Bathroom
Ceiling Fixture | Linear Fluorescent | 4 | T-8 | 1 | 32 | 740012 | Bathroom
Chandelier (Hanging) | Incandescent |  | Standard A Lamp | 1 | 60 | 740012 | Bathroom
Ceiling Fixture | Compact Fluorescent |  | Twist | 1 | 13 | 740012 | Bathroom
Table | Incandescent |  | Reflector | 1 | 75 | 740012 | Bathroom
Wall Mount | Linear Fluorescent | 2 | T-4 | 1 | 18 | 740012 | Bathroom
Torchiere | Compact Fluorescent |  | Twist | 1 | 19 | 740012 | Bathroom
Wall Mount | Compact Fluorescent |  | Twist | 1 | 19 | 740012 | Bathroom
Track | Compact Fluorescent |  | Twist | 6 | 19 | 740012 | Bathroom
Table | Incandescent |  | Standard A Lamp | 1 | 60 | 740012 | Bathroom
Chandelier (Hanging) | Incandescent |  | Clear | 1 | 40 | 740012 | Bathroom
Ceiling Fixture | Compact Fluorescent |  | Twist | 2 | 19 | 740012 | Bathroom
Wall Mount | Incandescent |  | Standard A Lamp | 3 | 100 | 740021 | Bathroom
Recessed - other | Incandescent |  | Heat Lamp | 1 | 250 | 740021 | Bathroom
Wall Mount | Incandescent |  | Standard A Lamp | 3 | 100 | 740021 | Bathroom
Recessed - other | Incandescent |  | Heat Lamp | 1 | 250 | 740021 | Bathroom
Table | Incandescent |  | Standard A Lamp | 1 | 25 | 740021 | Bathroom
Ceiling Fixture | Incandescent |  | Standard A Lamp | 2 | 60 | 740021 | Bathroom
Table | Halogen |  | Quartz Tube | 1 | 100 | 740021 | Bathroom
Ceiling Fixture | Incandescent |  | Standard A Lamp | 2 | 60 | 740021 | Bathroom
Floor lamp | Incandescent |  | Standard A Lamp | 2 | 60 | 740021 | Bathroom
Ceiling Fixture | Incandescent |  | Standard A Lamp | 2 | 60 | 740021 | Bathroom
Ceiling Fixture | Incandescent |  | Standard A Lamp | 2 | 60 | 740021 | Bathroom
Track | Incandescent |  | Reflector | 4 | 65 | 740021 | Bathroom
Other | Halogen |  | PAR | 1 | 50 | 740021 | Bathroom
Floor lamp | Incandescent |  | Standard A Lamp | 1 | 60 | 740021 | Bathroom
Recessed Can | Incandescent |  | Reflector | 1 | 65 | 740021 | Bathroom
Ceiling Fixture | Incandescent |  | Standard A Lamp | 2 | 60 | 740021 | Bathroom
Wall Mount | Compact Fluorescent |  | Twist | 4 | 13 | 740022 | Bathroom
Recessed - other | Incandescent |  | Heat Lamp | 1 | 250 | 740022 | Bathroom
Chandelier (Hanging) | Compact Fluorescent |  | Twist | 6 | 13 | 740022 | Bathroom
Table | Compact Fluorescent |  | Twist | 1 | 13 | 740022 | Bathroom
Chandelier (Hanging) | Incandescent |  | Decorative | 12 | 25 | 740022 | Bathroom
Table | Compact Fluorescent |  | Twist | 1 | 23 | 740022 | Bathroom
Ceiling Fixture | Compact Fluorescent |  | Twist | 2 | 13 | 740022 | Bathroom
Track | Compact Fluorescent |  | Reflector | 4 | 13 | 740022 | Bathroom
Other | Halogen |  | PAR | 1 | 50 | 740022 | Bathroom
Chandelier (Hanging) | Compact Fluorescent |  | Twist | 3 | 15 | 740022 | Bathroom
Track | Compact Fluorescent |  | Twist | 4 | 13 | 740022 | Bathroom
Table | Compact Fluorescent |  | Twist | 1 | 23 | 740022 | Bathroom
Wall Mount | Compact Fluorescent |  | A shape bulb | 3 | 15 | 740031 | Bathroom
Other | Incandescent |  | Decorative | 1 | 5 | 740031 | Bathroom
Recessed - other | Incandescent |  | Heat Lamp | 1 | 250 | 740031 | Bathroom
| Incandescent |  |  | 1 | 25 | 740031 | Bathroom
Wall Mount | Incandescent |  | Globe | 4 | 40 | 740031 | Bathroom
Other | Incandescent |  | Decorative | 1 | 75 | 740031 | Bathroom
Ceiling Fixture | Compact Fluorescent |  | Twist | 2 | 15 | 740031 | Bathroom
Table | Incandescent |  | Other | 1 | 36 | 740031 | Bathroom
Recessed - other | Incandescent |  | Heat Lamp | 1 | 250 | 740031 | Bathroom
Recessed Can | Incandescent |  | Other | 1 | 100 | 740031 | Bathroom
Table | Incandescent |  | Other | 1 | 36 | 740031 | Bathroom
Table | Halogen |  | Other | 1 | 50 | 740031 | Bathroom
Table | Halogen |  | Quartz Tube | 1 | 60 | 740031 | Bathroom
Table | Incandescent |  | Standard A Lamp | 1 | 100 | 740031 | Bathroom
Table | Incandescent |  | Clear | 1 | 40 | 740031 | Bathroom
Torchiere | Halogen |  | Other | 1 | 50 | 740031 | Bathroom
Ceiling Fixture | Incandescent |  | Clear | 4 | 3 | 740031 | Bathroom
Torchiere | Incandescent |  | 3-Way Incandescent | 1 | 150 | 740031 | Bathroom
Recessed Can | Compact Fluorescent |  | A shape bulb | 1 | 15 | 740031 | Bathroom
Other | Incandescent |  | Standard A Lamp | 1 | 40 | 740031 | Bathroom
Torchiere | Compact Fluorescent |  | Pin base | 1 | 13 | 740031 | Bathroom
Recessed Can | Incandescent |  | Other | 1 | 100 | 740031 | Bathroom
Floor lamp | Incandescent |  | 3-Way Incandescent | 1 | 100 | 740031 | Bathroom
Torchiere | Compact Fluorescent |  | Twist | 1 | 23 | 740031 | Bathroom
Floor lamp | Halogen |  | Other | 1 | 50 | 740031 | Bathroom
Chandelier (Hanging) | Compact Fluorescent |  | Decorative | 6 | 7 | 740031 | Bathroom
Table | Incandescent |  | Decorative | 1 | 7 | 740031 | Bathroom
Floor lamp | Halogen |  | Other | 1 | 50 | 740031 | Bathroom
Table | Halogen |  | Quartz Tube | 2 | 40 | 740031 | Bathroom
Recessed Can | Compact Fluorescent |  | Twist | 1 | 13 | 740032 | Bathroom
Recessed Can | Incandescent |  | Heat Lamp | 1 | 250 | 740032 | Bathroom
Wall Mount | Incandescent |  | Globe | 4 | 60 | 740032 | Bathroom
Wall Mount | Incandescent |  | Clear | 3 | 40 | 740032 | Bathroom
Recessed Can | Incandescent |  | Heat Lamp | 1 | 250 | 740032 | Bathroom
Ceiling Fixture | Compact Fluorescent |  | A shape bulb | 1 | 13 | 740032 | Bathroom
Table | Incandescent |  | Standard A Lamp | 1 | 60 | 740032 | Bathroom
Table | Incandescent |  | Decorative | 1 | 60 | 740032 | Bathroom
Floor lamp | Incandescent |  | Standard A Lamp | 1 | 100 | 740032 | Bathroom
Table | Compact Fluorescent |  | A shape bulb | 2 | 13 | 740032 | Bathroom
Recessed Can | Incandescent |  | Reflector | 1 | 65 | 740032 | Bathroom
Recessed Can | Compact Fluorescent |  | Straight Tube | 1 | 15 | 740032 | Bathroom
Chandelier (Hanging) | Incandescent |  | Decorative | 6 | 25 | 740032 | Bathroom
Other | Incandescent |  | Clear | 1 | 40 | 740032 | Bathroom
Recessed Can | Incandescent |  | Reflector | 1 | 85 | 740032 | Bathroom
Table | Compact Fluorescent |  | Twist | 1 | 23 | 740032 | Bathroom
Floor lamp | Incandescent |  | Standard A Lamp | 3 | 50 | 740032 | Bathroom
Wall Mount | Incandescent |  | Globe | 3 | 60 | 740041 | Bathroom
Recessed - other | Incandescent |  | Heat Lamp | 1 | 250 | 740041 | Bathroom
Ceiling Fixture | Incandescent |  | Clear | 1 | 60 | 740041 | Bathroom
Ceiling Fixture | Incandescent |  | Clear | 1 | 60 | 740041 | Bathroom
Ceiling Fixture | Incandescent |  | Standard A Lamp | 1 | 40 | 740041 | Bathroom
Ceiling Fixture | Incandescent |  | Clear | 2 | 40 | 740041 | Bathroom
Other | Incandescent |  | Standard A Lamp | 1 | 40 | 740041 | Bathroom
Table | Incandescent |  | Standard A Lamp | 1 | 100 | 740041 | Bathroom
Floor lamp | Incandescent |  | Standard A Lamp | 1 | 75 | 740041 | Bathroom
Ceiling Fan | Incandescent |  | Standard A Lamp | 1 | 40 | 740041 | Bathroom
Table | Incandescent |  | Standard A Lamp | 1 | 40 | 740041 | Bathroom
Wall Mount | Compact Fluorescent |  | Twist | 2 | 13 | 740042 | Bathroom
Recessed - other | Incandescent |  | Heat Lamp | 1 | 250 | 740042 | Bathroom
Ceiling Fan | Compact Fluorescent |  | Twist | 4 | 13 | 740042 | Bathroom
Ceiling Fixture | Compact Fluorescent |  | Twist | 1 | 13 | 740042 | Bathroom
Ceiling Fixture | Compact Fluorescent |  | Twist | 1 | 13 | 740042 | Bathroom
Other | Incandescent |  | Standard A Lamp | 1 | 40 | 740042 | Bathroom
Ceiling Fan | Incandescent |  | Standard A Lamp | 1 | 100 | 740042 | Bathroom
Wall Mount | Compact Fluorescent |  | Twist | 4 | 11 | 740051 | Bathroom
Recessed - other | Incandescent |  | Heat Lamp | 1 | 250 | 740051 | Bathroom
Wall Mount | Compact Fluorescent |  | Twist | 4 | 11 | 740051 | Bathroom
Recessed - other | Incandescent |  | Heat Lamp | 1 | 250 | 740051 | Bathroom
Ceiling Fan | Compact Fluorescent |  | Twist | 4 | 23 | 740051 | Bathroom
Ceiling Fixture | Compact Fluorescent |  | Twist | 1 | 23 | 740051 | Bathroom
Wall Mount | Compact Fluorescent |  | Twist | 1 | 23 | 740051 | Bathroom
Torchiere | Compact Fluorescent |  | Twist | 1 | 23 | 740051 | Bathroom
Chandelier (Hanging) | Compact Fluorescent |  | Twist | 3 | 13 | 740051 | Bathroom
Ceiling Fixture | Compact Fluorescent |  | Twist | 1 | 13 | 740051 | Bathroom
Ceiling Fixture | Compact Fluorescent |  | Circline (Screw Base) | 2 | 32 | 740051 | Bathroom
Other | Compact Fluorescent |  | Twist | 1 | 13 | 740051 | Bathroom
Chandelier (Hanging) | Incandescent |  | Clear | 3 | 45 | 740051 | Bathroom
Table | Incandescent |  | Clear | 1 | 40 | 740051 | Bathroom
Track | Halogen |  | PAR | 4 | 50 | 740051 | Bathroom
Wall Mount | Incandescent |  | Standard A Lamp | 2 | 60 | 740052 | Bathroom
Floor lamp | Incandescent |  | Clear | 2 | 40 | 740052 | Bathroom
Ceiling Fixture | Compact Fluorescent |  | Twist | 1 | 26 | 740052 | Bathroom
Ceiling Fixture | Compact Fluorescent |  | Twist | 1 | 26 | 740052 | Bathroom
Ceiling Fixture | Compact Fluorescent |  | Twist | 1 | 13 | 740052 | Bathroom
Ceiling Fixture | Compact Fluorescent |  | Circline (Screw Base) | 2 | 32 | 740052 | Bathroom
Chandelier (Hanging) | Incandescent |  | Decorative | 5 | 40 | 740052 | Bathroom
Other | Compact Fluorescent |  | Twist | 1 | 13 | 740052 | Bathroom
Torchiere | Compact Fluorescent |  | Twist | 1 | 23 | 740052 | Bathroom
Floor lamp | Compact Fluorescent |  | Twist | 1 | 23 | 740052 | Bathroom
Wall Mount | Incandescent |  | Standard A Lamp | 2 | 60 | 740061 | Bathroom
Recessed Can | Incandescent |  | Heat Lamp | 1 | 250 | 740061 | Bathroom
Ceiling Fixture | Incandescent |  | Standard A Lamp | 1 | 60 | 740061 | Bathroom
Ceiling Fixture | Incandescent |  | Standard A Lamp | 1 | 60 | 740061 | Bathroom
Recessed - other | Incandescent |  | Mini base | 1 | 40 | 740061 | Bathroom
Ceiling Fixture | Incandescent |  | Clear | 1 | 60 | 740061 | Bathroom
Table | Incandescent |  | Standard A Lamp | 1 | 60 | 740061 | Bathroom
Wall Mount | Incandescent |  | Clear | 4 | 40 | 740062 | Bathroom
Recessed Can | Incandescent |  | Heat Lamp | 1 | 250 | 740062 | Bathroom
Ceiling Fixture | Incandescent |  | Standard A Lamp | 1 | 60 | 740062 | Bathroom
Ceiling Fixture | Incandescent |  | Standard A Lamp | 1 | 60 | 740062 | Bathroom
Ceiling Fixture | Incandescent |  | Standard A Lamp | 1 | 60 | 740062 | Bathroom
Recessed - other | Incandescent |  | Clear | 1 | 40 | 740062 | Bathroom
Ceiling Fixture | Incandescent |  | Clear | 1 | 60 | 740062 | Bathroom
Ceiling Fixture | Incandescent |  | Standard A Lamp | 1 | 60 | 740062 | Bathroom
Table | Incandescent |  | Standard A Lamp | 1 | 40 | 740062 | Bathroom
Wall Mount | Incandescent |  | Globe | 3 | 60 | 740071 | Bathroom
Wall Mount | Incandescent |  | Globe | 6 | 20 | 740071 | Bathroom
Recessed Can | Incandescent |  | Reflector | 1 | 75 | 740071 | Bathroom
Recessed Can | Incandescent |  | Heat Lamp | 1 | 250 | 740071 | Bathroom
Recessed Can | Incandescent |  | Reflector | 1 | 100 | 740071 | Bathroom
Chandelier (Hanging) | Incandescent |  | Decorative | 8 | 40 | 740071 | Bathroom
Recessed Can | Incandescent |  | Standard A Lamp | 1 | 100 | 740071 | Bathroom
Chandelier (Hanging) | Incandescent |  | Decorative | 8 | 40 | 740071 | Bathroom
Ceiling Fixture | Incandescent |  | Mini base | 4 | 40 | 740071 | Bathroom
Ceiling Fixture | Linear Fluorescent | 4 | T-12 | 2 | 13 | 740071 | Bathroom
Recessed - other | Linear Fluorescent | 4 | T-12 | 2 | 40 | 740071 | Bathroom
Recessed - other | Incandescent |  | Mini base | 2 | 40 | 740071 | Bathroom
Ceiling Fixture | Incandescent |  | Standard A Lamp | 1 | 60 | 740071 | Bathroom
Ceiling Fixture | Incandescent |  | Reflector | 4 | 75 | 740071 | Bathroom
Recessed Can | Incandescent |  | Standard A Lamp | 1 | 60 | 740071 | Bathroom
Wall Mount | Incandescent |  | Globe | 1 | 60 | 740071 | Bathroom
Wall Mount | Incandescent |  | Globe | 1 | 90 | 740071 | Bathroom
Recessed Can | Incandescent |  | Heat Lamp | 1 | 250 | 740071 | Bathroom
Table | Compact Fluorescent |  | Twist | 1 | 23 | 740071 | Bathroom
Recessed Can | Incandescent |  | Globe | 1 | 40 | 740071 | Bathroom
Table | Compact Fluorescent |  | Twist | 1 | 13 | 740071 | Bathroom
Ceiling Fixture | Linear Fluorescent | 4 | T-12 | 2 | 40 | 740071 | Bathroom
Table | Compact Fluorescent |  | Twist | 1 | 13 | 740071 | Bathroom
Table | Incandescent |  | Standard A Lamp | 1 | 40 | 740071 | Bathroom
Floor lamp | Compact Fluorescent |  | Twist | 1 | 13 | 740071 | Bathroom
Wall Mount | Incandescent |  | Globe | 6 | 40 | 740072 | Bathroom
Ceiling Fixture | Incandescent |  | Standard A Lamp | 1 | 60 | 740072 | Bathroom
Ceiling Fixture | Incandescent |  | Standard A Lamp | 1 | 60 | 740072 | Bathroom
Ceiling Fixture | Compact Fluorescent |  | Twist | 1 | 13 | 740072 | Bathroom
Track | Incandescent |  | Standard A Lamp | 4 | 65 | 740072 | Bathroom
Ceiling Fixture | Compact Fluorescent |  | Twist | 2 | 13 | 740072 | Bathroom
Chandelier (Hanging) | Incandescent |  | Decorative | 5 | 40 | 740072 | Bathroom
Recessed Can | Incandescent |  | Reflector | 1 | 65 | 740072 | Bathroom
Ceiling Fixture | Linear Fluorescent | 4 | T-12 | 2 | 40 | 740072 | Bathroom
Recessed - other | Incandescent |  | Mini base | 2 | 40 | 740072 | Bathroom
Floor lamp | Incandescent |  | Mini base | 1 | 4 | 740072 | Bathroom
Floor lamp | Compact Fluorescent |  | Twist | 1 | 13 | 740072 | Bathroom
Wall Mount | Incandescent |  | Globe | 6 | 40 | 740072 | Bathroom
Table | Compact Fluorescent |  | Twist | 1 | 13 | 740072 | Bathroom
Ceiling Fixture | Compact Fluorescent |  | Twist | 2 | 13 | 740072 | Bathroom
Track | Incandescent |  | Standard A Lamp | 2 | 65 | 740072 | Bathroom
Track | Compact Fluorescent |  | Twist | 2 | 13 | 740072 | Bathroom
Table | Incandescent |  | Standard A Lamp | 1 | 40 | 740072 | Bathroom
Table | Incandescent |  | Standard A Lamp | 1 | 60 | 740072 | Bathroom
Ceiling Fan | Incandescent |  | Standard A Lamp | 4 | 60 | 740072 | Bathroom
Wall Mount | Incandescent |  | Standard A Lamp | 3 | 60 | 740081 | Bathroom
Recessed Can | Incandescent |  | Heat Lamp | 1 | 125 | 740081 | Bathroom
Wall Mount | Incandescent |  | Standard A Lamp | 3 | 60 | 740081 | Bathroom
Recessed Can | Incandescent |  | Heat Lamp | 1 | 125 | 740081 | Bathroom
Table | Incandescent |  | Standard A Lamp | 1 | 40 | 740081 | Bathroom
Ceiling Fan | Incandescent |  | Standard A Lamp | 1 | 60 | 740081 | Bathroom
Ceiling Fixture | Compact Fluorescent |  | Twist | 2 | 13 | 740081 | Bathroom
Track | Halogen |  | MR | 4 | 50 | 740081 | Bathroom
Ceiling Fixture | Compact Fluorescent |  | Twist | 2 | 13 | 740081 | Bathroom
Floor lamp | Incandescent |  | Standard A Lamp | 1 | 100 | 740081 | Bathroom
Floor lamp | Incandescent |  | Standard A Lamp | 1 | 60 | 740081 | Bathroom
Table | Incandescent |  | Standard A Lamp | 1 | 100 | 740081 | Bathroom
Torchiere | Halogen |  | Quartz Tube | 1 | 300 | 740081 | Bathroom
Table | Halogen |  | Quartz Tube | 1 | 35 | 740081 | Bathroom
Recessed Can | Incandescent |  | Heat Lamp | 1 | 125 | 740082 | Bathroom
Wall Mount | Incandescent |  | Standard A Lamp | 4 | 60 | 740082 | Bathroom
Wall Mount | Compact Fluorescent |  | Twist | 4 | 13 | 740082 | Bathroom
Recessed Can | Incandescent |  | Reflector | 1 | 125 | 740082 | Bathroom
Floor lamp | Compact Fluorescent |  | Twist | 3 | 60 | 740082 | Bathroom
Ceiling Fixture | Compact Fluorescent |  | Twist | 2 | 13 | 740082 | Bathroom
Track | Halogen |  | MR | 4 | 50 | 740082 | Bathroom
Recessed - other | Compact Fluorescent |  | Twist | 1 | 13 | 740082 | Bathroom
Floor lamp | Incandescent |  | Standard A Lamp | 1 | 75 | 740082 | Bathroom
Ceiling Fixture | Compact Fluorescent |  | Twist | 2 | 13 | 740082 | Bathroom
Ceiling Fixture | Compact Fluorescent |  | Twist | 2 | 13 | 740082 | Bathroom
Wall Mount | Incandescent |  | Globe | 4 | 40 | 740091 | Bathroom
Recessed - other | Incandescent |  | Heat Lamp | 1 | 250 | 740091 | Bathroom
Wall Mount | Incandescent |  | Globe | 4 | 40 | 740091 | Bathroom
Recessed - other | Incandescent |  | Heat Lamp | 1 | 250 | 740091 | Bathroom
Ceiling Fixture | Incandescent |  | Standard A Lamp | 1 | 60 | 740091 | Bathroom
Table | Compact Fluorescent |  | Twist | 1 | 13 | 740091 | Bathroom
Torchiere | Incandescent |  | Standard A Lamp | 1 | 60 | 740091 | Bathroom
Ceiling Fixture | Incandescent |  | Standard A Lamp | 1 | 60 | 740091 | Bathroom
Chandelier (Hanging) | Incandescent |  | Standard A Lamp | 5 | 60 | 740091 | Bathroom
Ceiling Fixture | Compact Fluorescent |  | Twist | 2 | 11 | 740091 | Bathroom
Ceiling Fixture | Compact Fluorescent |  | Twist | 1 | 11 | 740091 | Bathroom
Ceiling Fixture | Incandescent |  | Standard A Lamp | 3 | 60 | 740091 | Bathroom
Other | Incandescent |  | Other | 1 | 40 | 740091 | Bathroom
Ceiling Fixture | Incandescent |  | Standard A Lamp | 1 | 60 | 740091 | Bathroom
Table | Compact Fluorescent |  | Twist | 1 | 14 | 740091 | Bathroom
Floor lamp | Compact Fluorescent |  | Twist | 1 | 11 | 740091 | Bathroom
Ceiling Fixture | Compact Fluorescent |  | Twist | 1 | 18 | 740091 | Bathroom
Wall Mount | Incandescent |  | Globe | 4 | 60 | 740092 | Bathroom
Recessed - other | Incandescent |  | Heat Lamp | 1 | 250 | 740092 | Bathroom
Wall Mount | Incandescent |  | Globe | 4 | 60 | 740092 | Bathroom
Recessed - other | Incandescent |  | Heat Lamp | 1 | 250 | 740092 | Bathroom
Ceiling Fixture | Incandescent |  | Standard A Lamp | 1 | 60 | 740092 | Bathroom
Table | Incandescent |  | 3-Way Incandescent | 1 | 100 | 740092 | Bathroom
Ceiling Fixture | Incandescent |  | Standard A Lamp | 1 | 60 | 740092 | Bathroom
Ceiling Fan | Compact Fluorescent |  | Mini base | 3 | 7 | 740092 | Bathroom
Ceiling Fixture | Incandescent |  | Standard A Lamp | 1 | 40 | 740092 | Bathroom
Ceiling Fixture | Compact Fluorescent |  | Twist | 1 | 13 | 740092 | Bathroom
Ceiling Fixture | Compact Fluorescent |  | Twist | 3 | 13 | 740092 | Bathroom
Other | Incandescent |  | Standard A Lamp | 1 | 40 | 740092 | Bathroom
Ceiling Fixture | Incandescent |  | Standard A Lamp | 1 | 60 | 740092 | Bathroom
Floor lamp | Compact Fluorescent |  | Twist | 1 | 11 | 740092 | Bathroom
Ceiling Fan | Compact Fluorescent |  | Mini base | 3 | 7 | 740092 | Bathroom
Wall Mount | Incandescent |  | Globe | 4 | 25 | 740101 | Bathroom
Recessed Can | Incandescent |  | Heat Lamp | 1 | 250 | 740101 | Bathroom
Table | Incandescent |  | Standard A Lamp | 1 | 100 | 740101 | Bathroom
Ceiling Fixture | Incandescent |  | Standard A Lamp | 1 | 100 | 740101 | Bathroom
Other | Compact Fluorescent |  | Pin base | 1 | 13 | 740101 | Bathroom
Ceiling Fixture | Incandescent |  | Standard A Lamp | 1 | 100 | 740101 | Bathroom
Ceiling Fixture | Linear Fluorescent | 4 | T-12 | 2 | 40 | 740101 | Bathroom
Other | Incandescent |  | Standard A Lamp | 1 | 25 | 740101 | Bathroom
Floor lamp | Incandescent |  | Decorative | 3 | 75 | 740101 | Bathroom
Table | Incandescent |  | Standard A Lamp | 1 | 100 | 740101 | Bathroom
Ceiling Fan | Incandescent |  | Mini base | 3 | 40 | 740101 | Bathroom
Wall Mount | Compact Fluorescent |  | Twist | 2 | 13 | 740102 | Bathroom
Recessed - other | Incandescent |  | Heat Lamp | 1 | 250 | 740102 | Bathroom
Ceiling Fixture | Compact Fluorescent |  | Twist | 1 | 13 | 740102 | Bathroom
Ceiling Fixture | Incandescent |  | Mini base | 3 | 25 | 740102 | Bathroom
Ceiling Fixture | Linear Fluorescent | 4 | T-12 | 2 | 40 | 740102 | Bathroom
Other | Incandescent |  | Standard A Lamp | 1 | 40 | 740102 | Bathroom
Floor lamp | Compact Fluorescent |  | Twist | 3 | 13 | 740102 | Bathroom
Ceiling Fan | Incandescent |  | Standard A Lamp | 1 | 60 | 740102 | Bathroom
Table | Compact Fluorescent |  | Twist | 1 | 13 | 740102 | Bathroom
Wall Mount | Incandescent |  | Globe | 4 | 40 | 740111 | Bathroom
Recessed - other | Incandescent |  | Reflector | 1 | 150 | 740111 | Bathroom
Ceiling Fixture | Incandescent |  | Standard A Lamp | 3 | 60 | 740111 | Bathroom
Ceiling Fixture | Incandescent |  | Standard A Lamp | 2 | 60 | 740111 | Bathroom
Ceiling Fixture | Linear Fluorescent | 4 | T-8 | 2 | 32 | 740111 | Bathroom
Other | Incandescent |  | Standard A Lamp | 1 | 40 | 740111 | Bathroom
Table | Incandescent |  | Standard A Lamp | 1 | 100 | 740111 | Bathroom
Wall Mount | Incandescent |  | Standard A Lamp | 1 | 40 | 740111 | Bathroom
Table | Incandescent |  | Standard A Lamp | 1 | 60 | 740111 | Bathroom
Wall Mount | Incandescent |  | Globe | 4 | 40 | 740112 | Bathroom
Recessed - other | Incandescent |  | Reflector | 1 | 150 | 740112 | Bathroom
Ceiling Fixture | Incandescent |  | Standard A Lamp | 3 | 60 | 740112 | Bathroom
Ceiling Fixture | Incandescent |  | Standard A Lamp | 2 | 60 | 740112 | Bathroom
Other | Incandescent |  | Standard A Lamp | 1 | 40 | 740112 | Bathroom
Ceiling Fixture | Linear Fluorescent | 4 | T-8 | 2 | 32 | 740112 | Bathroom
Floor lamp | Incandescent |  | Decorative | 4 | 40 | 740112 | Bathroom
Wall Mount | Incandescent |  | Standard A Lamp | 1 | 40 | 740112 | Bathroom
Wall Mount | Incandescent |  | Globe | 5 | 40 | 740121 | Bathroom
Ceiling Fixture | Incandescent |  | Standard A Lamp | 2 | 75 | 740121 | Bathroom
Table | Incandescent |  | Standard A Lamp | 1 | 60 | 740121 | Bathroom
Ceiling Fixture | Compact Fluorescent |  | Twist | 2 | 15 | 740121 | Bathroom
Ceiling Fixture | Incandescent |  | Standard A Lamp | 2 | 75 | 740121 | Bathroom
Ceiling Fixture | Compact Fluorescent |  | Twist | 2 | 15 | 740121 | Bathroom
Ceiling Fixture | Linear Fluorescent | 4 | T-12 | 2 | 40 | 740121 | Bathroom
Wall Mount | Incandescent |  | Standard A Lamp | 1 | 60 | 740121 | Bathroom
Other | Incandescent |  | Standard A Lamp | 1 | 60 | 740121 | Bathroom
Torchiere | Incandescent |  | 3-Way Incandescent | 1 | 150 | 740121 | Bathroom
Chandelier (Hanging) | Incandescent |  | Decorative | 3 | 40 | 740121 | Bathroom
Wall Mount | Incandescent |  | Globe | 5 | 60 | 740122 | Bathroom
Ceiling Fixture | Compact Fluorescent |  | Twist | 2 | 15 | 740122 | Bathroom
Table | Compact Fluorescent |  | Twist | 1 | 10 | 740122 | Bathroom
Ceiling Fixture | Compact Fluorescent |  | Twist | 2 | 15 | 740122 | Bathroom
Floor lamp | Compact Fluorescent |  | 3-Way CFL | 2 | 23 | 740122 | Bathroom
Ceiling Fixture | Incandescent |  | Standard A Lamp | 1 | 60 | 740122 | Bathroom
Ceiling Fixture | Linear Fluorescent | 4 | T-12 | 2 | 40 | 740122 | Bathroom
Wall Mount | Incandescent |  | Standard A Lamp | 1 | 60 | 740122 | Bathroom
Other | Incandescent |  | Standard A Lamp | 1 | 60 | 740122 | Bathroom
Chandelier (Hanging) | Incandescent |  | Clear | 3 | 40 | 740122 | Bathroom
Table | Other |  | LED Interior | 2 | 90 | 740122 | Bathroom
Floor lamp | Compact Fluorescent |  | Twist | 1 | 23 | 740122 | Bathroom
Wall Mount | Halogen |  | PAR | 1 | 100 | 740131 | Bathroom
Recessed - other | Incandescent |  | Heat Lamp | 1 | 250 | 740131 | Bathroom
Table | Compact Fluorescent |  | Twist | 1 | 23 | 740131 | Bathroom
Table | Incandescent |  | Standard A Lamp | 1 | 60 | 740131 | Bathroom
Ceiling Fixture | Compact Fluorescent |  | Twist | 2 | 13 | 740131 | Bathroom
Chandelier (Hanging) | Compact Fluorescent |  | Twist | 1 | 13 | 740131 | Bathroom
Ceiling Fixture | Linear Fluorescent | 2 | T-5 | 2 | 13 | 740131 | Bathroom
Torchiere | Incandescent |  | 3-Way Incandescent | 1 | 100 | 740131 | Bathroom
Table | Incandescent |  | Decorative | 1 | 40 | 740131 | Bathroom
Wall Mount | Incandescent |  | Standard A Lamp | 2 | 100 | 740132 | Bathroom
Table | Compact Fluorescent |  | Twist | 1 | 13 | 740132 | Bathroom
Wall Mount | Compact Fluorescent |  | Twist | 4 | 23 | 740132 | Bathroom
Table | Incandescent |  | 3-Way Incandescent | 1 | 100 | 740132 | Bathroom
Recessed - other | Incandescent |  | Heat Lamp | 1 | 250 | 740132 | Bathroom
Other | Incandescent |  | Decorative | 1 | 9 | 740132 | Bathroom
Ceiling Fixture |  |  |  | 3 |  | 740132 | Bathroom
Wall Mount | Incandescent |  | Standard A Lamp | 1 | 100 | 740132 | Bathroom
Table | Incandescent |  | Standard A Lamp | 1 | 100 | 740132 | Bathroom
Ceiling Fixture | Linear Fluorescent | 3 | T-8 | 2 | 32 | 740132 | Bathroom
Ceiling Fixture | Incandescent |  | Standard A Lamp | 1 | 60 | 740132 | Bathroom
Wall Mount | Linear Fluorescent | 2 | T-5 | 1 | 17 | 740132 | Bathroom
Chandelier (Hanging) | Halogen |  | PAR | 1 | 50 | 740132 | Bathroom
Other | Incandescent |  | Reflector | 3 | 50 | 740132 | Bathroom
Other | Incandescent |  | Heat Lamp | 1 | 250 | 740132 | Bathroom
Recessed Can | Incandescent |  | Reflector | 1 | 120 | 740132 | Bathroom
Recessed Can | Compact Fluorescent |  | Twist | 1 | 13 | 740132 | Bathroom
Ceiling Fixture | Compact Fluorescent |  | Twist | 2 | 13 | 740132 | Bathroom
Chandelier (Hanging) | Incandescent |  | Decorative | 6 | 25 | 740132 | Bathroom
Table | Incandescent |  | Standard A Lamp | 1 | 100 | 740132 | Bathroom
Table | Compact Fluorescent |  | Twist | 1 | 13 | 740132 | Bathroom
Ceiling Fixture |  |  |  | 1 |  | 740132 | Bathroom
Ceiling Fixture | Compact Fluorescent |  | Twist | 1 | 13 | 740141 | Kitchen
Other | Linear Fluorescent | 2 | T-12 | 1 | 15 | 740141 | Kitchen
Other | Incandescent |  | Standard A Lamp | 1 | 60 | 740141 | Kitchen
Wall Mount | Incandescent |  | Standard A Lamp | 2 | 60 | 740141 | Kitchen
Recessed - other | Incandescent |  | Heat Lamp | 2 | 250 | 740141 | Kitchen
Floor lamp | Compact Fluorescent |  | Twist | 1 | 13 | 740141 | Kitchen
Table | Incandescent |  | Decorative | 1 | 40 | 740141 | Kitchen
Recessed Can | Compact Fluorescent |  | Twist | 1 | 13 | 740141 | Kitchen
Chandelier (Hanging) | Incandescent |  | Standard A Lamp | 1 | 60 | 740141 | Kitchen
Ceiling Fixture | Compact Fluorescent |  | Twist | 2 | 13 | 740141 | Kitchen
Floor lamp | Compact Fluorescent |  | Twist | 1 | 13 | 740141 | Kitchen
Wall Mount | Compact Fluorescent |  | Reflector | 4 | 15 | 740142 | Bathroom
Recessed - other | Incandescent |  | Heat Lamp | 2 | 250 | 740142 | Bathroom
Recessed Can | Incandescent |  | Standard A Lamp | 1 | 65 | 740142 | Bathroom
Ceiling Fixture | Incandescent |  | Standard A Lamp | 3 | 100 | 740142 | Bathroom
Track | Halogen |  | MR | 3 | 50 | 740142 | Bathroom
Ceiling Fixture | Compact Fluorescent |  | Twist | 2 | 13 | 740142 | Bathroom
Ceiling Fixture | Compact Fluorescent |  | Twist | 3 | 14 | 740142 | Bathroom
Other | Incandescent |  | Standard A Lamp | 1 | 40 | 740142 | Bathroom
Other | Linear Fluorescent | 2 | T-12 | 1 | 15 | 740142 | Bathroom
Table | Compact Fluorescent |  | Twist | 1 | 13 | 740142 | Bathroom
Wall Mount | Incandescent |  | Globe | 4 | 40 | 740151 | Bathroom
Recessed - other | Incandescent |  | Heat Lamp | 1 | 150 | 740151 | Bathroom
Ceiling Fixture | Incandescent |  | Standard A Lamp | 1 | 60 | 740151 | Bathroom
Ceiling Fixture | Incandescent |  | Standard A Lamp | 1 | 60 | 740151 | Bathroom
Ceiling Fixture | Linear Fluorescent | 4 | T-12 | 2 | 34 | 740151 | Bathroom
Other | Compact Fluorescent |  | Twist | 1 | 13 | 740151 | Bathroom
Floor lamp | Compact Fluorescent |  | Twist | 1 | 9 | 740151 | Bathroom
Ceiling Fan | Incandescent |  | Mini base | 2 | 40 | 740151 | Bathroom
Floor lamp | Compact Fluorescent |  | Twist | 2 | 9 | 740151 | Bathroom
Other | Incandescent |  | Decorative | 1 | 9 | 740151 | Bathroom
Wall Mount | Halogen |  | Other | 1 | 150 | 740152 | Bathroom
Recessed - other | Incandescent |  | Heat Lamp | 1 | 150 | 740152 | Bathroom
Architectural | Incandescent |  | Other |  |  | 740152 | Bathroom
Wall Mount | Compact Fluorescent |  | Twist | 1 | 9 | 740152 | Bathroom
Chandelier (Hanging) | Compact Fluorescent |  | Twist | 1 | 19 | 740152 | Bathroom
Ceiling Fixture | Compact Fluorescent |  | Twist | 1 | 9 | 740152 | Bathroom
Ceiling Fixture | Compact Fluorescent |  | Twist | 1 | 13 | 740152 | Bathroom
Other | Linear Fluorescent | 1.5 | T-8 | 1 | 15 | 740152 | Bathroom
Ceiling Fixture | Linear Fluorescent | 4 | T-12 | 2 | 34 | 740152 | Bathroom
Other | Compact Fluorescent |  | Twist | 1 | 9 | 740152 | Bathroom
Table | Compact Fluorescent |  | Twist | 1 | 9 | 740152 | Bathroom
Table | Incandescent |  | Standard A Lamp | 1 | 40 | 740152 | Bathroom
Architectural | Incandescent |  | Decorative | 1 | 5 | 740152 | Bathroom
Table | Incandescent |  | Decorative | 1 | 25 | 740152 | Bathroom
Chandelier (Hanging) | Compact Fluorescent |  | Twist | 1 | 9 | 740152 | Bathroom
Other | Incandescent |  | Heat Lamp | 1 | 100 | 740152 | Bathroom
Table | Compact Fluorescent |  | Decorative | 2 | 15 | 740152 | Bathroom
Table | Incandescent |  | Decorative | 1 | 90 | 740152 | Bathroom
Chandelier (Hanging) | Compact Fluorescent |  | Twist | 1 | 9 | 740152 | Bathroom
Wall Mount | Incandescent |  | Standard A Lamp | 2 | 60 | 750011 | Bathroom
Recessed - other | Compact Fluorescent |  | Reflector | 2 | 150 | 750011 | Bathroom
Other | Incandescent |  | Decorative | 1 | 75 | 750011 | Bathroom
Ceiling Fixture | Incandescent |  | Standard A Lamp | 2 | 60 | 750011 | Bathroom
Table | Incandescent |  | Standard A Lamp | 1 | 60 | 750011 | Bathroom
Ceiling Fixture | Incandescent |  | Standard A Lamp | 1 | 60 | 750011 | Bathroom
Ceiling Fixture | Linear Fluorescent | 4 | T-8 | 2 | 32 | 750011 | Bathroom
Other | Linear Fluorescent | 2 | T-5 | 1 | 13 | 750011 | Bathroom
Other | Incandescent |  | Standard A Lamp | 1 | 40 | 750011 | Bathroom
Floor lamp | Incandescent |  | Standard A Lamp | 2 | 75 | 750011 | Bathroom
Floor lamp | Compact Fluorescent |  | Pin base | 1 | 28 | 750011 | Bathroom
Table | Compact Fluorescent |  | Twist | 1 | 15 | 750011 | Bathroom
Ceiling Fan | Compact Fluorescent |  | Twist | 1 | 23 | 750011 | Bathroom
Ceiling Fixture | Incandescent |  | Reflector | 2 | 200 | 750012 | Bathroom
Wall Mount | Incandescent |  | Standard A Lamp | 2 | 100 | 750012 | Bathroom
Ceiling Fixture | Compact Fluorescent |  | Twist | 2 | 14 | 750012 | Bathroom
Floor lamp | Compact Fluorescent |  | Pin base | 1 | 27 | 750012 | Bathroom
Ceiling Fixture | Incandescent |  | Standard A Lamp | 1 | 60 | 750012 | Bathroom
Ceiling Fixture | Linear Fluorescent | 4 | T-8 | 2 | 32 | 750012 | Bathroom
Other | Incandescent |  | Standard A Lamp | 1 | 60 | 750012 | Bathroom
Other | Linear Fluorescent | 4 | T-5 | 1 | 13 | 750012 | Bathroom
Table | Incandescent |  | Standard A Lamp | 1 | 75 | 750012 | Bathroom
Table | Incandescent |  | Standard A Lamp | 1 | 60 | 750012 | Bathroom
Ceiling Fan | Incandescent |  | Standard A Lamp | 1 | 60 | 750012 | Bathroom
Wall Mount | Incandescent |  | Standard A Lamp | 2 | 60 | 750013 | Bathroom
Recessed - other | Incandescent |  | Reflector | 2 | 150 | 750013 | Bathroom
Table | Compact Fluorescent |  | Twist | 1 | 13 | 750013 | Bathroom
Table | Compact Fluorescent |  | Twist | 1 | 15 | 750013 | Bathroom
Ceiling Fixture | Incandescent |  | Standard A Lamp | 2 | 60 | 750013 | Bathroom
Ceiling Fixture | Incandescent |  | Standard A Lamp | 1 | 60 | 750013 | Bathroom
Ceiling Fixture | Incandescent |  | Standard A Lamp | 1 | 40 | 750013 | Bathroom
Ceiling Fixture | Linear Fluorescent | 4 | T-8 | 2 | 32 | 750013 | Bathroom
Other | Incandescent |  | Standard A Lamp | 1 | 25 | 750013 | Bathroom
Other | Linear Fluorescent | 2 | T-5 | 1 | 13 | 750013 | Bathroom
Ceiling Fan | Incandescent |  | Standard A Lamp | 1 | 60 | 750013 | Bathroom
Floor lamp | Compact Fluorescent |  | Twist | 1 | 23 | 750013 | Bathroom
Floor lamp | Compact Fluorescent |  | Twist | 1 | 23 | 750013 | Bathroom
Wall Mount | Compact Fluorescent |  | Twist | 3 | 13 | 750021 | Bathroom
Recessed - other | Incandescent |  | Heat Lamp | 2 | 250 | 750021 | Bathroom
Ceiling Fixture | Compact Fluorescent |  | Twist | 1 | 23 | 750021 | Bathroom
Table | Incandescent |  | Standard A Lamp | 1 | 40 | 750021 | Bathroom
Chandelier (Hanging) | Compact Fluorescent |  | Twist | 3 | 23 | 750021 | Bathroom
Ceiling Fixture | Compact Fluorescent |  | Circline (Screw Base) | 1 | 40 | 750021 | Bathroom
Ceiling Fixture | Linear Fluorescent | 2 | T-12 | 1 | 20 | 750021 | Bathroom
Floor lamp | Halogen |  | Other | 1 | 60 | 750021 | Bathroom
Table | Linear Fluorescent | 1 | Fluorescent Other | 1 | 16 | 750021 | Bathroom
Table | Incandescent |  | Decorative | 1 | 25 | 750021 | Bathroom
Table | Compact Fluorescent |  | Twist | 1 | 23 | 750021 | Bathroom
Floor lamp | Compact Fluorescent |  | Twist | 1 | 23 | 750021 | Bathroom
Wall Mount | Other |  | LED Interior | 3 | 2 | 750021 | Bathroom
Recessed - other | Compact Fluorescent |  | Flood | 2 | 15 | 750021 | Bathroom
Table | Compact Fluorescent |  | Twist | 1 | 23 | 750021 | Bathroom
Table | Compact Fluorescent |  | Twist | 1 | 14 | 750021 | Bathroom
Torchiere | Incandescent |  | Decorative | 1 | 40 | 750021 | Bathroom
Ceiling Fixture | Incandescent |  | Standard A Lamp | 1 | 100 | 750021 | Bathroom
Recessed - other | Halogen |  | MR | 1 | 50 | 750022 | Bathroom
Wall Mount | Incandescent |  | Decorative | 1 | 60 | 750022 | Bathroom
Other | Incandescent |  | Decorative | 1 | 6 | 750022 | Bathroom
Table | Incandescent |  | Standard A Lamp | 1 | 75 | 750022 | Bathroom
Table | Incandescent |  | Standard A Lamp | 1 | 60 | 750022 | Bathroom
Ceiling Fixture | Incandescent |  | Standard A Lamp | 1 | 60 | 750022 | Bathroom
Table | Incandescent |  | Standard A Lamp | 1 | 75 | 750022 | Bathroom
Floor lamp | Incandescent |  | Standard A Lamp | 1 | 60 | 750022 | Bathroom
Ceiling Fixture | Incandescent |  | Standard A Lamp | 1 | 75 | 750022 | Bathroom
Table | Incandescent |  | Standard A Lamp | 1 | 60 | 750022 | Bathroom
Ceiling Fixture | Incandescent |  | Standard A Lamp | 2 | 60 | 750022 | Bathroom
Ceiling Fixture | Incandescent |  | Mini base | 3 | 40 | 750022 | Bathroom
Table | Incandescent |  | Standard A Lamp | 1 | 75 | 750022 | Bathroom
Ceiling Fixture | Incandescent |  | Standard A Lamp | 4 | 75 | 750022 | Bathroom
Other | Halogen |  | MR | 1 | 20 | 750022 | Bathroom
Other | Halogen |  | Other | 4 | 50 | 750022 | Bathroom
Other | Halogen |  | Other | 3 | 50 | 750022 | Bathroom
Other | Halogen |  | Other | 2 | 50 | 750022 | Bathroom
Other | Halogen |  | Other | 1 | 50 | 750022 | Bathroom
Ceiling Fixture | Incandescent |  | Standard A Lamp | 1 | 60 | 750022 | Bathroom
Chandelier (Hanging) | Incandescent |  | Decorative | 6 | 40 | 750022 | Bathroom
Torchiere | Incandescent |  | 3-Way Incandescent | 1 | 150 | 750022 | Bathroom
Floor lamp | Incandescent |  | Globe | 4 | 300 | 750022 | Bathroom
Table | Incandescent |  | Standard A Lamp | 1 | 75 | 750022 | Bathroom
Table | Incandescent |  | Decorative | 1 | 40 | 750022 | Bathroom
Recessed - other | Halogen |  | MR | 1 | 50 | 750022 | Bathroom
Wall Mount | Incandescent |  | Decorative | 2 | 40 | 750022 | Bathroom
Table | Incandescent |  | Standard A Lamp | 1 | 60 | 750022 | Bathroom
Wall Mount | Compact Fluorescent |  | Twist | 2 | 13 | 750031 | Bathroom
Recessed - other | Incandescent |  | Heat Lamp | 1 | 250 | 750031 | Bathroom
Table | Compact Fluorescent |  | Twist | 1 | 13 | 750031 | Bathroom
Floor lamp | Incandescent |  | 3-Way Incandescent | 1 | 100 | 750031 | Bathroom
Ceiling Fixture | Compact Fluorescent |  | Twist | 1 | 13 | 750031 | Bathroom
Other | Compact Fluorescent |  | Twist | 1 | 13 | 750031 | Bathroom
Ceiling Fixture | Linear Fluorescent | 4 | T-12 | 2 | 34 | 750031 | Bathroom
Ceiling Fixture | Compact Fluorescent |  | Twist | 1 | 13 | 750031 | Bathroom
Ceiling Fan | Compact Fluorescent |  | Twist | 1 | 13 | 750031 | Bathroom
Wall Mount | Incandescent |  | Globe | 4 | 40 | 750032 | Bathroom
Recessed - other | Incandescent |  | Heat Lamp | 1 | 250 | 750032 | Bathroom
Table | Halogen |  | Other | 1 | 35 | 750032 | Bathroom
Table | Halogen |  | Other | 1 | 20 | 750032 | Bathroom
Ceiling Fixture | Incandescent |  | Standard A Lamp | 1 | 60 | 750032 | Bathroom
Ceiling Fixture | Incandescent |  | Standard A Lamp | 1 | 40 | 750032 | Bathroom
Ceiling Fixture | Linear Fluorescent | 4 | T-12 | 2 | 34 | 750032 | Bathroom
Other | Incandescent |  | Clear | 1 | 60 | 750032 | Bathroom
Table | Halogen |  | Other | 1 | 20 | 750032 | Bathroom
Table | Incandescent |  | Mini base | 1 | 40 | 750032 | Bathroom
Ceiling Fixture | Incandescent |  | Standard A Lamp | 1 | 60 | 750032 | Bathroom
Chandelier (Hanging) | Compact Fluorescent |  | Twist | 1 | 18 | 750032 | Bathroom
Wall Mount | Incandescent |  | Standard A Lamp | 2 | 60 | 750041 | Bathroom
Ceiling Fixture | Incandescent |  | Standard A Lamp | 1 | 60 | 750041 | Bathroom
Table | Incandescent |  | Standard A Lamp | 1 | 60 | 750041 | Bathroom
Ceiling Fixture | Incandescent |  | Decorative | 2 | 60 | 750041 | Bathroom
Ceiling Fixture | Compact Fluorescent |  | Twist | 2 | 14 | 750041 | Bathroom
Table | Incandescent |  | Standard A Lamp | 1 | 60 | 750041 | Bathroom
Floor lamp | Incandescent |  | Standard A Lamp | 1 | 60 | 750041 | Bathroom
Wall Mount | Incandescent |  | Standard A Lamp | 2 | 60 | 750042 | Bathroom
Ceiling Fixture | Compact Fluorescent |  | Twist | 2 | 9 | 750042 | Bathroom
Table | Incandescent |  | 3-Way Incandescent | 1 | 150 | 750042 | Bathroom
Ceiling Fixture | Compact Fluorescent |  | Twist | 3 | 9 | 750042 | Bathroom
Ceiling Fixture | Compact Fluorescent |  | Twist | 1 | 26 | 750042 | Bathroom
Table | Incandescent |  | 3-Way Incandescent | 1 | 100 | 750042 | Bathroom
Table | Incandescent |  | 3-Way Incandescent | 1 | 150 | 750042 | Bathroom
Floor lamp | Incandescent |  | 3-Way Incandescent | 1 | 100 | 750042 | Bathroom
Table | Incandescent |  | Decorative | 1 | 25 | 750042 | Bathroom
Wall Mount | Linear Fluorescent | 2 | T-8 | 2 | 17 | 750051 | Bathroom
Recessed Can | Incandescent |  | Heat Lamp | 1 | 250 | 750051 | Bathroom
Ceiling Fixture | Compact Fluorescent |  | Twist | 4 | 11 | 750051 | Bathroom
Floor lamp | Incandescent |  | 3-Way Incandescent | 1 | 100 | 750051 | Bathroom
Table | Compact Fluorescent |  | Twist | 1 | 100 | 750051 | Bathroom
Ceiling Fixture | Incandescent |  | Standard A Lamp | 1 | 75 | 750051 | Bathroom
Ceiling Fixture | Linear Fluorescent | 4 | T-8 | 2 | 32 | 750051 | Bathroom
Recessed - other | Compact Fluorescent |  | Twist | 1 | 7 | 750051 | Bathroom
Ceiling Fixture | Incandescent |  | Standard A Lamp | 4 | 75 | 750051 | Bathroom
Floor lamp | Compact Fluorescent |  | Twist | 1 | 32 | 750051 | Bathroom
Floor lamp | Compact Fluorescent |  | Twist | 1 | 10 | 750051 | Bathroom
Wall Mount | Linear Fluorescent | 2 | T-8 | 2 | 17 | 750052 | Bathroom
Recessed Can | Incandescent |  | Heat Lamp | 1 | 250 | 750052 | Bathroom
Ceiling Fixture | Incandescent |  | Standard A Lamp | 4 | 60 | 750052 | Bathroom
Table | Incandescent |  | Standard A Lamp | 1 | 60 | 750052 | Bathroom
Ceiling Fixture | Incandescent |  | Standard A Lamp | 1 | 100 | 750052 | Bathroom
Ceiling Fixture | Linear Fluorescent | 4 | T-8 | 2 | 32 | 750052 | Bathroom
Ceiling Fixture | Incandescent |  | Standard A Lamp | 2 | 60 | 750052 | Bathroom
Table | Incandescent |  | Standard A Lamp | 1 | 60 | 750052 | Bathroom
Floor lamp | Incandescent |  | Decorative | 8 | 5 | 750052 | Bathroom
Wall Mount | Compact Fluorescent |  | Twist | 4 | 13 | 750061 | Bathroom
Ceiling Fan | Compact Fluorescent |  | Twist | 1 | 20 | 750061 | Bathroom
Table | Incandescent |  | Standard A Lamp | 1 | 60 | 750061 | Bathroom
Ceiling Fixture | Compact Fluorescent |  | Twist | 1 | 20 | 750061 | Bathroom
Ceiling Fan | Compact Fluorescent |  | Twist | 1 | 20 | 750061 | Bathroom
Ceiling Fixture | Linear Fluorescent | 4 | T-12 | 2 | 40 | 750061 | Bathroom
Table | Incandescent |  | Standard A Lamp | 1 | 150 | 750061 | Bathroom
Floor lamp | Incandescent |  | Decorative | 3 | 40 | 750061 | Bathroom
Wall Mount | Incandescent |  | Globe | 5 | 60 | 750062 | Bathroom
Table | Incandescent |  | Standard A Lamp | 1 | 40 | 750062 | Bathroom
Ceiling Fixture | Incandescent |  | Standard A Lamp | 2 | 60 | 750062 | Bathroom
Ceiling Fixture | Incandescent |  | Standard A Lamp | 1 | 100 | 750062 | Bathroom
Track | Halogen |  | MR | 3 | 35 | 750062 | Bathroom
Ceiling Fixture | Incandescent |  | Standard A Lamp | 1 | 60 | 750062 | Bathroom
Track | Halogen |  | MR | 5 | 35 | 750062 | Bathroom
Other | Incandescent |  | Standard A Lamp | 1 | 25 | 750062 | Bathroom
Ceiling Fixture | Incandescent |  | Standard A Lamp | 2 | 60 | 750062 | Bathroom
Table | Compact Fluorescent |  | Twist | 1 | 18 | 750062 | Bathroom
Wall Mount | Linear Fluorescent | 2 | T-8 | 1 | 17 | 750071 | Bathroom
Wall Mount | Linear Fluorescent | 2 | T-8 | 1 | 17 | 750071 | Bathroom
Ceiling Fixture | Compact Fluorescent |  | Twist | 2 | 13 | 750071 | Bathroom
Table | Incandescent |  | Standard A Lamp | 1 | 100 | 750071 | Bathroom
Ceiling Fixture | Compact Fluorescent |  | Twist | 2 | 13 | 750071 | Bathroom
Ceiling Fixture | Linear Fluorescent | 4 | T-8 | 2 | 32 | 750071 | Bathroom
Recessed - other | Compact Fluorescent |  | Twist | 1 | 13 | 750071 | Bathroom
Ceiling Fan | Compact Fluorescent |  | Twist | 2 | 13 | 750071 | Bathroom
Floor lamp | Compact Fluorescent |  | Twist | 1 | 13 | 750071 | Bathroom
Track | Compact Fluorescent |  | Pin base | 2 | 26 | 750071 | Bathroom
Ceiling Fixture | Compact Fluorescent |  | Twist | 2 | 13 | 750071 | Bathroom
Wall Mount | Linear Fluorescent | 2 | T-8 | 1 | 17 | 750072 | Bathroom
Ceiling Fixture | Compact Fluorescent |  | Twist | 2 | 13 | 750072 | Bathroom
Ceiling Fixture | Linear Fluorescent | 4 | T-8 | 2 | 32 | 750072 | Bathroom
Recessed - other | Compact Fluorescent |  | Pin base | 1 | 13 | 750072 | Bathroom
Ceiling Fixture | Compact Fluorescent |  | Twist | 2 | 13 | 750072 | Bathroom
Track | Compact Fluorescent |  | Pin base | 2 | 26 | 750072 | Bathroom
Ceiling Fixture | Compact Fluorescent |  | Twist | 2 | 13 | 750072 | Bathroom
Table | Compact Fluorescent |  | Twist | 1 | 13 | 750072 | Bathroom
Wall Mount | Incandescent |  | Clear | 4 | 40 | 750081 | Bathroom
Recessed Can | Incandescent |  | Heat Lamp | 1 | 150 | 750081 | Bathroom
Wall Mount | Incandescent |  | Clear | 4 | 40 | 750081 | Bathroom
Recessed Can | Incandescent |  | Heat Lamp | 1 | 150 | 750081 | Bathroom
Ceiling Fixture | Compact Fluorescent |  | Twist | 2 | 11 | 750081 | Bathroom
Wall Mount | Incandescent |  | Clear | 1 | 40 | 750081 | Bathroom
Table | Incandescent |  | Standard A Lamp | 1 | 75 | 750081 | Bathroom
Ceiling Fixture | Compact Fluorescent |  | Twist | 2 | 13 | 750081 | Bathroom
Other | Incandescent |  | Clear | 1 | 60 | 750081 | Bathroom
Chandelier (Hanging) | Incandescent |  | Clear | 1 | 13 | 750081 | Bathroom
Chandelier (Hanging) | Incandescent |  | Clear | 1 | 13 | 750081 | Bathroom
Table | Incandescent |  | Standard A Lamp | 1 | 75 | 750081 | Bathroom
Wall Mount | Incandescent |  | Clear | 4 | 40 | 750082 | Bathroom
Recessed Can | Incandescent |  | Heat Lamp | 1 | 150 | 750082 | Bathroom
Ceiling Fixture | Incandescent |  | Standard A Lamp | 2 | 60 | 750082 | Bathroom
Ceiling Fixture | Linear Fluorescent | 4 | T-8 | 2 | 32 | 750082 | Bathroom
Other | Incandescent |  | Standard A Lamp | 1 | 60 | 750082 | Bathroom
Ceiling Fixture | Incandescent |  | Standard A Lamp | 2 | 60 | 750082 | Bathroom
Wall Mount | Incandescent |  | Globe | 2 | 60 | 750091 | Bathroom
Ceiling Fixture | Incandescent |  | Standard A Lamp | 1 | 40 | 750091 | Bathroom
Ceiling Fixture | Incandescent |  | Standard A Lamp | 1 | 60 | 750091 | Bathroom
Ceiling Fixture | Incandescent |  | Standard A Lamp | 1 | 100 | 750091 | Bathroom
Table | Incandescent |  | Standard A Lamp | 1 | 100 | 750091 | Bathroom
Chandelier (Hanging) | Incandescent |  | Standard A Lamp | 3 | 75 | 750091 | Bathroom
Ceiling Fixture | Compact Fluorescent |  | Twist | 1 | 11 | 750091 | Bathroom
Table | Halogen |  | Quartz Tube | 1 | 100 | 750091 | Bathroom
Wall Mount | Incandescent |  | Globe | 3 | 60 | 750092 | Bathroom
Ceiling Fixture | Incandescent |  | Standard A Lamp | 3 | 75 | 750092 | Bathroom
Table | Incandescent |  | Mini base | 2 | 25 | 750092 | Bathroom
Table | Compact Fluorescent |  | Twist | 1 | 23 | 750092 | Bathroom
Ceiling Fixture | Incandescent |  | Clear | 1 | 40 | 750092 | Bathroom
Ceiling Fixture | Incandescent |  | Standard A Lamp | 1 | 60 | 750092 | Bathroom
Ceiling Fixture | Incandescent |  | Standard A Lamp | 1 | 60 | 750092 | Bathroom
Ceiling Fixture | Incandescent |  | Standard A Lamp | 3 | 75 | 750092 | Bathroom
Floor lamp | Incandescent |  | Standard A Lamp | 2 | 60 | 750092 | Bathroom
Table | Incandescent |  | Decorative | 1 | 25 | 750092 | Bathroom
Wall Mount | Incandescent |  | Globe | 5 | 40 | 750101 | Bathroom
Recessed - other | Incandescent |  | Reflector | 2 | 75 | 750101 | Bathroom
Floor lamp | Incandescent |  | 3-Way Incandescent | 1 | 150 | 750101 | Bathroom
Recessed Can | Compact Fluorescent |  | Twist | 1 | 13 | 750101 | Bathroom
Recessed Can | Incandescent |  | Standard A Lamp | 1 | 75 | 750101 | Bathroom
Recessed Can | Incandescent |  | Standard A Lamp | 1 | 60 | 750101 | Bathroom
Recessed Can | Incandescent |  | Standard A Lamp | 1 | 75 | 750101 | Bathroom
Other | Incandescent |  | Standard A Lamp | 1 | 60 | 750101 | Bathroom
Ceiling Fixture | Linear Fluorescent | 4 | T-12 | 1 | 40 | 750101 | Bathroom
Floor lamp | Incandescent |  | 3-Way Incandescent | 1 | 150 | 750101 | Bathroom
Ceiling Fan | Compact Fluorescent |  | Twist | 1 | 13 | 750101 | Bathroom
Wall Mount | Compact Fluorescent |  | Twist | 6 | 13 | 750102 | Bathroom
Recessed - other | Halogen |  | PAR | 1 | 60 | 750102 | Bathroom
Recessed - other | Incandescent |  | Heat Lamp | 1 | 150 | 750102 | Bathroom
Table | Compact Fluorescent |  | Twist | 1 | 13 | 750102 | Bathroom
Recessed Can | Compact Fluorescent |  | Twist | 1 | 23 | 750102 | Bathroom
Recessed Can | Incandescent |  | Standard A Lamp | 1 | 100 | 750102 | Bathroom
Recessed Can | Incandescent |  | Standard A Lamp | 1 | 100 | 750102 | Bathroom
Recessed Can | Compact Fluorescent |  | Twist | 1 | 13 | 750102 | Bathroom
Other | Incandescent |  | Standard A Lamp | 1 | 100 | 750102 | Bathroom
Other | Linear Fluorescent | 4 | T-12 | 1 | 40 | 750102 | Bathroom
Ceiling Fan | Incandescent |  | Standard A Lamp | 4 | 100 | 750102 | Bathroom
Floor lamp | Compact Fluorescent |  | Twist | 1 | 13 | 750102 | Bathroom
Wall Mount | Incandescent |  | Globe | 5 | 60 | 750111 | Bathroom
Recessed - other | Incandescent |  | Heat Lamp | 1 | 250 | 750111 | Bathroom
Ceiling Fixture | Incandescent |  | Standard A Lamp | 2 | 60 | 750111 | Bathroom
Table | Incandescent |  | Standard A Lamp | 1 | 60 | 750111 | Bathroom
Ceiling Fixture | Linear Fluorescent | 4 | T-8 | 2 | 32 | 750111 | Bathroom
Other | Incandescent |  | Globe | 2 | 30 | 750111 | Bathroom
Ceiling Fixture | Incandescent |  | Standard A Lamp | 1 | 60 | 750111 | Bathroom
Floor lamp | Incandescent |  | 3-Way Incandescent | 1 | 150 | 750111 | Bathroom
Track | Halogen |  | Other | 4 | 40 | 750111 | Bathroom
Table | Halogen |  | Quartz Tube | 1 | 100 | 750111 | Bathroom
Ceiling Fixture | Incandescent |  | Standard A Lamp | 2 | 60 | 750111 | Bathroom
Table | Incandescent |  | Standard A Lamp | 2 | 100 | 750111 | Bathroom
Table | Incandescent |  | Standard A Lamp | 2 | 60 | 750111 | Bathroom
Wall Mount | Compact Fluorescent |  | Globe | 5 | 15 | 750112 | Bathroom
Recessed - other | Incandescent |  | Heat Lamp | 1 | 250 | 750112 | Bathroom
Recessed - other | Incandescent |  | Heat Lamp | 1 | 250 | 750112 | Bathroom
Wall Mount | Compact Fluorescent |  | Globe | 3 | 15 | 750112 | Bathroom
Ceiling Fixture | Incandescent |  | Standard A Lamp | 2 | 60 | 750112 | Bathroom
Track | Compact Fluorescent |  | Twist | 3 | 14 | 750112 | Bathroom
Ceiling Fixture | Compact Fluorescent |  | Twist | 1 | 23 | 750112 | Bathroom
Ceiling Fixture | Compact Fluorescent |  | Twist | 2 | 14 | 750112 | Bathroom
Ceiling Fixture | Compact Fluorescent |  | Twist | 2 | 13 | 750112 | Bathroom
Ceiling Fixture | Linear Fluorescent | 4 | T-8 | 2 | 32 | 750112 | Bathroom
Other | Incandescent |  | Globe | 2 | 30 | 750112 | Bathroom
Table | Compact Fluorescent |  | Twist | 1 | 14 | 750112 | Bathroom
Ceiling Fixture | Incandescent |  | Standard A Lamp | 1 | 60 | 750112 | Bathroom
Ceiling Fixture | Incandescent |  | Standard A Lamp | 1 | 60 | 750112 | Bathroom
Ceiling Fixture | Linear Fluorescent | 4 | T-12 | 2 | 40 | 750121 | Kitchen
Floor lamp | Incandescent |  | Standard A Lamp | 2 | 150 | 750121 | Kitchen
Ceiling Fixture | Linear Fluorescent | 4 | T-12 | 2 | 40 | 750121 | Kitchen
Floor lamp | Incandescent |  | Standard A Lamp | 1 | 150 | 750121 | Kitchen
Ceiling Fixture | Linear Fluorescent | 4 | T-12 | 2 | 40 | 750122 | Other
Recessed Can | Incandescent |  | Heat Lamp | 1 | 250 | 750131 | Bathroom
Recessed Can | Incandescent |  | Reflector | 1 | 75 | 750131 | Bathroom
Wall Mount | Incandescent |  | Standard A Lamp | 2 | 60 | 750131 | Bathroom
Table | Compact Fluorescent |  | Twist | 1 | 13 | 750131 | Bathroom
Ceiling Fan | Compact Fluorescent |  | Twist | 2 | 7 | 750131 | Bathroom
Ceiling Fixture | Compact Fluorescent |  | Twist | 2 | 13 | 750131 | Bathroom
Ceiling Fixture | Other |  | Fluorescent Other | 2 | 40 | 750131 | Bathroom
Ceiling Fixture | Linear Fluorescent | 8 | T-12 | 2 | 75 | 750131 | Bathroom
Table | Incandescent |  | Standard A Lamp | 1 | 40 | 750131 | Bathroom
Table | Compact Fluorescent |  | Twist | 1 | 13 | 750131 | Bathroom
Floor lamp | Incandescent |  | Standard A Lamp | 1 | 100 | 750131 | Bathroom
Wall Mount | Compact Fluorescent |  | Twist | 1 | 13 | 750131 | Bathroom
Wall Mount | Compact Fluorescent |  | Twist | 2 | 13 | 750131 | Bathroom
Ceiling Fixture | Compact Fluorescent |  | Twist | 1 | 13 | 750132 | Living Room
Ceiling Fixture | Compact Fluorescent |  | Twist | 1 | 7 | 750132 | Living Room
Wall Mount | Incandescent |  | Globe | 3 | 40 | 750132 | Living Room
Recessed Can | Incandescent |  | Heat Lamp | 1 | 250 | 750132 | Living Room
Wall Mount | Incandescent |  | Standard A Lamp | 2 | 60 | 760011 | Bathroom
Ceiling Fixture | Incandescent |  | Standard A Lamp | 2 | 60 | 760011 | Bathroom
Table | Incandescent |  | Mini base | 1 | 40 | 760011 | Bathroom
Ceiling Fixture | Incandescent |  | Decorative | 1 | 60 | 760011 | Bathroom
Ceiling Fixture | Incandescent |  | Standard A Lamp | 1 | 60 | 760011 | Bathroom
Floor lamp | Incandescent |  | 3-Way Incandescent | 1 | 100 | 760011 | Bathroom
Table | Compact Fluorescent |  | A shape bulb | 1 | 7 | 760011 | Bathroom
Floor lamp | Incandescent |  | Standard A Lamp | 1 | 40 | 760011 | Bathroom
Ceiling Fixture | Compact Fluorescent |  | Twist | 1 | 26 | 760011 | Bathroom
Table | Halogen |  | MR | 1 | 50 | 760011 | Bathroom
Wall Mount | Compact Fluorescent |  | Twist | 2 | 26 | 760012 | Bathroom
Wall Mount | Incandescent |  | Standard A Lamp | 2 | 60 | 760012 | Bathroom
Ceiling Fixture | Incandescent |  | Standard A Lamp | 1 | 60 | 760012 | Bathroom
Table | Compact Fluorescent |  | Twist | 1 | 26 | 760012 | Bathroom
Table | Compact Fluorescent |  | Twist | 1 | 26 | 760012 | Bathroom
Ceiling Fixture | Incandescent |  | Standard A Lamp | 1 | 60 | 760012 | Bathroom
Ceiling Fixture | Incandescent |  | Standard A Lamp | 1 | 60 | 760012 | Bathroom
Chandelier (Hanging) | Incandescent |  | Standard A Lamp | 1 | 60 | 760012 | Bathroom
Floor lamp | Incandescent |  | Standard A Lamp | 1 | 60 | 760012 | Bathroom
Floor lamp | Compact Fluorescent |  | Twist | 1 | 26 | 760012 | Bathroom
Floor lamp | Incandescent |  | Standard A Lamp | 1 | 150 | 760012 | Bathroom
Recessed Can | Halogen |  | PAR | 1 | 75 | 760021 | Bedroom
Table | Compact Fluorescent |  | Twist | 1 | 23 | 760021 | Bedroom
Recessed Can | Halogen |  | PAR | 1 | 75 | 760021 | Bedroom
Recessed Can | Halogen |  | PAR | 1 | 90 | 760021 | Bedroom
Recessed Can | Halogen |  | PAR | 1 | 75 | 760021 | Bedroom
Recessed Can | Incandescent |  | Reflector | 1 | 45 | 760021 | Bedroom
Ceiling Fixture | Linear Fluorescent | 4 | T-12 | 1 | 40 | 760021 | Bedroom
Recessed Can | Incandescent |  | Reflector | 1 | 65 | 760021 | Bedroom
Ceiling Fixture | Linear Fluorescent | 1 | T-5 | 1 | 8 | 760021 | Bedroom
Recessed Can | Halogen |  | PAR | 1 | 75 | 760021 | Bedroom
Recessed Can | Halogen |  | MR | 1 | 50 | 760021 | Bedroom
Recessed Can | Incandescent |  | Reflector | 1 | 65 | 760021 | Bedroom
Recessed Can | Incandescent |  | Reflector | 1 | 100 | 760021 | Bedroom
Recessed Can | Halogen |  | PAR | 1 | 90 | 760021 | Bedroom
Table | Incandescent |  | Clear | 1 | 53 | 760021 | Bedroom
Recessed Can | Halogen |  | PAR | 1 | 75 | 760021 | Bedroom
Ceiling Fixture | Linear Fluorescent | 4 | T-12 | 1 | 40 | 760021 | Bedroom
Recessed Can | Incandescent |  | Reflector | 1 | 120 | 760022 | Bathroom
Recessed Can | Incandescent |  | Standard A Lamp | 3 | 60 | 760022 | Bathroom
Table | Incandescent |  | Standard A Lamp | 2 | 60 | 760022 | Bathroom
Torchiere | Incandescent |  | 3-Way Incandescent | 1 | 150 | 760022 | Bathroom
Wall Mount | Incandescent |  | Decorative | 2 | 60 | 760022 | Bathroom
Ceiling Fixture | Incandescent |  | Decorative | 3 | 150 | 760022 | Bathroom
Ceiling Fixture | Incandescent |  | Standard A Lamp | 2 | 75 | 760022 | Bathroom
Other | Incandescent |  | Standard A Lamp | 1 | 60 | 760022 | Bathroom
Other | Linear Fluorescent | 3 | T-12 | 1 | 30 | 760022 | Bathroom
Floor lamp | Incandescent |  | Clear | 1 | 200 | 760022 | Bathroom
Floor lamp | Halogen |  | Quartz Tube | 1 | 300 | 760022 | Bathroom
Torchiere | Incandescent |  | Standard A Lamp | 2 | 60 | 760022 | Bathroom
Table | Incandescent |  | 3-Way Incandescent | 1 | 150 | 760022 | Bathroom
Table | Incandescent |  | Clear | 2 | 60 | 760022 | Bathroom
Wall Mount | Incandescent |  | Standard A Lamp | 2 | 60 | 760031 | Bathroom
Ceiling Fixture | Incandescent |  | Standard A Lamp | 2 | 60 | 760031 | Bathroom
Table | Incandescent |  | 3-Way Incandescent | 1 | 150 | 760031 | Bathroom
Ceiling Fixture | Incandescent |  | Standard A Lamp | 2 | 60 | 760031 | Bathroom
Ceiling Fixture | Incandescent |  | Standard A Lamp | 1 | 100 | 760031 | Bathroom
Ceiling Fixture | Incandescent |  | Standard A Lamp | 2 | 60 | 760031 | Bathroom
Ceiling Fixture | Compact Fluorescent |  | Twist | 2 | 23 | 760031 | Bathroom
Other | Incandescent |  | Standard A Lamp | 1 | 60 | 760031 | Bathroom
Table | Incandescent |  | 3-Way Incandescent | 1 | 250 | 760031 | Bathroom
Wall Mount | Incandescent |  | Standard A Lamp | 1 | 60 | 760031 | Bathroom
Wall Mount | Incandescent |  | Standard A Lamp | 1 | 23 | 760031 | Bathroom
Wall Mount | Incandescent |  | Standard A Lamp | 2 | 60 | 760032 | Bathroom
Ceiling Fixture | Incandescent |  | Standard A Lamp | 2 | 60 | 760032 | Bathroom
Table | Compact Fluorescent |  | Twist | 1 | 11 | 760032 | Bathroom
Table | Halogen |  | Quartz Tube | 1 | 50 | 760032 | Bathroom
Ceiling Fixture | Incandescent |  | Standard A Lamp | 1 | 60 | 760032 | Bathroom
Ceiling Fixture | Incandescent |  | Standard A Lamp | 2 | 60 | 760032 | Bathroom
Ceiling Fan | Incandescent |  | Standard A Lamp | 2 | 60 | 760032 | Bathroom
Ceiling Fixture | Incandescent |  | Standard A Lamp | 2 | 60 | 760032 | Bathroom
Ceiling Fixture | Incandescent |  | Standard A Lamp | 2 | 60 | 760032 | Bathroom
Other | Incandescent |  | Standard A Lamp | 1 | 60 | 760032 | Bathroom
Table | Compact Fluorescent |  | Twist | 1 | 13 | 760032 | Bathroom
Table | Halogen |  | Quartz Tube | 1 | 50 | 760032 | Bathroom
Wall Mount | Compact Fluorescent |  | Pin base | 1 | 13 | 760041 | Bathroom
Table | Other |  | High Pressure Sodium | 1 | 150 | 760041 | Bathroom
Table | Other |  | High Pressure Sodium | 1 | 400 | 760041 | Bathroom
Table | Other |  | Metal Halide | 1 | 400 | 760041 | Bathroom
Ceiling Fixture | Incandescent |  | Standard A Lamp | 1 | 60 | 760041 | Bathroom
Ceiling Fixture | Compact Fluorescent |  | Twist | 1 | 13 | 760041 | Bathroom
Ceiling Fixture | Compact Fluorescent |  | Pin base | 1 | 13 | 760041 | Bathroom
Track | Other |  | Other | 3 | 60 | 760041 | Bathroom
Chandelier (Hanging) | Compact Fluorescent |  | Pin base | 1 | 13 | 760041 | Bathroom
Recessed Can | Halogen |  | MR | 1 | 75 | 760041 | Bathroom
Table | Incandescent |  | Standard A Lamp | 1 | 60 | 760041 | Bathroom
Wall Mount | Compact Fluorescent |  | Pin base | 3 | 13 | 760042 | Bathroom
Ceiling Fixture | Compact Fluorescent |  | Pin base | 1 | 13 | 760042 | Bathroom
Ceiling Fixture | Compact Fluorescent |  | Pin base | 1 | 13 | 760042 | Bathroom
Ceiling Fixture | Linear Fluorescent |  | Fluorescent Other | 1 | 32 | 760042 | Bathroom
Ceiling Fixture | Compact Fluorescent |  | Pin base | 1 | 13 | 760042 | Bathroom
Ceiling Fixture | Compact Fluorescent |  | Pin base | 2 | 13 | 760042 | Bathroom
Track | Other |  | Other | 3 | 60 | 760042 | Bathroom
Ceiling Fixture | Compact Fluorescent |  | Twist | 3 | 15 | 760042 | Bathroom
Track | Compact Fluorescent |  | Twist | 3 | 15 | 760042 | Bathroom
Floor lamp | Incandescent |  | Decorative | 1 | 25 | 760042 | Bathroom
Floor lamp | Compact Fluorescent |  | Twist | 1 | 23 | 760042 | Bathroom
Wall Mount | Incandescent |  | Decorative | 3 | 40 | 760051 | Bathroom
Ceiling Fixture | Incandescent |  | Standard A Lamp | 1 | 60 | 760051 | Bathroom
Table | Compact Fluorescent |  | Pin base | 1 | 20 | 760051 | Bathroom
Ceiling Fixture | Incandescent |  | Standard A Lamp | 1 | 60 | 760051 | Bathroom
Ceiling Fixture | Incandescent |  | Standard A Lamp | 2 | 60 | 760051 | Bathroom
Track | Halogen |  | MR | 3 | 40 | 760051 | Bathroom
Ceiling Fixture | Incandescent |  | Standard A Lamp | 2 | 60 | 760051 | Bathroom
Recessed - other | Incandescent |  | Mini base | 1 | 40 | 760051 | Bathroom
Ceiling Fixture | Incandescent |  | Standard A Lamp | 1 | 60 | 760051 | Bathroom
Ceiling Fixture | Compact Fluorescent |  | Twist | 2 | 15 | 760051 | Bathroom
Table | Incandescent |  | Standard A Lamp | 1 | 100 | 760051 | Bathroom
Floor lamp | Incandescent |  | Standard A Lamp | 1 | 150 | 760051 | Bathroom
Table | Incandescent |  | Standard A Lamp | 1 | 60 | 760051 | Bathroom
Wall Mount | Incandescent |  | Decorative | 3 | 40 | 760051 | Bathroom
Ceiling Fixture | Incandescent |  | Standard A Lamp | 1 | 60 | 760051 | Bathroom
Table | Incandescent |  | Standard A Lamp | 1 | 60 | 760051 | Bathroom
Table | Incandescent |  | Standard A Lamp | 1 | 100 | 760051 | Bathroom
Wall Mount | Incandescent |  | Decorative | 3 | 40 | 760052 | Bathroom
Ceiling Fixture | Incandescent |  | Standard A Lamp | 1 | 60 | 760052 | Bathroom
Ceiling Fixture | Incandescent |  | Standard A Lamp | 1 | 60 | 760052 | Bathroom
Ceiling Fixture | Incandescent |  | Standard A Lamp | 2 | 60 | 760052 | Bathroom
Track | Halogen |  | MR | 3 | 40 | 760052 | Bathroom
Recessed - other | Incandescent |  | Mini base | 1 | 40 | 760052 | Bathroom
Ceiling Fixture | Incandescent |  | Standard A Lamp | 1 | 60 | 760052 | Bathroom
Floor lamp | Halogen |  | Quartz Tube | 1 | 100 | 760052 | Bathroom
Ceiling Fixture | Incandescent |  | Standard A Lamp | 2 | 60 | 760052 | Bathroom
Table | Halogen |  | PAR | 1 | 20 | 760052 | Bathroom
Table | Incandescent |  | Standard A Lamp | 1 | 150 | 760052 | Bathroom
Wall Mount | Compact Fluorescent |  | Twist | 2 | 13 | 760061 | Bathroom
Recessed Can | Incandescent |  | Heat Lamp | 1 | 125 | 760061 | Bathroom
Wall Mount | Compact Fluorescent |  | Twist | 1 | 7 | 760061 | Bathroom
Table | Incandescent |  | Standard A Lamp | 1 | 150 | 760061 | Bathroom
Ceiling Fixture | Linear Fluorescent | 4 | T-8 | 2 | 32 | 760061 | Bathroom
Table | Compact Fluorescent |  | Twist | 1 | 23 | 760061 | Bathroom
Floor lamp | Compact Fluorescent |  | Twist | 1 | 13 | 760061 | Bathroom
Wall Mount | Incandescent |  | Standard A Lamp | 4 | 60 | 760062 | Bathroom
Recessed Can | Incandescent |  | Heat Lamp | 1 | 125 | 760062 | Bathroom
Wall Mount | Incandescent |  | Globe | 3 | 30 | 760062 | Bathroom
Ceiling Fixture | Linear Fluorescent | 4 | T-12 | 2 | 34 | 760062 | Bathroom
Table | Compact Fluorescent |  | Twist | 1 | 23 | 760062 | Bathroom
Floor lamp | Compact Fluorescent |  | Twist | 1 | 13 | 760062 | Bathroom
Ceiling Fixture | Compact Fluorescent |  | Twist | 1 | 13 | 760071 | Bathroom
Ceiling Fixture | Compact Fluorescent |  | Twist | 2 | 13 | 760071 | Bathroom
Ceiling Fixture | Compact Fluorescent |  | Twist | 2 | 13 | 760071 | Bathroom
Ceiling Fixture | Incandescent |  | Standard A Lamp | 2 | 60 | 760072 | Bathroom
Ceiling Fixture | Incandescent |  | Standard A Lamp | 2 | 40 | 760072 | Bathroom
Ceiling Fixture | Incandescent |  | Standard A Lamp | 2 | 60 | 760072 | Bathroom
Other | Incandescent |  | Standard A Lamp | 2 | 60 | 760072 | Bathroom
Ceiling Fixture | Incandescent |  | Standard A Lamp | 2 | 60 | 760072 | Bathroom
Wall Mount | Incandescent |  | Globe | 4 | 40 | 760081 | Bathroom
Recessed - other | Incandescent |  | Heat Lamp | 1 | 250 | 760081 | Bathroom
Table | Compact Fluorescent |  | A shape bulb | 1 | 13 | 760081 | Bathroom
Ceiling Fixture | Incandescent |  | Standard A Lamp | 1 | 60 | 760081 | Bathroom
Recessed - other | Incandescent |  | Standard A Lamp | 1 | 75 | 760081 | Bathroom
Ceiling Fixture | Incandescent |  | Standard A Lamp | 1 | 60 | 760081 | Bathroom
Recessed Can | Incandescent |  | Standard A Lamp | 1 | 75 | 760081 | Bathroom
Table | Incandescent |  | Decorative | 1 | 15 | 760081 | Bathroom
Floor lamp | Compact Fluorescent |  | Twist | 3 | 14 | 760081 | Bathroom
Floor lamp | Incandescent |  | Globe | 1 | 60 | 760081 | Bathroom
Ceiling Fixture | Incandescent |  | Standard A Lamp | 1 | 60 | 760081 | Bathroom
Wall Mount | Incandescent |  | Globe | 4 | 60 | 760082 | Bathroom
Recessed - other | Incandescent |  | Heat Lamp | 1 | 250 | 760082 | Bathroom
Ceiling Fixture | Incandescent |  | Standard A Lamp | 1 | 60 | 760082 | Bathroom
Ceiling Fixture | Compact Fluorescent |  | Twist | 1 | 23 | 760082 | Bathroom
Table | Compact Fluorescent |  | Twist | 1 | 13 | 760082 | Bathroom
Recessed Can | Incandescent |  | Reflector | 1 | 75 | 760082 | Bathroom
Recessed - other | Incandescent |  | Standard A Lamp | 1 | 60 | 760082 | Bathroom
Wall Mount | Compact Fluorescent |  | Pin base | 2 | 9 | 760091 | Bathroom
Table | Compact Fluorescent |  | Twist | 1 | 13 | 760091 | Bathroom
Wall Mount | Compact Fluorescent |  | Pin base | 2 | 9 | 760091 | Bathroom
Ceiling Fixture | Compact Fluorescent |  | Pin base | 2 | 13 | 760091 | Bathroom
Other | Incandescent |  | Standard A Lamp | 2 | 60 | 760091 | Bathroom
Ceiling Fixture | Linear Fluorescent | 4 | T-8 | 2 | 32 | 760091 | Bathroom
Ceiling Fixture | Linear Fluorescent | 4 | T-8 | 2 | 32 | 760091 | Bathroom
Other | Linear Fluorescent | 1.2 | T-8 | 1 | 15 | 760091 | Bathroom
Table | Compact Fluorescent |  | Twist | 1 | 13 | 760091 | Bathroom
Wall Mount | Compact Fluorescent |  | Pin base | 2 | 9 | 760092 | Bathroom
Ceiling Fixture | Compact Fluorescent |  | Pin base | 2 | 13 | 760092 | Bathroom
Ceiling Fixture | Linear Fluorescent | 4 | T-8 | 2 | 32 | 760092 | Bathroom
Chandelier (Hanging) | Compact Fluorescent |  | Circline (Screw Base) | 1 | 22 | 760092 | Bathroom
Table | Incandescent |  | Standard A Lamp | 1 | 75 | 760092 | Bathroom
Floor lamp | Incandescent |  | Standard A Lamp | 1 | 75 | 760092 | Bathroom
Wall Mount | Incandescent |  | Standard A Lamp | 3 | 75 | 760101 | Bathroom
Track | Halogen |  | MR | 4 | 50 | 760101 | Bathroom
Ceiling Fixture | Halogen |  | MR | 1 | 50 | 760101 | Bathroom
Ceiling Fixture | Halogen |  | MR | 1 | 50 | 760101 | Bathroom
Ceiling Fixture | Halogen |  | MR | 3 | 50 | 760101 | Bathroom
Track | Halogen |  | MR | 4 | 50 | 760101 | Bathroom
Floor lamp | Compact Fluorescent |  | Twist | 1 | 23 | 760101 | Bathroom
Wall Mount | Incandescent |  | Standard A Lamp | 3 | 40 | 760102 | Bathroom
Table | Incandescent |  | Decorative | 2 | 40 | 760102 | Bathroom
Ceiling Fixture | Incandescent |  | Standard A Lamp | 2 | 60 | 760102 | Bathroom
Ceiling Fixture | Incandescent |  | Standard A Lamp | 1 | 60 | 760102 | Bathroom
Ceiling Fixture | Incandescent |  | Standard A Lamp | 1 | 60 | 760102 | Bathroom
Table | Incandescent |  | Standard A Lamp | 1 | 40 | 760102 | Bathroom
Ceiling Fixture | Linear Fluorescent | 4 | T-8 | 2 | 32 | 760102 | Bathroom
Other | Incandescent |  | Standard A Lamp | 1 | 60 | 760102 | Bathroom
Low bay | Linear Fluorescent | 1.25 | T-12 | 1 | 15 | 760102 | Bathroom
Table | Incandescent |  | Standard A Lamp | 1 | 40 | 760102 | Bathroom
Floor lamp | Incandescent |  | Standard A Lamp | 1 | 40 | 760102 | Bathroom
Wall Mount | Incandescent |  | Globe | 6 | 60 | 760111 | Bathroom
Recessed - other | Incandescent |  | Heat Lamp | 1 | 250 | 760111 | Bathroom
Ceiling Fixture | Compact Fluorescent |  | Circline (Screw Base) | 1 | 30 | 760111 | Bathroom
Ceiling Fixture | Compact Fluorescent |  | Circline (Screw Base) | 1 | 30 | 760111 | Bathroom
Ceiling Fixture | Linear Fluorescent | 4 | T-8 | 4 | 32 | 760111 | Bathroom
Other | Incandescent |  | Other | 1 | 25 | 760111 | Bathroom
Ceiling Fixture | Compact Fluorescent |  | Circline (Screw Base) | 1 | 36 | 760111 | Bathroom
Floor lamp | Incandescent |  | 3-Way Incandescent | 2 | 150 | 760111 | Bathroom
Floor lamp | Compact Fluorescent |  | Twist | 1 | 23 | 760111 | Bathroom
Floor lamp | Compact Fluorescent |  | Twist | 1 | 14 | 760111 | Bathroom
Chandelier (Hanging) | Incandescent |  | Mini base | 9 | 25 | 760111 | Bathroom
Table | Compact Fluorescent |  | Twist | 2 | 26 | 760111 | Bathroom
Recessed - other | Incandescent |  | Heat Lamp | 1 | 250 | 760112 | Bathroom
Wall Mount | Incandescent |  | Globe | 6 | 60 | 760112 | Bathroom
Ceiling Fixture | Compact Fluorescent |  | Circline (Screw Base) | 1 | 30 | 760112 | Bathroom
Table | Incandescent |  | Standard A Lamp | 1 | 60 | 760112 | Bathroom
Ceiling Fixture | Compact Fluorescent |  | Circline (Screw Base) | 1 | 30 | 760112 | Bathroom
Ceiling Fixture | Linear Fluorescent | 4 | T-8 | 4 | 32 | 760112 | Bathroom
Table | Incandescent |  | Standard A Lamp | 1 | 60 | 760112 | Bathroom
Other | Incandescent |  | Other | 1 | 25 | 760112 | Bathroom
Ceiling Fixture | Compact Fluorescent |  | Circline (Screw Base) | 1 | 36 | 760112 | Bathroom
Wall Mount | Incandescent |  | Globe | 4 | 25 | 760121 | Bathroom
Wall Mount | Incandescent |  | Globe | 4 | 40 | 760121 | Bathroom
Recessed - other | Incandescent |  | Heat Lamp | 1 | 250 | 760121 | Bathroom
Table | Incandescent |  | Standard A Lamp | 1 | 60 | 760121 | Bathroom
Ceiling Fixture | Compact Fluorescent |  | Twist | 1 | 13 | 760121 | Bathroom
Floor lamp | Incandescent |  | Decorative | 2 | 40 | 760121 | Bathroom
Table | Incandescent |  | Decorative | 1 | 40 | 760121 | Bathroom
Table | Incandescent |  | Standard A Lamp | 1 | 60 | 760121 | Bathroom
Table | Incandescent |  | Decorative | 2 | 40 | 760121 | Bathroom
Ceiling Fixture | Compact Fluorescent |  | Twist | 1 | 13 | 760121 | Bathroom
Ceiling Fixture | Compact Fluorescent |  | Twist | 1 | 23 | 760121 | Bathroom
Other | Incandescent |  | Reflector | 2 | 45 | 760121 | Bathroom
Torchiere | Incandescent |  | Standard A Lamp | 2 | 40 | 760121 | Bathroom
Recessed Can | Incandescent |  | Reflector | 1 | 65 | 760121 | Bathroom
Wall Mount | Incandescent |  | Globe | 4 | 40 | 760122 | Bathroom
Recessed - other | Incandescent |  | Reflector | 1 | 250 | 760122 | Bathroom
Table | Compact Fluorescent |  | Twist | 1 | 13 | 760122 | Bathroom
Torchiere | Incandescent |  | Standard A Lamp | 2 | 60 | 760122 | Bathroom
Ceiling Fixture | Compact Fluorescent |  | Twist | 1 | 13 | 760122 | Bathroom
Table | Incandescent |  | Standard A Lamp | 1 | 60 | 760122 | Bathroom
Ceiling Fixture | Compact Fluorescent |  | Twist | 1 | 13 | 760122 | Bathroom
Ceiling Fixture | Compact Fluorescent |  | Twist | 1 | 23 | 760122 | Bathroom
Other | Incandescent |  | Other | 2 | 45 | 760122 | Bathroom
Torchiere | Incandescent |  | Standard A Lamp | 1 | 60 | 760122 | Bathroom
Table | Compact Fluorescent |  | Twist | 1 | 12 | 760122 | Bathroom
Table | Compact Fluorescent |  | Circline (Screw Base) | 1 | 22 | 760122 | Bathroom
Table | Compact Fluorescent |  | Twist | 1 | 13 | 760122 | Bathroom
Chandelier (Hanging) | Incandescent |  | Standard A Lamp | 1 | 60 | 760122 | Bathroom
Ceiling Fixture | Incandescent |  | Reflector | 1 | 65 | 760122 | Bathroom
Wall Mount | Incandescent |  | Globe | 4 | 40 | 760131 | Bathroom
Recessed - other | Incandescent |  | Heat Lamp | 1 | 250 | 760131 | Bathroom
Ceiling Fixture | Compact Fluorescent |  | Twist | 1 | 13 | 760131 | Bathroom
Table | Compact Fluorescent |  | Pin base | 1 | 13 | 760131 | Bathroom
Floor lamp | Compact Fluorescent |  | Pin base | 1 | 13 | 760131 | Bathroom
Ceiling Fan | Compact Fluorescent |  | Twist | 1 | 13 | 760131 | Bathroom
Ceiling Fixture | Incandescent |  | Standard A Lamp | 1 | 60 | 760131 | Bathroom
Ceiling Fixture | Compact Fluorescent |  | Twist | 1 | 13 | 760131 | Bathroom
Floor lamp | Compact Fluorescent |  | Twist | 1 | 13 | 760131 | Bathroom
Torchiere | Compact Fluorescent |  | Twist | 2 | 18 | 760131 | Bathroom
Track | Halogen |  | MR | 3 | 50 | 760131 | Bathroom
Floor lamp | Compact Fluorescent |  | Twist | 1 | 20 | 760132 | Living Room
Table | Compact Fluorescent |  | Pin base | 1 | 13 | 760132 | Living Room
Table | Compact Fluorescent |  | Pin base | 1 | 27 | 760132 | Living Room
Table | Incandescent |  | Decorative | 1 | 75 | 760132 | Living Room
Wall Mount | Incandescent |  | Globe | 4 | 40 | 760132 | Living Room
Recessed - other | Incandescent |  | Heat Lamp | 1 | 250 | 760132 | Living Room
Track | Halogen |  | MR | 3 | 50 | 760132 | Living Room
Other | Incandescent |  | Decorative | 1 | 40 | 760132 | Living Room
Ceiling Fixture | Linear Fluorescent | 4 | T-8 | 2 | 32 | 770011 | Bathroom
Architectural | Incandescent |  | Standard A Lamp | 1 | 150 | 770011 | Bathroom
Ceiling Fixture | Incandescent |  | Standard A Lamp | 1 | 60 | 770011 | Bathroom
Ceiling Fixture | Incandescent |  | Standard A Lamp | 1 | 60 | 770011 | Bathroom
Ceiling Fixture | Linear Fluorescent | 4 | T-8 | 2 | 32 | 770011 | Bathroom
Ceiling Fixture | Incandescent |  | Standard A Lamp | 1 | 60 | 770011 | Bathroom
Floor lamp | Incandescent |  | Standard A Lamp | 1 | 60 | 770011 | Bathroom
Table | Compact Fluorescent |  | Twist | 1 | 15 | 770011 | Bathroom
Table | Compact Fluorescent |  | Twist | 1 | 13 | 770011 | Bathroom
Table | Incandescent |  | Standard A Lamp | 1 | 60 | 770011 | Bathroom
Wall Mount | Linear Fluorescent | 4 | T-8 | 2 | 32 | 770012 | Bathroom
Ceiling Fixture | Incandescent |  | Standard A Lamp | 1 | 60 | 770012 | Bathroom
Ceiling Fixture | Linear Fluorescent | 4 | T-8 | 2 | 32 | 770012 | Bathroom
Ceiling Fixture | Incandescent |  | Standard A Lamp | 1 | 100 | 770021 | Kitchen
Other | Linear Fluorescent | 1.5 | T-8 | 1 | 15 | 770021 | Kitchen
Wall Mount | Incandescent |  | Globe | 6 | 60 | 770021 | Kitchen
Recessed - other | Incandescent |  | Reflector | 1 | 120 | 770021 | Kitchen
Wall Mount | Incandescent |  | Globe | 4 | 60 | 770021 | Kitchen
Recessed - other | Incandescent |  | Heat Lamp | 1 | 250 | 770021 | Kitchen
Ceiling Fixture | Incandescent |  | Standard A Lamp | 1 | 75 | 770021 | Kitchen
Table | Incandescent |  | 3-Way Incandescent | 1 | 100 | 770021 | Kitchen
Table | Compact Fluorescent |  | Pin base | 1 | 13 | 770021 | Kitchen
Table | Linear Fluorescent | 1.5 | T-5 | 2 | 18 | 770021 | Kitchen
Table | Incandescent |  | Standard A Lamp | 1 | 100 | 770021 | Kitchen
Table | Compact Fluorescent |  | Twist | 1 | 23 | 770021 | Kitchen
Table | Incandescent |  | 3-Way Incandescent | 1 | 100 | 770021 | Kitchen
Ceiling Fixture | Incandescent |  | Decorative | 2 | 25 | 770021 | Kitchen
Chandelier (Hanging) | Halogen |  | Quartz Tube | 1 | 50 | 770021 | Kitchen
Ceiling Fixture | Incandescent |  | Standard A Lamp | 1 | 100 | 770021 | Kitchen
Table | Compact Fluorescent |  | Twist | 1 | 27 | 770021 | Kitchen
Table | Incandescent |  | Standard A Lamp | 1 | 100 | 770021 | Kitchen
Chandelier (Hanging) | Incandescent |  | Standard A Lamp | 1 | 40 | 770021 | Kitchen
Chandelier (Hanging) | Incandescent |  | Clear | 6 | 40 | 770021 | Kitchen
Wall Mount | Compact Fluorescent |  | Twist | 5 | 11 | 770022 | Bathroom
Recessed - other | Incandescent |  | Heat Lamp | 1 | 250 | 770022 | Bathroom
Table | Incandescent |  | Standard A Lamp | 1 | 60 | 770022 | Bathroom
Table | Compact Fluorescent |  | A shape bulb | 1 | 15 | 770022 | Bathroom
Chandelier (Hanging) | Compact Fluorescent |  | Twist | 1 | 15 | 770022 | Bathroom
Ceiling Fixture | Incandescent |  | Standard A Lamp | 1 | 60 | 770022 | Bathroom
Ceiling Fan | Incandescent |  | Standard A Lamp | 1 | 75 | 770022 | Bathroom
Ceiling Fixture | Linear Fluorescent | 4 | T-12 | 2 | 40 | 770022 | Bathroom
Other | Linear Fluorescent | 2 | T-12 | 2 | 32 | 770022 | Bathroom
Other | Linear Fluorescent | 1.5 | T-8 | 1 | 20 | 770022 | Bathroom
Recessed - other | Halogen |  | Other | 2 | 20 | 770022 | Bathroom
Table | Incandescent |  | Standard A Lamp | 1 | 100 | 770022 | Bathroom
Floor lamp | Compact Fluorescent |  | Twist | 1 | 15 | 770022 | Bathroom
Chandelier (Hanging) | Incandescent |  | Decorative | 4 | 40 | 770022 | Bathroom
Wall Mount | Compact Fluorescent |  | Twist | 3 | 13 | 770031 | Bathroom
Table | Incandescent |  | Standard A Lamp | 1 | 40 | 770031 | Bathroom
Table | Incandescent |  | Decorative | 1 | 25 | 770031 | Bathroom
Table | Compact Fluorescent |  | Twist | 1 | 13 | 770031 | Bathroom
Wall Mount | Incandescent |  | Standard A Lamp | 2 | 60 | 770031 | Bathroom
Wall Mount | Incandescent |  | Standard A Lamp | 2 | 65 | 770031 | Bathroom
Ceiling Fixture | Linear Fluorescent | 3 | T-5 | 1 | 22 | 770031 | Bathroom
Floor lamp | Compact Fluorescent |  | Twist | 1 | 13 | 770031 | Bathroom
Wall Mount | Linear Fluorescent | 3 | T-5 | 1 | 22 | 770031 | Bathroom
Ceiling Fixture | Compact Fluorescent |  | Twist | 1 | 23 | 770031 | Bathroom
Wall Mount | Compact Fluorescent |  | Twist | 2 | 23 | 770032 | Bathroom
Wall Mount | Compact Fluorescent |  | Twist | 2 | 13 | 770032 | Bathroom
Floor lamp | Incandescent |  | Decorative | 4 | 25 | 770032 | Bathroom
Ceiling Fixture | Linear Fluorescent | 3 | T-5 | 1 | 22 | 770032 | Bathroom
Recessed - other | Compact Fluorescent |  | Twist | 1 | 13 | 770032 | Bathroom
Wall Mount | Compact Fluorescent |  | Twist | 2 | 23 | 770032 | Bathroom
Wall Mount | Compact Fluorescent |  | Twist | 2 | 7 | 770032 | Bathroom
Ceiling Fixture | Compact Fluorescent |  | Twist | 1 | 23 | 770032 | Bathroom
Wall Mount | Linear Fluorescent | 2 | T-12 | 2 | 20 | 770041 | Bathroom
Recessed - other | Incandescent |  | Heat Lamp | 1 | 250 | 770041 | Bathroom
Ceiling Fixture | Compact Fluorescent |  | Pin base | 2 | 13 | 770041 | Bathroom
Table | Incandescent |  | Standard A Lamp | 1 | 65 | 770041 | Bathroom
Other | Incandescent |  | Mini base | 1 | 40 | 770041 | Bathroom
Ceiling Fixture | Compact Fluorescent |  | Pin base | 2 | 13 | 770041 | Bathroom
Ceiling Fixture | Compact Fluorescent |  | Pin base | 2 | 13 | 770041 | Bathroom
Table | Incandescent |  | 3-Way Incandescent | 1 | 250 | 770041 | Bathroom
Floor lamp | Compact Fluorescent |  | Pin base | 1 | 27 | 770041 | Bathroom
Chandelier (Hanging) | Incandescent |  | Standard A Lamp | 1 | 60 | 770041 | Bathroom
Floor lamp | Incandescent |  | Standard A Lamp | 1 | 100 | 770041 | Bathroom
Ceiling Fixture | Compact Fluorescent |  | Pin base | 2 | 13 | 770041 | Bathroom
Ceiling Fixture | Compact Fluorescent |  | Pin base | 2 | 13 | 770041 | Bathroom
Recessed - other | Incandescent |  | Heat Lamp | 1 | 250 | 770042 | Bathroom
Wall Mount | Compact Fluorescent |  | Twist | 5 | 13 | 770042 | Bathroom
Table | Incandescent |  | Standard A Lamp | 1 | 60 | 770042 | Bathroom
Table | Incandescent |  | Standard A Lamp | 1 | 75 | 770042 | Bathroom
Ceiling Fixture | Compact Fluorescent |  | Twist | 1 | 13 | 770042 | Bathroom
Other | Incandescent |  | Mini base | 1 | 40 | 770042 | Bathroom
Ceiling Fixture | Linear Fluorescent | 2 | T-8 | 4 | 32 | 770042 | Bathroom
Torchiere | Incandescent |  | 3-Way Incandescent | 1 | 100 | 770042 | Bathroom
Table | Incandescent |  | 3-Way Incandescent | 1 | 150 | 770042 | Bathroom
Chandelier (Hanging) | Compact Fluorescent |  | Twist | 2 | 13 | 770042 | Bathroom
Recessed Can | Incandescent |  | Reflector | 1 | 100 | 770051 | Bathroom
Wall Mount | Compact Fluorescent |  | Twist | 5 | 13 | 770051 | Bathroom
Table | Compact Fluorescent |  | Twist | 1 | 7 | 770051 | Bathroom
Ceiling Fixture | Compact Fluorescent |  | Twist | 1 | 23 | 770051 | Bathroom
Ceiling Fixture | Incandescent |  | Reflector | 1 | 65 | 770051 | Bathroom
Recessed Can | Incandescent |  | Reflector | 2 | 65 | 770051 | Bathroom
Recessed - other | Incandescent |  | Mini base | 2 | 40 | 770051 | Bathroom
Floor lamp | Compact Fluorescent |  | Twist | 1 | 13 | 770051 | Bathroom
Floor lamp | Compact Fluorescent |  | Twist | 1 | 13 | 770051 | Bathroom
Floor lamp | Compact Fluorescent |  | Twist | 1 | 23 | 770051 | Bathroom
Table | Halogen |  | MR | 1 | 10 | 770051 | Bathroom
Wall Mount | Compact Fluorescent |  | Twist | 5 | 13 | 770051 | Bathroom
Recessed Can | Incandescent |  | Heat Lamp | 1 | 125 | 770051 | Bathroom
Floor lamp | Compact Fluorescent |  | Twist | 1 | 13 | 770051 | Bathroom
Recessed Can | Incandescent |  | Reflector | 1 | 120 | 770052 | Bathroom
Wall Mount | Incandescent |  | Standard A Lamp | 2 | 60 | 770052 | Bathroom
Wall Mount | Incandescent |  | Standard A Lamp | 2 | 60 | 770052 | Bathroom
Recessed Can | Incandescent |  | Heat Lamp | 1 | 120 | 770052 | Bathroom
Table | Compact Fluorescent |  | Twist | 1 | 13 | 770052 | Bathroom
Table | Compact Fluorescent |  | Pin base | 1 | 7 | 770052 | Bathroom
Ceiling Fixture | Incandescent |  | Reflector | 1 | 120 | 770052 | Bathroom
Floor lamp | Incandescent |  | Standard A Lamp | 1 | 75 | 770052 | Bathroom
Floor lamp | Compact Fluorescent |  | Twist | 2 | 13 | 770052 | Bathroom
Floor lamp | Halogen |  | MR | 1 | 50 | 770052 | Bathroom
Floor lamp | Compact Fluorescent |  | Twist | 2 | 13 | 770052 | Bathroom
Recessed Can | Incandescent |  | Reflector | 1 | 65 | 770052 | Bathroom
Recessed Can | Incandescent |  | Standard A Lamp | 1 | 65 | 770052 | Bathroom
Recessed Can | Incandescent |  | Reflector | 1 | 120 | 770052 | Bathroom
Table | Incandescent |  | Standard A Lamp | 1 | 150 | 770052 | Bathroom
Floor lamp | Compact Fluorescent |  | Twist | 2 | 22 | 770052 | Bathroom
Floor lamp | Incandescent |  | Standard A Lamp | 1 | 125 | 770052 | Bathroom
Table | Incandescent |  | Standard A Lamp | 1 | 60 | 770052 | Bathroom
Recessed - other | Incandescent |  | Heat Lamp | 1 | 250 | 770061 | Bathroom
Wall Mount | Compact Fluorescent |  | Twist | 2 | 18 | 770061 | Bathroom
Recessed - other | Incandescent |  | Heat Lamp | 1 | 250 | 770061 | Bathroom
Wall Mount | Compact Fluorescent |  | Twist | 2 | 18 | 770061 | Bathroom
Table | Compact Fluorescent |  | Twist | 2 | 20 | 770061 | Bathroom
Table | Compact Fluorescent |  | Twist | 1 | 18 | 770061 | Bathroom
Table | Compact Fluorescent |  | Twist | 2 | 18 | 770061 | Bathroom
Ceiling Fixture | Compact Fluorescent |  | Twist | 2 | 20 | 770061 | Bathroom
Ceiling Fixture | Compact Fluorescent |  | Twist | 1 | 23 | 770061 | Bathroom
Ceiling Fixture | Compact Fluorescent |  | Twist | 1 | 18 | 770061 | Bathroom
Table | Compact Fluorescent |  | Twist | 1 | 20 | 770061 | Bathroom
Track | Halogen |  | PAR | 3 | 50 | 770061 | Bathroom
Table | Compact Fluorescent |  | Twist | 1 | 20 | 770061 | Bathroom
Other | Incandescent |  | Other | 1 | 40 | 770061 | Bathroom
Floor lamp | Incandescent |  | Decorative | 3 | 40 | 770061 | Bathroom
Ceiling Fixture | Incandescent |  | Heat Lamp | 1 | 250 | 770062 | Bathroom
Wall Mount | Incandescent |  | Standard A Lamp | 2 | 100 | 770062 | Bathroom
Table | Incandescent |  | Standard A Lamp | 1 | 40 | 770062 | Bathroom
Ceiling Fixture | Compact Fluorescent |  | Twist | 1 | 18 | 770062 | Bathroom
Table | Incandescent |  | 3-Way Incandescent | 1 | 100 | 770062 | Bathroom
Track | Halogen |  | PAR | 3 | 50 | 770062 | Bathroom
Other | Incandescent |  | Other | 1 | 40 | 770062 | Bathroom
Table | Incandescent |  | Standard A Lamp | 1 | 40 | 770062 | Bathroom
Table | Incandescent |  | 3-Way Incandescent | 1 | 150 | 770062 | Bathroom
Ceiling Fixture | Compact Fluorescent |  | Twist | 1 | 18 | 770062 | Bathroom
Wall Mount | Incandescent |  | Globe | 6 | 60 | 770071 | Bathroom
Recessed - other | Incandescent |  | Heat Lamp | 1 | 250 | 770071 | Bathroom
Ceiling Fixture | Compact Fluorescent |  | Twist | 2 | 13 | 770071 | Bathroom
Ceiling Fixture | Compact Fluorescent |  | Twist | 2 | 13 | 770071 | Bathroom
Ceiling Fixture | Compact Fluorescent |  | Twist | 2 | 13 | 770071 | Bathroom
Ceiling Fixture | Linear Fluorescent | 4 | T-8 | 4 | 32 | 770071 | Bathroom
Other | Incandescent |  | Standard A Lamp | 1 | 40 | 770071 | Bathroom
Ceiling Fixture | Compact Fluorescent |  | Twist | 2 | 13 | 770071 | Bathroom
Table | Compact Fluorescent |  | Twist | 1 | 18 | 770071 | Bathroom
Floor lamp | Halogen |  | Other | 1 | 72 | 770071 | Bathroom
Ceiling Fixture | Compact Fluorescent |  | Twist | 2 | 13 | 770071 | Bathroom
Wall Mount | Incandescent |  | Globe | 6 | 60 | 770072 | Bathroom
Recessed - other | Incandescent |  | Heat Lamp | 1 | 250 | 770072 | Bathroom
Floor lamp | Incandescent |  | 3-Way Incandescent | 1 | 250 | 770072 | Bathroom
Ceiling Fixture | Linear Fluorescent | 4 | T-8 | 4 | 32 | 770072 | Bathroom
Ceiling Fixture | Compact Fluorescent |  | Twist | 2 | 13 | 770072 | Bathroom
Table | Incandescent |  | Clear | 2 | 60 | 770072 | Bathroom
Torchiere | Incandescent |  | Standard A Lamp | 3 | 100 | 770072 | Bathroom
Wall Mount | Compact Fluorescent |  | Twist | 6 | 11 | 770081 | Bathroom
Ceiling Fan | Compact Fluorescent |  | Twist | 3 | 11 | 770081 | Bathroom
Table | Compact Fluorescent |  | Twist | 1 | 11 | 770081 | Bathroom
Ceiling Fixture | Compact Fluorescent |  | Twist | 2 | 13 | 770081 | Bathroom
Table | Compact Fluorescent |  | Twist | 1 | 13 | 770081 | Bathroom
Ceiling Fixture | Incandescent |  | Mini base | 3 | 25 | 770081 | Bathroom
Ceiling Fixture | Linear Fluorescent | 4 | T-12 | 2 | 40 | 770081 | Bathroom
Chandelier (Hanging) | Compact Fluorescent |  | Twist | 1 | 20 | 770081 | Bathroom
Other | Compact Fluorescent |  | Twist | 1 | 11 | 770081 | Bathroom
Floor lamp | Compact Fluorescent |  | Twist | 1 | 11 | 770081 | Bathroom
Table | Compact Fluorescent |  | Twist | 1 | 7 | 770081 | Bathroom
Floor lamp | Compact Fluorescent |  | Twist | 1 | 14 | 770081 | Bathroom
Table | Compact Fluorescent |  | Twist | 1 | 11 | 770081 | Bathroom
Ceiling Fan | Compact Fluorescent |  | Twist | 2 | 15 | 770081 | Bathroom
Ceiling Fixture | Compact Fluorescent |  | Twist | 1 | 13 | 770081 | Bathroom
Ceiling Fan | Incandescent |  | Standard A Lamp | 2 | 40 | 770082 | Bedroom
Table | Incandescent |  | Standard A Lamp | 1 | 75 | 770082 | Bedroom
Table | Compact Fluorescent |  | Twist | 1 | 23 | 770082 | Bedroom
Table | Halogen |  | Quartz Tube | 1 | 50 | 770082 | Bedroom
Track | Incandescent |  | Reflector | 4 | 45 | 770082 | Bedroom
Track | Incandescent |  | Reflector | 3 | 45 | 770082 | Bedroom
Track | Incandescent |  | Mini base | 3 | 40 | 770082 | Bedroom
Track | Incandescent |  | Reflector | 3 | 30 | 770082 | Bedroom
Table | Incandescent |  | Standard A Lamp | 1 | 40 | 770082 | Bedroom
Floor lamp | Incandescent |  | Standard A Lamp | 1 | 75 | 770082 | Bedroom
Floor lamp | Compact Fluorescent |  | Pin base | 1 | 18 | 770082 | Bedroom
Table | Incandescent |  | Standard A Lamp | 1 | 75 | 770082 | Bedroom
Wall Mount | Incandescent |  | Globe | 6 | 25 | 770082 | Bedroom
Wall Mount | Linear Fluorescent | 3 | T-4 | 1 | 25 | 770091 | Bathroom
Recessed - other | Incandescent |  | Heat Lamp | 1 | 250 | 770091 | Bathroom
Torchiere | Incandescent |  | Standard A Lamp | 1 | 40 | 770091 | Bathroom
Torchiere | Compact Fluorescent |  | Twist | 1 | 23 | 770091 | Bathroom
Ceiling Fixture | Compact Fluorescent |  | Twist | 2 | 13 | 770091 | Bathroom
Recessed Can | Compact Fluorescent |  | Pin base | 1 | 13 | 770091 | Bathroom
Ceiling Fixture | Compact Fluorescent |  | Pin base | 2 | 25 | 770091 | Bathroom
Other | Incandescent |  | Standard A Lamp | 1 | 60 | 770091 | Bathroom
Chandelier (Hanging) | Incandescent |  | Standard A Lamp | 3 | 40 | 770091 | Bathroom
Floor lamp | Incandescent |  | Other | 1 | 25 | 770091 | Bathroom
Table | Incandescent |  | Reflector | 1 | 50 | 770091 | Bathroom
Other | Incandescent |  | Decorative | 1 | 60 | 770092 | Bathroom
Recessed - other | Incandescent |  | Heat Lamp | 1 | 250 | 770092 | Bathroom
Wall Mount | Linear Fluorescent | 3 | T-4 | 1 | 25 | 770092 | Bathroom
Ceiling Fixture | Compact Fluorescent |  | Pin base | 2 | 13 | 770092 | Bathroom
Table | Incandescent |  | Standard A Lamp | 1 | 100 | 770092 | Bathroom
Floor lamp | Incandescent |  | Standard A Lamp | 1 | 100 | 770092 | Bathroom
Table | Incandescent |  | Standard A Lamp | 1 | 60 | 770092 | Bathroom
Ceiling Fixture | Compact Fluorescent |  | Pin base | 2 | 13 | 770092 | Bathroom
Ceiling Fixture | Compact Fluorescent |  | Pin base | 2 | 13 | 770092 | Bathroom
Recessed Can | Compact Fluorescent |  | Pin base | 1 | 13 | 770092 | Bathroom
Ceiling Fixture | Compact Fluorescent |  | Pin base | 2 | 25 | 770092 | Bathroom
Other | Incandescent |  | Standard A Lamp | 1 | 60 | 770092 | Bathroom
Ceiling Fixture | Compact Fluorescent |  | Pin base | 2 | 13 | 770092 | Bathroom
Table | Incandescent |  | Standard A Lamp | 2 | 60 | 770092 | Bathroom
Table | Incandescent |  | Standard A Lamp | 1 | 100 | 770092 | Bathroom
Floor lamp | Incandescent |  | Standard A Lamp | 1 | 100 | 770092 | Bathroom
Ceiling Fan | Incandescent |  | Standard A Lamp | 3 | 60 | 770092 | Bathroom
Wall Mount | Halogen |  | Quartz Tube | 2 | 150 | 770101 | Bathroom
Ceiling Fixture | Incandescent |  | Heat Lamp | 1 | 150 | 770101 | Bathroom
Ceiling Fixture | Compact Fluorescent |  | Pin base | 1 | 11 | 770101 | Bathroom
Ceiling Fixture | Compact Fluorescent |  | Pin base | 2 | 13 | 770101 | Bathroom
Other | Incandescent |  | Other | 2 | 40 | 770101 | Bathroom
Other | Compact Fluorescent |  | Twist | 2 | 25 | 770101 | Bathroom
Track | Halogen |  | MR | 3 | 50 | 770101 | Bathroom
Floor lamp | Incandescent |  | Standard A Lamp | 1 | 40 | 770101 | Bathroom
Table | Linear Fluorescent | 2 | T-5 | 2 | 24 | 770101 | Bathroom
Ceiling Fixture | Compact Fluorescent |  | Pin base | 2 | 13 | 770101 | Bathroom
Other | Linear Fluorescent | 4 | T-8 | 2 | 32 | 770101 | Bathroom
Wall Mount | Halogen |  | Quartz Tube | 2 | 150 | 770102 | Bathroom
Ceiling Fixture | Incandescent |  | Heat Lamp | 1 | 150 | 770102 | Bathroom
Ceiling Fixture | Compact Fluorescent |  | Pin base | 1 | 11 | 770102 | Bathroom
Chandelier (Hanging) | Compact Fluorescent |  | Pin base | 1 | 11 | 770102 | Bathroom
Torchiere | Compact Fluorescent |  | Pin base | 1 | 11 | 770102 | Bathroom
Ceiling Fixture | Compact Fluorescent |  | Pin base | 2 | 13 | 770102 | Bathroom
Track | Halogen |  | MR | 3 | 25 | 770102 | Bathroom
Other | Incandescent |  | Other | 2 | 40 | 770102 | Bathroom
Ceiling Fixture | Compact Fluorescent |  | Pin base | 2 | 13 | 770102 | Bathroom
Table | Incandescent |  | Clear | 1 | 40 | 770102 | Bathroom
Wall Mount | Incandescent |  | Globe | 5 | 60 | 770111 | Bathroom
Wall Mount | Incandescent |  | Globe | 4 | 40 | 770111 | Bathroom
Wall Mount | Incandescent |  | Standard A Lamp | 3 | 60 | 770111 | Bathroom
Table | Compact Fluorescent |  | Twist | 1 | 13 | 770111 | Bathroom
Ceiling Fixture | Compact Fluorescent |  | Circline (Screw Base) | 1 | 36 | 770111 | Bathroom
Ceiling Fixture | Compact Fluorescent |  | Circline (Screw Base) | 1 | 22 | 770111 | Bathroom
Ceiling Fixture | Compact Fluorescent |  | Circline (Screw Base) | 1 | 22 | 770111 | Bathroom
Ceiling Fixture | Linear Fluorescent | 4 | T-12 | 4 | 40 | 770111 | Bathroom
Other | Linear Fluorescent | 1.5 | T-8 | 1 | 15 | 770111 | Bathroom
Other | Incandescent |  | Standard A Lamp | 1 | 40 | 770111 | Bathroom
Table | Compact Fluorescent |  | Twist | 1 | 23 | 770111 | Bathroom
Wall Mount | Incandescent |  | Globe | 4 | 60 | 770112 | Bathroom
Floor lamp | Incandescent |  | Standard A Lamp | 1 | 100 | 770112 | Bathroom
Table | Incandescent |  | Standard A Lamp | 1 | 60 | 770112 | Bathroom
Ceiling Fixture | Compact Fluorescent |  | Circline (Screw Base) | 1 | 22 | 770112 | Bathroom
Ceiling Fixture | Compact Fluorescent |  | Circline (Screw Base) | 1 | 36 | 770112 | Bathroom
Floor lamp | Incandescent |  | Standard A Lamp | 1 | 100 | 770112 | Bathroom
Table | Incandescent |  | Standard A Lamp | 1 | 60 | 770112 | Bathroom
Floor lamp | Halogen |  | Quartz Tube | 1 | 50 | 770112 | Bathroom
Wall Mount | Incandescent |  | Standard A Lamp | 3 | 75 | 780011 | Bathroom
Recessed - other | Incandescent |  | Standard A Lamp | 1 | 60 | 780011 | Bathroom
Floor lamp | Incandescent |  | Standard A Lamp | 2 | 125 | 780011 | Bathroom
Chandelier (Hanging) | Incandescent |  | Decorative | 6 | 60 | 780011 | Bathroom
Ceiling Fixture | Incandescent |  | Standard A Lamp | 2 | 75 | 780011 | Bathroom
Table | Incandescent |  | Standard A Lamp | 1 | 75 | 780011 | Bathroom
Recessed Can | Halogen |  | PAR | 1 | 50 | 780011 | Bathroom
Other | Halogen |  | MR | 2 | 20 | 780011 | Bathroom
Floor lamp | Incandescent |  | Standard A Lamp | 2 | 60 | 780011 | Bathroom
Torchiere | Incandescent |  | Standard A Lamp | 2 | 75 | 780011 | Bathroom
Table | Incandescent |  | Standard A Lamp | 2 | 60 | 780011 | Bathroom
Wall Mount | Incandescent |  | Standard A Lamp | 4 | 75 | 780011 | Bathroom
Recessed Can | Incandescent |  | Standard A Lamp | 1 | 60 | 780011 | Bathroom
Recessed Can | Halogen |  | PAR | 1 | 50 | 780011 | Bathroom
Table | Incandescent |  | Standard A Lamp | 1 | 75 | 780011 | Bathroom
Table | Incandescent |  | Standard A Lamp | 1 | 100 | 780011 | Bathroom
Wall Mount | Linear Fluorescent | 2 | T-5 | 2 | 13 | 780011 | Bathroom
Wall Mount | Incandescent |  | Standard A Lamp | 3 | 75 | 780012 | Bathroom
Recessed - other | Incandescent |  | Standard A Lamp | 1 | 60 | 780012 | Bathroom
Table | Compact Fluorescent |  | Pin base | 1 | 26 | 780012 | Bathroom
Table | Incandescent |  | Standard A Lamp | 1 | 75 | 780012 | Bathroom
Ceiling Fixture | Halogen |  | PAR | 2 | 50 | 780012 | Bathroom
Ceiling Fixture | Halogen |  | PAR | 1 | 50 | 780012 | Bathroom
Other | Halogen |  | MR | 2 | 50 | 780012 | Bathroom
Table | Compact Fluorescent |  | Pin base | 1 | 26 | 780012 | Bathroom
Ceiling Fixture | Compact Fluorescent |  | Twist | 2 | 19 | 780012 | Bathroom
Ceiling Fixture | Compact Fluorescent |  | Twist | 2 | 18 | 780012 | Bathroom
Recessed Can | Halogen |  | PAR | 1 | 50 | 780012 | Bathroom
Recessed Can | Halogen |  | PAR | 1 | 50 | 780012 | Bathroom
Ceiling Fixture | Halogen |  | PAR | 1 | 50 | 780012 | Bathroom
Other | Halogen |  | MR | 2 | 20 | 780012 | Bathroom
Floor lamp | Incandescent |  | 3-Way Incandescent | 1 | 150 | 780012 | Bathroom
Floor lamp | Compact Fluorescent |  | Pin base | 1 | 13 | 780012 | Bathroom
Ceiling Fixture | Incandescent |  | Standard A Lamp | 1 | 60 | 780012 | Bathroom
Wall Mount | Incandescent |  | Standard A Lamp | 4 | 75 | 780012 | Bathroom
Recessed Can | Incandescent |  | Standard A Lamp | 1 | 60 | 780012 | Bathroom
Table | Incandescent |  | 3-Way Incandescent | 1 | 100 | 780012 | Bathroom
Recessed Can | Halogen |  | PAR | 1 | 50 | 780012 | Bathroom
Wall Mount | Linear Fluorescent | 2 | T-5 | 2 | 13 | 780012 | Bathroom
Wall Mount | Incandescent |  | Globe | 6 | 40 | 780021 | Bathroom
Wall Mount | Incandescent |  | Globe | 6 | 40 | 780021 | Bathroom
Floor lamp | Incandescent |  | Standard A Lamp | 1 | 25 | 780021 | Bathroom
Floor lamp | Compact Fluorescent |  | Twist | 1 | 26 | 780021 | Bathroom
Table | Incandescent |  | Standard A Lamp | 1 | 25 | 780021 | Bathroom
Table | Incandescent |  | Decorative | 1 | 25 | 780021 | Bathroom
Recessed Can | Incandescent |  | Standard A Lamp | 1 | 60 | 780021 | Bathroom
Recessed Can | Incandescent |  | Reflector | 1 | 65 | 780021 | Bathroom
Recessed Can | Incandescent |  | Reflector | 1 | 65 | 780021 | Bathroom
Other | Incandescent |  | Other | 1 | 40 | 780021 | Bathroom
Floor lamp | Compact Fluorescent |  | Twist | 3 | 13 | 780021 | Bathroom
Ceiling Fixture | Incandescent |  | Standard A Lamp | 3 | 60 | 780021 | Bathroom
Wall Mount | Incandescent |  | Globe | 6 | 60 | 780022 | Bathroom
Wall Mount | Incandescent |  | Globe | 6 | 40 | 780022 | Bathroom
Torchiere | Incandescent |  | Standard A Lamp | 1 | 100 | 780022 | Bathroom
Table | Incandescent |  | Standard A Lamp | 1 | 25 | 780022 | Bathroom
Recessed Can | Incandescent |  | Reflector | 1 | 65 | 780022 | Bathroom
Ceiling Fixture | Incandescent |  | Reflector | 1 | 65 | 780022 | Bathroom
Recessed Can | Incandescent |  | Reflector | 1 | 65 | 780022 | Bathroom
Other | Incandescent |  | Standard A Lamp | 2 | 40 | 780022 | Bathroom
Table | Incandescent |  | 3-Way Incandescent | 1 | 150 | 780022 | Bathroom
Floor lamp | Compact Fluorescent |  | Twist | 1 | 19 | 780022 | Bathroom
Floor lamp | Halogen |  | Other | 1 | 50 | 780022 | Bathroom
Floor lamp | Incandescent |  | Standard A Lamp | 1 | 100 | 780022 | Bathroom
Chandelier (Hanging) | Incandescent |  | Globe | 1 | 40 | 780022 | Bathroom
Wall Mount | Incandescent |  | Globe | 4 | 40 | 780031 | Bathroom
Recessed - other | Incandescent |  | Heat Lamp | 1 | 250 | 780031 | Bathroom
Ceiling Fixture | Compact Fluorescent |  | Twist | 2 | 13 | 780031 | Bathroom
Table | Compact Fluorescent |  | Twist | 1 | 11 | 780031 | Bathroom
Floor lamp | Compact Fluorescent |  | Twist | 1 | 13 | 780031 | Bathroom
Track | Halogen |  | MR | 3 | 50 | 780031 | Bathroom
Ceiling Fixture | Compact Fluorescent |  | Twist | 2 | 13 | 780031 | Bathroom
Track | Halogen |  | MR | 3 | 50 | 780031 | Bathroom
Other | Incandescent |  | Decorative | 2 | 30 | 780031 | Bathroom
Floor lamp | Incandescent |  | Standard A Lamp | 3 | 75 | 780031 | Bathroom
Wall Mount | Incandescent |  | Globe | 4 | 40 | 780031 | Bathroom
Recessed - other | Incandescent |  | Heat Lamp | 1 | 250 | 780031 | Bathroom
Ceiling Fixture | Compact Fluorescent |  | Twist | 2 | 13 | 780031 | Bathroom
Table | Incandescent |  | Standard A Lamp | 1 | 75 | 780031 | Bathroom
Recessed - other | Incandescent |  | Heat Lamp | 1 | 250 | 780032 | Bathroom
Wall Mount | Incandescent |  | Globe | 6 | 60 | 780032 | Bathroom
Ceiling Fixture | Incandescent |  | Standard A Lamp | 1 | 60 | 780032 | Bathroom
Track | Halogen |  | MR | 2 | 50 | 780032 | Bathroom
Other | Incandescent |  | Decorative | 2 | 30 | 780032 | Bathroom
Ceiling Fixture | Incandescent |  | Standard A Lamp | 1 | 60 | 780032 | Bathroom
Torchiere | Compact Fluorescent |  | Twist | 1 | 13 | 780032 | Bathroom
Torchiere | Incandescent |  | Standard A Lamp | 1 | 60 | 780032 | Bathroom
Table | Halogen |  | Quartz Tube | 1 | 100 | 780032 | Bathroom
Track | Halogen |  | MR | 1 | 50 | 780032 | Bathroom
Table | Compact Fluorescent |  | Pin base | 1 | 27 | 780032 | Bathroom
Ceiling Fixture | Incandescent |  | Clear | 2 | 60 | 780041 | Hall
Track | Halogen |  | MR | 3 | 40 | 780041 | Hall
Recessed - other | Incandescent |  | Mini base | 2 | 40 | 780041 | Hall
Floor lamp | Incandescent |  | Reflector | 1 | 40 | 780041 | Hall
Floor lamp | Compact Fluorescent |  | Twist | 1 | 23 | 780041 | Hall
Table | Compact Fluorescent |  | Twist | 1 | 23 | 780041 | Hall
Ceiling Fixture | Incandescent |  | Clear | 2 | 60 | 780041 | Hall
Wall Mount | Halogen |  | Quartz Tube | 2 | 100 | 780041 | Hall
Recessed Can | Incandescent |  | Heat Lamp | 1 | 250 | 780041 | Hall
Wall Mount | Halogen |  | Quartz Tube | 2 | 100 | 780042 | Bathroom
Recessed Can | Incandescent |  | Heat Lamp | 1 | 250 | 780042 | Bathroom
Ceiling Fixture | Compact Fluorescent |  | Twist | 2 | 13 | 780042 | Bathroom
Track | Halogen |  | MR | 3 | 40 | 780042 | Bathroom
Recessed - other | Incandescent |  | Mini base | 1 | 40 | 780042 | Bathroom
Floor lamp | Compact Fluorescent |  | Twist | 1 | 13 | 780042 | Bathroom
Table | Incandescent |  | Standard A Lamp | 1 | 52 | 780042 | Bathroom
Wall Mount | Incandescent |  | Standard A Lamp | 3 | 75 | 780051 | Bathroom
Recessed Can | Incandescent |  | Heat Lamp | 1 | 250 | 780051 | Bathroom
Floor lamp | Halogen |  | Quartz Tube | 1 | 500 | 780051 | Bathroom
Track | Halogen |  | Quartz Tube | 4 | 50 | 780051 | Bathroom
Recessed Can | Incandescent |  | Reflector | 1 | 65 | 780051 | Bathroom
Recessed Can | Incandescent |  | Reflector | 4 | 65 | 780051 | Bathroom
Recessed - other | Incandescent |  | Mini base | 2 | 40 | 780051 | Bathroom
Ceiling Fixture | Incandescent |  | Standard A Lamp | 2 | 75 | 780051 | Bathroom
Floor lamp | Halogen |  | Quartz Tube | 1 | 75 | 780051 | Bathroom
Table | Incandescent |  | Standard A Lamp | 1 | 100 | 780051 | Bathroom
Table | Incandescent |  | Decorative | 1 | 25 | 780051 | Bathroom
Wall Mount | Incandescent |  | Mini base | 6 | 40 | 780052 | Bathroom
Ceiling Fixture | Incandescent |  | Standard A Lamp | 2 | 60 | 780052 | Bathroom
Ceiling Fixture | Incandescent |  | Reflector | 1 | 65 | 780052 | Bathroom
Recessed Can | Compact Fluorescent |  | Reflector | 1 | 23 | 780052 | Bathroom
Recessed Can | Incandescent |  | Reflector | 1 | 65 | 780052 | Bathroom
Recessed - other | Incandescent |  | Mini base | 2 | 4 | 780052 | Bathroom
Track | Halogen |  | PAR | 3 | 50 | 780052 | Bathroom
Ceiling Fixture | Compact Fluorescent |  | Circline (Screw Base) | 1 | 32 | 780061 | Bathroom
Wall Mount | Linear Fluorescent | 2 | T-8 | 2 | 17 | 780061 | Bathroom
Floor lamp | Compact Fluorescent |  | Twist | 1 | 23 | 780061 | Bathroom
Table | Compact Fluorescent |  | Twist | 1 | 23 | 780061 | Bathroom
Ceiling Fixture | Compact Fluorescent |  | Circline (Screw Base) | 1 | 32 | 780061 | Bathroom
Ceiling Fixture | Compact Fluorescent |  | Circline (Screw Base) | 2 | 40 | 780061 | Bathroom
Ceiling Fixture | Compact Fluorescent |  | Pin base | 1 | 26 | 780061 | Bathroom
Other | Incandescent |  | Other | 1 | 40 | 780061 | Bathroom
Table | Compact Fluorescent |  | Twist | 1 | 23 | 780061 | Bathroom
Table | Compact Fluorescent |  | Twist | 1 | 9 | 780061 | Bathroom
Table | Other |  | Other | 1 | 3 | 780061 | Bathroom
Ceiling Fixture | Compact Fluorescent |  | Circline (Screw Base) | 1 | 32 | 780062 | Bathroom
Wall Mount | Linear Fluorescent | 2 | T-8 | 2 | 17 | 780062 | Bathroom
Table | Incandescent |  | Standard A Lamp | 1 | 75 | 780062 | Bathroom
Ceiling Fixture | Compact Fluorescent |  | Circline (Screw Base) | 1 | 32 | 780062 | Bathroom
Ceiling Fixture | Compact Fluorescent |  | Pin base | 1 | 26 | 780062 | Bathroom
Ceiling Fixture | Compact Fluorescent |  | Circline (Screw Base) | 2 | 40 | 780062 | Bathroom
Other | Incandescent |  | Other | 1 | 25 | 780062 | Bathroom
Table | Incandescent |  | Standard A Lamp | 1 | 75 | 780062 | Bathroom
Recessed - other | Incandescent |  | Reflector | 1 | 65 | 780071 | Bathroom
Wall Mount | Incandescent |  | Globe | 6 | 60 | 780071 | Bathroom
Ceiling Fixture | Compact Fluorescent |  | Twist | 2 | 13 | 780071 | Bathroom
Ceiling Fixture | Compact Fluorescent |  | Twist | 2 | 13 | 780071 | Bathroom
Ceiling Fixture | Linear Fluorescent | 4 | T-8 | 4 | 32 | 780071 | Bathroom
Other | Incandescent |  | Standard A Lamp | 1 | 40 | 780071 | Bathroom
Ceiling Fixture | Compact Fluorescent |  | Twist | 2 | 13 | 780071 | Bathroom
Ceiling Fixture | Compact Fluorescent |  | Twist | 2 | 13 | 780071 | Bathroom
Floor lamp | Incandescent |  | Standard A Lamp | 1 | 60 | 780071 | Bathroom
Ceiling Fixture | Compact Fluorescent |  | Twist | 2 | 13 | 780071 | Bathroom
Table | Incandescent |  | Standard A Lamp | 1 | 40 | 780071 | Bathroom
Table | Incandescent |  | Standard A Lamp | 1 | 60 | 780071 | Bathroom
Wall Mount | Incandescent |  | Globe | 6 | 60 | 780072 | Bathroom
Recessed Can | Incandescent |  | Heat Lamp | 1 | 250 | 780072 | Bathroom
Ceiling Fixture | Compact Fluorescent |  | Twist | 2 | 13 | 780072 | Bathroom
Table | Incandescent |  | Standard A Lamp | 1 | 60 | 780072 | Bathroom
Ceiling Fixture | Compact Fluorescent |  | Twist | 2 | 13 | 780072 | Bathroom
Ceiling Fixture | Linear Fluorescent | 4 | T-8 | 4 | 32 | 780072 | Bathroom
Other | Incandescent |  | Standard A Lamp | 1 | 40 | 780072 | Bathroom
Ceiling Fixture | Compact Fluorescent |  | Twist | 2 | 13 | 780072 | Bathroom
Floor lamp | Incandescent |  | Standard A Lamp | 2 | 75 | 780072 | Bathroom
Wall Mount | Incandescent |  | Globe | 6 | 40 | 780081 | Bathroom
Recessed Can | Incandescent |  | Heat Lamp | 1 | 250 | 780081 | Bathroom
Ceiling Fixture | Compact Fluorescent |  | Pin base | 2 | 13 | 780081 | Bathroom
Ceiling Fixture | Compact Fluorescent |  | Pin base | 2 | 13 | 780081 | Bathroom
Ceiling Fixture | Compact Fluorescent |  | Pin base | 2 | 13 | 780081 | Bathroom
Other | Incandescent |  | Standard A Lamp | 1 | 60 | 780081 | Bathroom
Ceiling Fixture | Linear Fluorescent | 4 | T-8 | 4 | 32 | 780081 | Bathroom
Table | Incandescent |  | 3-Way Incandescent | 1 | 150 | 780081 | Bathroom
Ceiling Fixture | Compact Fluorescent |  | Circline (Screw Base) | 1 | 40 | 780081 | Bathroom
Wall Mount | Incandescent |  | Clear | 6 | 60 | 780082 | Bathroom
Recessed Can | Incandescent |  | Heat Lamp | 1 | 250 | 780082 | Bathroom
Table | Incandescent |  | Reflector | 1 | 50 | 780082 | Bathroom
Table | Incandescent |  | Globe | 1 | 40 | 780082 | Bathroom
Ceiling Fixture | Compact Fluorescent |  | Pin base | 2 | 13 | 780082 | Bathroom
Ceiling Fixture | Compact Fluorescent |  | Pin base | 2 | 13 | 780082 | Bathroom
Table | Incandescent |  | Standard A Lamp | 1 | 100 | 780082 | Bathroom
Ceiling Fixture | Compact Fluorescent |  | Pin base | 2 | 13 | 780082 | Bathroom
Other | Incandescent |  | Standard A Lamp | 1 | 60 | 780082 | Bathroom
Ceiling Fixture | Linear Fluorescent | 4 | T-8 | 4 | 32 | 780082 | Bathroom
Ceiling Fixture | Compact Fluorescent |  | Circline (Screw Base) | 1 | 40 | 780082 | Bathroom
Table | Incandescent |  | Standard A Lamp | 1 | 100 | 780082 | Bathroom
Floor lamp | Halogen |  | MR | 2 | 35 | 780082 | Bathroom
Wall Mount | Incandescent |  | Globe | 4 | 40 | 780091 | Bathroom
Table | Incandescent |  | Decorative | 1 | 60 | 780091 | Bathroom
Table | Compact Fluorescent |  | Pin base | 1 | 13 | 780091 | Bathroom
Ceiling Fixture | Incandescent |  | Standard A Lamp | 1 | 60 | 780091 | Bathroom
Ceiling Fixture | Incandescent |  | Standard A Lamp | 1 | 45 | 780091 | Bathroom
Ceiling Fixture | Halogen |  | MR | 4 | 50 | 780091 | Bathroom
Ceiling Fixture | Halogen |  | MR | 3 | 20 | 780091 | Bathroom
Floor lamp | Incandescent |  | Other | 1 | 60 | 780091 | Bathroom
Table | Halogen |  | MR | 1 | 75 | 780091 | Bathroom
Recessed - other | Halogen |  | PAR | 2 | 30 | 780091 | Bathroom
Ceiling Fixture | Incandescent |  | Standard A Lamp | 1 | 60 | 780091 | Bathroom
Wall Mount | Incandescent |  | Decorative | 5 | 40 | 780092 | Bathroom
Ceiling Fixture | Incandescent |  | Standard A Lamp | 1 | 60 | 780092 | Bathroom
Wall Mount | Incandescent |  | Clear | 4 | 40 | 780092 | Bathroom
Recessed - other | Compact Fluorescent |  | Pin base | 1 | 13 | 780092 | Bathroom
Ceiling Fixture | Incandescent |  | Standard A Lamp | 1 | 60 | 780092 | Bathroom
Floor lamp | Compact Fluorescent |  | Twist | 1 | 20 | 780092 | Bathroom
Ceiling Fixture | Incandescent |  | Standard A Lamp | 1 | 60 | 780092 | Bathroom
Ceiling Fixture | Incandescent |  | Standard A Lamp | 1 | 60 | 780092 | Bathroom
Ceiling Fixture | Incandescent |  | Standard A Lamp | 1 | 60 | 780092 | Bathroom
Track | Halogen |  | MR | 4 | 50 | 780092 | Bathroom
Ceiling Fixture | Incandescent |  | Standard A Lamp | 1 | 60 | 780092 | Bathroom
Track | Halogen |  | MR | 4 | 50 | 780092 | Bathroom
Recessed Can | Halogen |  | PAR | 1 | 50 | 780092 | Bathroom
Ceiling Fixture | Incandescent |  | Standard A Lamp | 1 | 60 | 780092 | Bathroom
Table | Compact Fluorescent |  | Twist | 2 | 7 | 780092 | Bathroom
Floor lamp | Compact Fluorescent |  | Twist | 1 | 7 | 780092 | Bathroom
Ceiling Fixture | Incandescent |  | Standard A Lamp | 1 | 60 | 780092 | Bathroom
Ceiling Fixture | Incandescent |  | Standard A Lamp | 1 | 60 | 780092 | Bathroom
Wall Mount | Linear Fluorescent | 2 | T-8 | 2 | 17 | 780101 | Bathroom
Table | Incandescent |  | Standard A Lamp | 1 | 100 | 780101 | Bathroom
Table | Incandescent |  | Standard A Lamp | 1 | 150 | 780101 | Bathroom
Ceiling Fan | Compact Fluorescent |  | Twist | 3 | 13 | 780101 | Bathroom
Ceiling Fan | Compact Fluorescent |  | Twist | 1 | 13 | 780101 | Bathroom
Table | Compact Fluorescent |  | Twist | 1 | 13 | 780101 | Bathroom
Ceiling Fixture | Compact Fluorescent |  | Twist | 2 | 13 | 780101 | Bathroom
Ceiling Fixture | Linear Fluorescent | 4 | T-8 | 2 | 32 | 780101 | Bathroom
Recessed - other | Incandescent |  | Clear | 1 | 40 | 780101 | Bathroom
Table | Incandescent |  | Standard A Lamp | 1 | 150 | 780101 | Bathroom
Ceiling Fan | Compact Fluorescent |  | Twist | 4 | 13 | 780101 | Bathroom
Table | Compact Fluorescent |  | Twist | 1 | 13 | 780101 | Bathroom
Wall Mount | Linear Fluorescent | 2 | T-8 | 2 | 17 | 780102 | Bathroom
Ceiling Fan | Compact Fluorescent |  | Twist | 3 | 13 | 780102 | Bathroom
Table | Incandescent |  | Standard A Lamp | 1 | 60 | 780102 | Bathroom
Table | Incandescent |  | Standard A Lamp | 1 | 60 | 780102 | Bathroom
Ceiling Fixture | Compact Fluorescent |  | Twist | 2 | 13 | 780102 | Bathroom
Ceiling Fixture | Linear Fluorescent | 4 | T-8 | 2 | 32 | 780102 | Bathroom
Recessed - other | Incandescent |  | Clear | 1 | 40 | 780102 | Bathroom
Ceiling Fan | Compact Fluorescent |  | Twist | 3 | 13 | 780102 | Bathroom
Table | Incandescent |  | Standard A Lamp | 1 | 150 | 780102 | Bathroom
Table | Incandescent |  | Standard A Lamp | 1 | 60 | 780102 | Bathroom
Floor lamp | Incandescent |  | Standard A Lamp | 1 | 60 | 780102 | Bathroom
Wall Mount | Compact Fluorescent |  | Twist | 2 | 13 | 780111 | Bathroom
Ceiling Fixture | Compact Fluorescent |  | Twist | 1 | 26 | 780111 | Bathroom
Floor lamp | Compact Fluorescent |  | Twist | 2 | 13 | 780111 | Bathroom
Wall Mount | Incandescent |  | Standard A Lamp | 2 | 60 | 780112 | Bathroom
Ceiling Fixture | Incandescent |  | Standard A Lamp | 1 | 100 | 780112 | Bathroom
Ceiling Fixture | Incandescent |  | Standard A Lamp | 1 | 100 | 780112 | Bathroom
Ceiling Fixture | Compact Fluorescent |  | Pin base | 2 | 13 | 780112 | Bathroom
Floor lamp | Incandescent |  | Standard A Lamp | 1 | 60 | 780112 | Bathroom
Wall Mount | Incandescent |  | Globe | 6 | 60 | 780121 | Bathroom
Recessed - other | Incandescent |  | Heat Lamp | 1 | 250 | 780121 | Bathroom
Ceiling Fixture | Compact Fluorescent |  | Pin base | 2 | 13 | 780121 | Bathroom
Table | Incandescent |  | Standard A Lamp | 1 | 60 | 780121 | Bathroom
Ceiling Fixture | Compact Fluorescent |  | Pin base | 2 | 13 | 780121 | Bathroom
Ceiling Fixture | Linear Fluorescent | 4 | T-8 | 4 | 32 | 780121 | Bathroom
Other | Incandescent |  | Other | 1 | 25 | 780121 | Bathroom
Ceiling Fixture | Compact Fluorescent |  | Pin base | 2 | 13 | 780121 | Bathroom
Floor lamp | Incandescent |  | Standard A Lamp | 1 | 60 | 780121 | Bathroom
Wall Mount | Incandescent |  | Globe | 6 | 60 | 780122 | Bathroom
Recessed - other | Incandescent |  | Heat Lamp | 1 | 250 | 780122 | Bathroom
Ceiling Fixture | Compact Fluorescent |  | Pin base | 2 | 13 | 780122 | Bathroom
Wall Mount | Incandescent |  | Decorative | 1 | 25 | 780122 | Bathroom
Table | Incandescent |  | Decorative | 1 | 25 | 780122 | Bathroom
Ceiling Fixture | Compact Fluorescent |  | Pin base | 2 | 13 | 780122 | Bathroom
Ceiling Fixture | Linear Fluorescent | 4 | T-8 | 4 | 32 | 780122 | Bathroom
Other | Incandescent |  | Other | 1 | 25 | 780122 | Bathroom
Ceiling Fan | Incandescent |  | Standard A Lamp | 1 | 60 | 780122 | Bathroom
Wall Mount | Incandescent |  | Standard A Lamp | 1 | 40 | 780122 | Bathroom
Floor lamp | Incandescent |  | Standard A Lamp | 1 | 40 | 780122 | Bathroom
Wall Mount | Compact Fluorescent |  | Twist | 3 | 13 | 800611 | Bathroom
Recessed - other | Incandescent |  | Other | 2 | 65 | 800611 | Bathroom
Ceiling Fixture | Incandescent |  | Clear | 2 | 60 | 800611 | Bathroom
Table | Compact Fluorescent |  | Twist | 1 | 13 | 800611 | Bathroom
Ceiling Fixture | Incandescent |  | Clear | 2 | 60 | 800611 | Bathroom
Ceiling Fixture | Incandescent |  | Standard A Lamp | 2 | 60 | 800611 | Bathroom
Ceiling Fixture | Linear Fluorescent | 4 | T-5 | 2 | 32 | 800611 | Bathroom
Other | Incandescent |  | Clear | 1 | 60 | 800611 | Bathroom
Floor lamp | Compact Fluorescent |  | A shape bulb | 1 | 20 | 800611 | Bathroom
Ceiling Fan | Incandescent |  | Decorative | 4 | 40 | 800611 | Bathroom
Wall Mount | Incandescent |  | Clear | 3 | 60 | 800612 | Bathroom
Recessed - other | Incandescent |  | Heat Lamp | 2 | 250 | 800612 | Bathroom
Ceiling Fixture | Incandescent |  | Standard A Lamp | 2 | 60 | 800612 | Bathroom
Ceiling Fixture | Incandescent |  | Standard A Lamp | 2 | 60 | 800612 | Bathroom
Ceiling Fixture | Incandescent |  | Standard A Lamp | 2 | 60 | 800612 | Bathroom
Ceiling Fixture | Linear Fluorescent | 4 | T-5 | 2 | 32 | 800612 | Bathroom
Other | Incandescent |  | Clear | 1 | 40 | 800612 | Bathroom
Ceiling Fan | Incandescent |  | Standard A Lamp | 1 | 60 | 800612 | Bathroom
Wall Mount | Incandescent |  | Clear | 4 | 60 | 800613 | Bathroom
Recessed - other | Incandescent |  | Heat Lamp | 1 | 250 | 800613 | Bathroom
Ceiling Fixture | Incandescent |  | Standard A Lamp | 2 | 60 | 800613 | Bathroom
Ceiling Fixture | Incandescent |  | Standard A Lamp | 2 | 60 | 800613 | Bathroom
Ceiling Fixture | Linear Fluorescent | 4 | T-5 | 2 | 32 | 800613 | Bathroom
Other | Incandescent |  | Standard A Lamp | 1 | 60 | 800613 | Bathroom
Floor lamp | Incandescent |  | Standard A Lamp | 2 | 60 | 800613 | Bathroom
Floor lamp | Incandescent |  | Decorative | 2 | 40 | 800613 | Bathroom
Ceiling Fan | Incandescent |  | Decorative | 4 | 40 | 800613 | Bathroom
Wall Mount | Incandescent |  | Standard A Lamp | 3 | 40 | 800731 | Bathroom
Ceiling Fan | Incandescent |  | Standard A Lamp | 1 | 60 | 800731 | Bathroom
Ceiling Fan | Incandescent |  | Standard A Lamp | 1 | 40 | 800731 | Bathroom
Ceiling Fixture | Incandescent |  | Standard A Lamp | 1 | 60 | 800731 | Bathroom
Ceiling Fixture | Incandescent |  | Standard A Lamp | 1 | 60 | 800731 | Bathroom
Ceiling Fixture | Incandescent |  | Standard A Lamp | 2 | 60 | 800731 | Bathroom
Other | Compact Fluorescent |  | Twist | 1 | 20 | 800731 | Bathroom
Ceiling Fan | Incandescent |  | Standard A Lamp | 4 | 60 | 800731 | Bathroom
Floor lamp | Compact Fluorescent |  | Twist | 1 | 18 | 800731 | Bathroom
Table | Incandescent |  | Standard A Lamp | 1 | 25 | 800731 | Bathroom
Wall Mount | Compact Fluorescent |  | Twist | 3 | 13 | 800732 | Bathroom
Ceiling Fan | Incandescent |  | Standard A Lamp | 1 | 60 | 800732 | Bathroom
Ceiling Fixture | Compact Fluorescent |  | Twist | 1 | 13 | 800732 | Bathroom
Ceiling Fixture | Incandescent |  | Standard A Lamp | 1 | 60 | 800732 | Bathroom
Ceiling Fixture | Incandescent |  | Standard A Lamp | 2 | 60 | 800732 | Bathroom
Ceiling Fixture | Incandescent |  | Standard A Lamp | 1 | 60 | 800732 | Bathroom
Other | Incandescent |  | Standard A Lamp | 1 | 60 | 800732 | Bathroom
Table | Compact Fluorescent |  | Twist | 1 | 13 | 800732 | Bathroom
Floor lamp | Compact Fluorescent |  | Twist | 5 | 13 | 800732 | Bathroom
Ceiling Fan | Compact Fluorescent |  | Twist | 4 | 13 | 800732 | Bathroom
Ceiling Fixture | Incandescent |  | Standard A Lamp | 1 | 60 | 800732 | Bathroom
Wall Mount | Compact Fluorescent |  | Twist | 3 | 15 | 800733 | Bathroom
Ceiling Fan | Compact Fluorescent |  | Mini base | 1 | 60 | 800733 | Bathroom
Table | Incandescent |  | Decorative | 1 | 40 | 800733 | Bathroom
Ceiling Fan | Incandescent |  | Standard A Lamp | 1 | 60 | 800733 | Bathroom
Ceiling Fixture | Incandescent |  | Standard A Lamp | 1 | 60 | 800733 | Bathroom
Ceiling Fixture | Compact Fluorescent |  | Twist | 2 | 20 | 800733 | Bathroom
Table | Compact Fluorescent |  | Twist | 1 | 13 | 800733 | Bathroom
Ceiling Fixture | Compact Fluorescent |  | Twist | 1 | 20 | 800733 | Bathroom
Other | Incandescent |  | Globe | 1 | 40 | 800733 | Bathroom
Table | Compact Fluorescent |  | Twist | 1 | 13 | 800733 | Bathroom
Ceiling Fan | Compact Fluorescent |  | Twist | 4 | 12 | 800733 | Bathroom
Ceiling Fixture | Compact Fluorescent |  | Twist | 1 | 13 | 800733 | Bathroom

## DPCache_SF Lighting Inventory (hidden)
LightingFixtureType | LightingLampCategory | LightingLampLength | LightingLampType | LightingLampsPerFixture | LightingWattsPerLamp | RoomType | SiteID+room_it | RoomType2 | Weight
Ceiling Fixture | Incandescent |  | Standard A Lamp | 2 | 40 | Bedroom | 100021 | Bedroom | 0.00037892
Ceiling Fixture | Compact Fluorescent |  | Twist | 1 | 13 | Dining Room | 100022 | Dining Room | 0.00037892
Wall Mount | Incandescent |  | Globe | 3 | 60 | Bathroom | 100023 | Bathroom | 0.00037892
Recessed - other | Incandescent |  | Heat Lamp | 1 | 250 | Bathroom | 100023 | Bathroom | 0.00037892
Wall Mount | Incandescent |  | Standard A Lamp | 1 | 40 | Hall | 100024 | Hall | 0.00037892
Architectural | Incandescent |  | Standard A Lamp | 1 | 52 | Closet | 100025 | Closet | 0.00037892
Ceiling Fixture | Incandescent |  | Standard A Lamp | 1 | 60 | Hall | 100026 | Hall | 0.00037892
Ceiling Fixture | Incandescent |  | Standard A Lamp | 2 | 40 | Bedroom | 100027 | Bedroom | 0.00037892
Table | Compact Fluorescent |  | Twist | 1 | 13 | Bedroom | 100027 | Bedroom | 0.00037892
Ceiling Fixture | Compact Fluorescent |  | Twist | 2 | 13 | Kitchen | 100028 | Kitchen | 0.00037892
Ceiling Fixture | Incandescent |  | Standard A Lamp | 1 | 60 | Kitchen | 100028 | Kitchen | 0.00037892
Ceiling Fixture | Compact Fluorescent |  | Twist | 2 | 13 | Laundry Room | 100029 | Laundry Room | 0.00037892
Table | Incandescent |  | Standard A Lamp | 1 | 60 | Living Room | 1000210 | Living Room | 0.00037892
Ceiling Fixture | Incandescent |  | Standard A Lamp | 1 | 60 | Office | 1000211 | Office | 0.00037892
Ceiling Fixture | Incandescent |  | Standard A Lamp | 2 | 60 | Other | 1000212 | Other | 0.00037892
Wall Mount | Incandescent |  | Standard A Lamp | 2 | 60 | Bathroom | 1000213 | Bathroom | 0.00037892
Wall Mount | Incandescent |  | Decorative | 1 | 60 | Hall | 1000214 | Hall | 0.00037892
Wall Mount | Incandescent |  | Standard A Lamp | 1 | 40 | Other | 1000216 | Other | 0.00037892
Ceiling Fixture | Compact Fluorescent |  | Pin base | 1 | 22 | Other | 1000216 | Other | 0.00037892
Wall Mount | Compact Fluorescent |  | Twist | 1 | 15 | Bathroom | 100051 | Bathroom | 0.00029524
Wall Mount | Incandescent |  | Standard A Lamp | 4 | 40 | Bathroom | 100052 | Bathroom | 0.00029524
Ceiling Fixture | Incandescent |  | Standard A Lamp | 2 | 40 | Bathroom | 100052 | Bathroom | 0.00029524
Ceiling Fan | Incandescent |  | Standard A Lamp | 1 | 60 | Bedroom | 100053 | Bedroom | 0.00029524
Ceiling Fan | Incandescent |  | Standard A Lamp | 3 | 40 | Master Bedroom | 100054 | Master Bedroom | 0.00029524
Floor lamp | Incandescent |  | Standard A Lamp | 1 | 40 | Master Bedroom | 100054 | Master Bedroom | 0.00029524
Ceiling Fixture | Incandescent |  | Standard A Lamp | 2 | 40 | Bedroom | 100055 | Bedroom | 0.00029524
Ceiling Fixture | Incandescent |  | Standard A Lamp | 1 | 100 | Closet | 100056 | Closet | 0.00029524
Ceiling Fixture | Incandescent |  | Standard A Lamp | 1 | 40 | Dining Room | 100057 | Dining Room | 0.00029524
Ceiling Fixture | Incandescent |  | Standard A Lamp | 2 | 60 | Dining Room | 100058 | Dining Room | 0.00029524
Table | Incandescent |  | Other | 1 | 40 | Dining Room | 100058 | Dining Room | 0.00029524
Ceiling Fixture | Incandescent |  | Standard A Lamp | 1 | 60 | Hall | 100059 | Hall | 0.00029524
Ceiling Fixture | Linear Fluorescent | 48 | T-12 | 2 | 40 | Garage | 1000510 | Garage | 0.00029524
Garage door opener | Incandescent |  | Standard A Lamp | 1 | 40 | Garage | 1000510 | Garage | 0.00029524
Ceiling Fixture | Incandescent |  | Standard A Lamp | 1 | 60 | Closet | 1000511 | Closet | 0.00029524
Ceiling Fixture | Incandescent |  | Standard A Lamp | 2 | 40 | Hall | 1000512 | Hall | 0.00029524
Ceiling Fixture | Compact Fluorescent |  | Twist | 3 | 15 | Kitchen | 1000513 | Kitchen | 0.00029524
Recessed Can | Compact Fluorescent |  | Twist | 1 | 15 | Laundry Room | 1000514 | Laundry Room | 0.00029524
Ceiling Fixture | Compact Fluorescent |  | Twist | 1 | 15 | Living Room | 1000515 | Living Room | 0.00029524
Floor lamp | Compact Fluorescent |  | Twist | 1 | 15 | Living Room | 1000515 | Living Room | 0.00029524
Ceiling Fixture | Incandescent |  | Standard A Lamp | 2 | 40 | Bathroom | 1000516 | Bathroom | 0.00029524
Wall Mount | Incandescent |  | Standard A Lamp | 3 | 60 | Bathroom | 1000516 | Bathroom | 0.00029524
Ceiling Fan | Compact Fluorescent |  | A shape bulb | 2 | 22 | Master Bedroom | 1000517 | Master Bedroom | 0.00029524
Table | Incandescent |  | Clear | 1 | 25 | Master Bedroom | 1000517 | Master Bedroom | 0.00029524
Ceiling Fixture | Incandescent |  | Standard A Lamp | 2 | 60 | Hall | 1000518 | Hall | 0.00029524
Ceiling Fixture | Incandescent |  | Standard A Lamp | 1 | 40 | Closet | 1000519 | Closet | 0.00029524
Wall Mount | Incandescent |  | Globe | 3 | 60 | Bathroom | 100111 | Bathroom | 0.0012318
Wall Mount | Incandescent |  | Globe | 4 | 60 | Bathroom | 100112 | Bathroom | 0.0012318
Wall Mount | Incandescent |  | Globe | 6 | 60 | Bathroom | 100113 | Bathroom | 0.0012318
Recessed Can | Incandescent |  | Reflector | 1 | 65 | Bathroom | 100113 | Bathroom | 0.0012318
Ceiling Fixture | Incandescent |  | Standard A Lamp | 2 | 100 | Bedroom | 100114 | Bedroom | 0.0012318
Wall Mount | Compact Fluorescent |  | A shape bulb | 1 | 15 | Bedroom | 100114 | Bedroom | 0.0012318
Ceiling Fixture | Incandescent |  | Standard A Lamp | 3 | 60 | Bedroom | 100115 | Bedroom | 0.0012318
Table | Incandescent |  | Standard A Lamp | 1 | 40 | Bedroom | 100115 | Bedroom | 0.0012318
Recessed Can | Incandescent |  | Reflector | 1 | 65 | Dining Room | 100116 | Dining Room | 0.0012318
Wall Mount | Incandescent |  | Standard A Lamp | 1 | 40 | Dining Room | 100116 | Dining Room | 0.0012318
Recessed Can | Incandescent |  | Reflector | 1 | 65 | Other | 100117 | Other | 0.0012318
Table | Incandescent |  | Standard A Lamp | 1 | 25 | Other | 100117 | Other | 0.0012318
Ceiling Fan | Incandescent |  | Standard A Lamp | 4 | 60 | Family Room | 100118 | Family Room | 0.0012318
Floor lamp | Compact Fluorescent |  | Twist | 1 | 11 | Family Room | 100118 | Family Room | 0.0012318
Table | Compact Fluorescent |  | Twist | 1 | 23 | Family Room | 100118 | Family Room | 0.0012318
Ceiling Fixture | Linear Fluorescent | 48 | T-12 | 2 | 40 | Garage | 100119 | Garage | 0.0012318
Ceiling Fixture | Incandescent |  | Standard A Lamp | 1 | 60 | Hall | 1001110 | Hall | 0.0012318
Ceiling Fixture | Incandescent |  | Reflector | 1 | 65 | Hall | 1001110 | Hall | 0.0012318
Recessed Can | Compact Fluorescent |  | Reflector | 1 | 16 | Kitchen | 1001111 | Kitchen | 0.0012318
Wall Mount | Linear Fluorescent | 24 | T-4 | 1 | 20 | Laundry Room | 1001112 | Laundry Room | 0.0012318
Ceiling Fixture | Incandescent |  | Standard A Lamp | 3 | 60 | Master Bedroom | 1001113 | Master Bedroom | 0.0012318
Ceiling Fixture | Incandescent |  | Standard A Lamp | 2 | 60 | Office | 1001114 | Office | 0.0012318
Table | Compact Fluorescent |  | Twist | 1 | 23 | Office | 1001114 | Office | 0.0012318
Ceiling Fixture | Linear Fluorescent | 48 | T-12 | 2 | 40 | Other | 1001115 | Other | 0.0012318
Ceiling Fixture | Incandescent |  | Reflector | 1 | 65 | Other | 1001116 | Other | 0.0012318
Ceiling Fixture | Linear Fluorescent | 48 | T-12 | 2 | 40 | Other | 1001117 | Other | 0.0012318
Wall Mount | Compact Fluorescent |  | Globe | 2 | 15 | Bathroom | 100161 | Bathroom | 0.0017229
Wall Mount | Compact Fluorescent |  | Twist | 3 | 15 | Bathroom | 100162 | Bathroom | 0.0017229
Recessed - other | Compact Fluorescent |  | Twist | 1 | 15 | Bathroom | 100162 | Bathroom | 0.0017229
Table | Compact Fluorescent |  | Twist | 1 | 15 | Office | 100163 | Office | 0.0017229
Ceiling Fixture | Compact Fluorescent |  | Twist | 1 | 22 | Office | 100163 | Office | 0.0017229
Ceiling Fixture | Compact Fluorescent |  | Twist | 1 | 22 | Master Bedroom | 100164 | Master Bedroom | 0.0017229
Table | Compact Fluorescent |  | Twist | 3 | 15 | Master Bedroom | 100164 | Master Bedroom | 0.0017229
Table | Compact Fluorescent |  | Twist | 1 | 7 | Master Bedroom | 100164 | Master Bedroom | 0.0017229
Ceiling Fixture | Compact Fluorescent |  | Twist | 1 | 22 | Office | 100165 | Office | 0.0017229
Chandelier (Hanging) | Incandescent |  | Decorative | 5 | 40 | Dining Room | 100166 | Dining Room | 0.0017229
Wall Mount | Compact Fluorescent |  | Twist | 1 | 22 | Dining Room | 100166 | Dining Room | 0.0017229
Ceiling Fixture | Linear Fluorescent | 48 | T-12 | 2 | 40 | Garage | 100167 | Garage | 0.0017229
Ceiling Fixture | Compact Fluorescent |  | Twist | 1 | 22 | Garage | 100167 | Garage | 0.0017229
Garage door opener | Incandescent |  | Standard A Lamp | 2 | 60 | Garage | 100167 | Garage | 0.0017229
Ceiling Fixture | Compact Fluorescent |  | Twist | 2 | 15 | Hall | 100168 | Hall | 0.0017229
Recessed Can | Compact Fluorescent |  | Reflector | 1 | 22 | Kitchen | 100169 | Kitchen | 0.0017229
Chandelier (Hanging) | Compact Fluorescent |  | Reflector | 1 | 15 | Kitchen | 100169 | Kitchen | 0.0017229
Architectural | Halogen |  | MR | 2 | 30 | Kitchen | 100169 | Kitchen | 0.0017229
Architectural | Linear Fluorescent | 15 | T-4 | 1 | 16 | Kitchen | 100169 | Kitchen | 0.0017229
Recessed Can | Compact Fluorescent |  | Reflector | 1 | 22 | Laundry Room | 1001610 | Laundry Room | 0.0017229
Floor lamp | Compact Fluorescent |  | Twist | 1 | 22 | Family Room | 1001611 | Family Room | 0.0017229
Floor lamp | Compact Fluorescent |  | Twist | 3 | 15 | Kitchen | 1001612 | Kitchen | 0.0017229
Ceiling Fixture | Halogen |  | MR | 3 | 50 | Kitchen | 1001612 | Kitchen | 0.0017229
Wall Mount | Incandescent |  | Decorative | 1 | 40 | Other | 1001613 | Other | 0.0017229
Floor lamp | Compact Fluorescent |  | Twist | 4 | 17 | Other | 1001613 | Other | 0.0017229
Recessed - other | Incandescent |  | Standard A Lamp | 1 | 60 | Bathroom | 100211 | Bathroom | 0.00028601
Wall Mount | Incandescent |  | Globe | 3 | 40 | Bathroom | 100211 | Bathroom | 0.00028601
Wall Mount | Incandescent |  | Globe | 3 | 40 | Bathroom | 100212 | Bathroom | 0.00028601
Ceiling Fixture | Incandescent |  | Standard A Lamp | 3 | 40 | Master Bedroom | 100213 | Master Bedroom | 0.00028601
Table | Incandescent |  | Decorative | 2 | 40 | Master Bedroom | 100213 | Master Bedroom | 0.00028601
Floor lamp | Incandescent |  | Standard A Lamp | 1 | 60 | Master Bedroom | 100213 | Master Bedroom | 0.00028601
Ceiling Fixture | Incandescent |  | Standard A Lamp | 4 | 40 | Bedroom | 100214 | Bedroom | 0.00028601
Chandelier (Hanging) | Incandescent |  | Standard A Lamp | 1 | 60 | Bedroom | 100214 | Bedroom | 0.00028601
Table | Incandescent |  | Standard A Lamp | 1 | 100 | Bedroom | 100214 | Bedroom | 0.00028601
Ceiling Fixture | Incandescent |  | Standard A Lamp | 3 | 60 | Bedroom | 100215 | Bedroom | 0.00028601
Chandelier (Hanging) | Incandescent |  | Decorative | 5 | 40 | Dining Room | 100216 | Dining Room | 0.00028601
Table | Incandescent |  | Decorative | 3 | 25 | Dining Room | 100216 | Dining Room | 0.00028601
Ceiling Fixture | Linear Fluorescent | 48 | T-12 | 2 | 40 | Garage | 100217 | Garage | 0.00028601
Ceiling Fixture | Incandescent |  | Standard A Lamp | 1 | 60 | Garage | 100217 | Garage | 0.00028601
Ceiling Fixture | Incandescent |  | Standard A Lamp | 1 | 60 | Hall | 100218 | Hall | 0.00028601
Ceiling Fixture | Compact Fluorescent |  | Twist | 2 | 15 | Hall | 100218 | Hall | 0.00028601
Ceiling Fixture | Incandescent |  | Standard A Lamp | 2 | 60 | Kitchen | 100219 | Kitchen | 0.00028601
Architectural | Linear Fluorescent | 24 | T-12 | 1 | 20 | Kitchen | 100219 | Kitchen | 0.00028601
Chandelier (Hanging) | Incandescent |  | Standard A Lamp | 1 | 60 | Living Room | 1002110 | Living Room | 0.00028601
Floor lamp | Incandescent |  | Standard A Lamp | 1 | 60 | Living Room | 1002110 | Living Room | 0.00028601
Floor lamp | Incandescent |  | 3-Way Incandescent | 1 | 75 | Living Room | 1002110 | Living Room | 0.00028601
Ceiling Fixture | Incandescent |  | Standard A Lamp | 3 | 60 | Office | 1002111 | Office | 0.00028601
Wall Mount | Incandescent |  | Standard A Lamp | 1 | 60 | Other | 1002112 | Other | 0.00028601
Ceiling Fixture | Incandescent |  | Standard A Lamp | 1 | 60 | Other | 1002112 | Other | 0.00028601
Wall Mount | Linear Fluorescent | 48 | T-8 | 2 | 32 | Bathroom | 100301 | Bathroom | 0.0012318
Ceiling Fan | Incandescent |  | Standard A Lamp | 1 | 40 | Bathroom | 100301 | Bathroom | 0.0012318
Recessed Can | Halogen |  | MR | 1 | 50 | Family Room | 100302 | Family Room | 0.0012318
Recessed Can | Halogen |  | PAR | 1 | 75 | Family Room | 100302 | Family Room | 0.0012318
High bay | Linear Fluorescent | 48 | T-12 | 2 | 40 | Garage | 100303 | Garage | 0.0012318
Garage door opener | Other |  |  | 2 | 40 | Garage | 100303 | Garage | 0.0012318
Ceiling Fixture | Incandescent |  | Standard A Lamp | 1 | 100 | Garage | 100303 | Garage | 0.0012318
Low bay | Linear Fluorescent | 12 | T-8 | 1 | 20 | Garage | 100303 | Garage | 0.0012318
Track | Halogen |  | PAR | 4 | 75 | Office | 100304 | Office | 0.0012318
Table | Linear Fluorescent | 24 | T-8 | 1 | 20 | Office | 100304 | Office | 0.0012318
Ceiling Fixture | Incandescent |  | Standard A Lamp | 1 | 60 | Hall | 100305 | Hall | 0.0012318
Recessed Can | Halogen |  | MR | 1 | 50 | Hall | 100305 | Hall | 0.0012318
Recessed Can | Halogen |  | PAR | 1 | 75 | Hall | 100305 | Hall | 0.0012318
High bay | Linear Fluorescent | 48 | T-8 | 2 | 32 | Kitchen | 100306 | Kitchen | 0.0012318
Chandelier (Hanging) | Incandescent |  | Mini base | 6 | 40 | Kitchen | 100306 | Kitchen | 0.0012318
Other | Compact Fluorescent |  | Twist | 1 | 13 | Kitchen | 100306 | Kitchen | 0.0012318
High bay | Linear Fluorescent | 48 | T-12 | 2 | 40 | Laundry Room | 100307 | Laundry Room | 0.0012318
Ceiling Fixture | Incandescent |  | Reflector | 3 | 65 | Living Room | 100308 | Living Room | 0.0012318
Floor lamp | Incandescent |  | 3-Way Incandescent | 1 | 100 | Living Room | 100308 | Living Room | 0.0012318
Floor lamp | Incandescent |  | Standard A Lamp | 1 | 60 | Living Room | 100308 | Living Room | 0.0012318
Ceiling Fixture | Incandescent |  | Standard A Lamp | 1 | 40 | Bathroom | 100309 | Bathroom | 0.0012318
Wall Mount | Linear Fluorescent | 48 | T-8 | 2 | 32 | Master Bedroom | 1003010 | Master Bedroom | 0.0012318
Ceiling Fixture | Incandescent |  | Standard A Lamp | 2 | 60 | Closet | 1003011 | Closet | 0.0012318
Ceiling Fixture | Incandescent |  | Standard A Lamp | 1 | 60 | Bedroom | 1003012 | Bedroom | 0.0012318
Table | Incandescent |  | Standard A Lamp | 1 | 60 | Bedroom | 1003012 | Bedroom | 0.0012318
Floor lamp | Incandescent |  | Standard A Lamp | 1 | 100 | Bedroom | 1003012 | Bedroom | 0.0012318
Ceiling Fixture | Incandescent |  | Standard A Lamp | 1 | 60 | Other | 100401 | Other | 0.00037892
Ceiling Fixture | Compact Fluorescent |  | Twist | 1 | 15 | Other | 100402 | Other | 0.00037892
Ceiling Fixture | Linear Fluorescent | 30 | T-12 | 2 | 40 | Other | 100402 | Other | 0.00037892
Track | Incandescent |  | Standard A Lamp | 6 | 60 | Other | 100402 | Other | 0.00037892
Architectural | Incandescent |  | Standard A Lamp | 1 | 40 | Other | 100402 | Other | 0.00037892
Architectural | Compact Fluorescent |  | Twist | 1 | 15 | Other | 100402 | Other | 0.00037892
Wall Mount | Compact Fluorescent |  | Twist | 3 | 15 | Bathroom | 100403 | Bathroom | 0.00037892
Ceiling Fixture | Incandescent |  | Heat Lamp | 1 | 100 | Bathroom | 100403 | Bathroom | 0.00037892
Other | Incandescent |  | Mini base | 1 | 4 | Bathroom | 100404 | Bathroom | 0.00037892
Wall Mount | Compact Fluorescent |  | Twist | 1 | 23 | Bathroom | 100404 | Bathroom | 0.00037892
Ceiling Fixture | Incandescent |  | Heat Lamp | 1 | 250 | Bathroom | 100404 | Bathroom | 0.00037892
Floor lamp | Halogen |  | Quartz Tube | 1 | 300 | Bedroom | 100405 | Bedroom | 0.00037892
Table | Compact Fluorescent |  | Circline (Screw Base) | 1 | 22 | Bedroom | 100405 | Bedroom | 0.00037892
Table | Incandescent |  | Standard A Lamp | 1 | 60 | Bedroom | 100405 | Bedroom | 0.00037892
Ceiling Fixture | Compact Fluorescent |  | Twist | 2 | 22 | Bedroom | 100405 | Bedroom | 0.00037892
Ceiling Fixture | Incandescent |  | Standard A Lamp | 1 | 70 | Bedroom | 100406 | Bedroom | 0.00037892
Table | Compact Fluorescent |  | Twist | 1 | 7 | Bedroom | 100406 | Bedroom | 0.00037892
Ceiling Fixture | Incandescent |  | Reflector | 1 | 75 | Bedroom | 100407 | Bedroom | 0.00037892
Wall Mount | Compact Fluorescent |  | Twist | 1 | 23 | Bedroom | 100407 | Bedroom | 0.00037892
Wall Mount | Linear Fluorescent | 30 | T-12 | 1 | 40 | Closet | 100408 | Closet | 0.00037892
Ceiling Fixture | Incandescent |  | Standard A Lamp | 1 | 60 | Dining Room | 100409 | Dining Room | 0.00037892
Wall Mount | Incandescent |  | Standard A Lamp | 1 | 60 | Dining Room | 100409 | Dining Room | 0.00037892
Architectural | Incandescent |  | Standard A Lamp | 1 | 60 | Garage | 1004010 | Garage | 0.00037892
Architectural | Compact Fluorescent |  | Twist | 1 | 14 | Garage | 1004010 | Garage | 0.00037892
Garage door opener | Incandescent |  | Standard A Lamp | 2 | 60 | Garage | 1004010 | Garage | 0.00037892
Ceiling Fixture | Compact Fluorescent |  | Twist | 1 | 7 | Bathroom | 1004011 | Bathroom | 0.00037892
Recessed Can | Halogen |  | PAR | 1 | 150 | Kitchen | 1004012 | Kitchen | 0.00037892
Ceiling Fixture | Incandescent |  | Standard A Lamp | 1 | 60 | Kitchen | 1004012 | Kitchen | 0.00037892
Ceiling Fixture | Compact Fluorescent |  | Twist | 2 | 40 | Kitchen | 1004012 | Kitchen | 0.00037892
Table | Compact Fluorescent |  | Twist | 1 | 7 | Living Room | 1004013 | Living Room | 0.00037892
Recessed - other | Incandescent |  | Standard A Lamp | 1 | 60 | Bedroom | 100442 | Bedroom | 0.00049795
Table | Compact Fluorescent |  | Twist | 1 | 15 | Bedroom | 100442 | Bedroom | 0.00049795
Chandelier (Hanging) | Incandescent |  | Globe | 1 | 60 | Dining Room | 100443 | Dining Room | 0.00049795
Recessed - other | Incandescent |  | Standard A Lamp | 1 | 60 | Office | 100444 | Office | 0.00049795
Table | Incandescent |  | Standard A Lamp | 1 | 75 | Office | 100444 | Office | 0.00049795
Recessed - other | Incandescent |  | Standard A Lamp | 1 | 60 | Other | 100445 | Other | 0.00049795
Table | Incandescent |  | 3-Way Incandescent | 1 | 150 | Family Room | 100446 | Family Room | 0.00049795
Ceiling Fixture | Linear Fluorescent | 96 | T-12 | 2 | 90 | Garage | 100447 | Garage | 0.00049795
Recessed - other | Compact Fluorescent |  | Twist | 1 | 15 | Hall | 100448 | Hall | 0.00049795
Recessed - other | Incandescent |  | Standard A Lamp | 1 | 60 | Kitchen | 100449 | Kitchen | 0.00049795
Chandelier (Hanging) | Incandescent |  | Globe | 1 | 40 | Kitchen | 100449 | Kitchen | 0.00049795
Chandelier (Hanging) | Incandescent |  | Globe | 1 | 60 | Kitchen | 100449 | Kitchen | 0.00049795
Recessed - other | Incandescent |  | Standard A Lamp | 1 | 60 | Laundry Room | 1004410 | Laundry Room | 0.00049795
Recessed Can | Incandescent |  | Reflector | 1 | 65 | Living Room | 1004411 | Living Room | 0.00049795
Floor lamp | Incandescent |  | 3-Way Incandescent | 1 | 150 | Living Room | 1004411 | Living Room | 0.00049795
Table | Incandescent |  | 3-Way Incandescent | 1 | 150 | Living Room | 1004411 | Living Room | 0.00049795
Table | Incandescent |  | Clear | 1 | 60 | Living Room | 1004411 | Living Room | 0.00049795
Ceiling Fan | Compact Fluorescent |  | Pin base | 1 | 15 | Bathroom | 1004412 | Bathroom | 0.00049795
Recessed Can | Incandescent |  | Reflector | 1 | 65 | Bathroom | 1004412 | Bathroom | 0.00049795
Recessed - other | Incandescent |  | Standard A Lamp | 1 | 60 | Master Bedroom | 1004413 | Master Bedroom | 0.00049795
Table | Incandescent |  | Standard A Lamp | 2 | 60 | Master Bedroom | 1004413 | Master Bedroom | 0.00049795
Ceiling Fan | Compact Fluorescent |  | Twist | 1 | 15 | Bathroom | 1004414 | Bathroom | 0.00049795
Wall Mount | Incandescent |  | Standard A Lamp | 1 | 60 | Bathroom | 1004414 | Bathroom | 0.00049795
Wall Mount | Compact Fluorescent |  | Twist | 2 | 15 | Bathroom | 100521 | Bathroom | 0.0012318
Ceiling Fan | Incandescent |  | Standard A Lamp | 1 | 60 | Bathroom | 100521 | Bathroom | 0.0012318
Ceiling Fixture | Compact Fluorescent |  | Twist | 1 | 15 | Closet | 100522 | Closet | 0.0012318
Ceiling Fan | Incandescent |  | Standard A Lamp | 3 | 40 | Bedroom | 100523 | Bedroom | 0.0012318
Ceiling Fixture | Linear Fluorescent | 48 | T-12 | 2 | 40 | Garage | 100524 | Garage | 0.0012318
Ceiling Fixture | Compact Fluorescent |  | Twist | 2 | 15 | Hall | 100525 | Hall | 0.0012318
Recessed Can | Compact Fluorescent |  | Reflector | 1 | 22 | Kitchen | 100526 | Kitchen | 0.0012318
Chandelier (Hanging) | Incandescent |  | Globe | 1 | 60 | Kitchen | 100526 | Kitchen | 0.0012318
Ceiling Fixture | Incandescent |  | Standard A Lamp | 1 | 60 | Laundry Room | 100527 | Laundry Room | 0.0012318
Table | Incandescent |  | 3-Way Incandescent | 1 | 150 | Living Room | 100528 | Living Room | 0.0012318
Recessed - other | Halogen |  | MR | 1 | 35 | Bathroom | 100529 | Bathroom | 0.0012318
Table | Incandescent |  | Standard A Lamp | 1 | 60 | Master Bedroom | 1005210 | Master Bedroom | 0.0012318
Ceiling Fixture | Compact Fluorescent |  | Twist | 2 | 15 | Closet | 1005211 | Closet | 0.0012318
Ceiling Fixture | Incandescent |  | Standard A Lamp | 1 | 60 | Bathroom | 100551 | Bathroom | 0.0012318
Wall Mount | Incandescent |  | Standard A Lamp | 3 | 60 | Bathroom | 100551 | Bathroom | 0.0012318
Chandelier (Hanging) | Incandescent |  | Mini base | 5 | 25 | Dining Room | 100552 | Dining Room | 0.0012318
Table | Compact Fluorescent |  | Twist | 1 | 15 | Dining Room | 100552 | Dining Room | 0.0012318
Recessed Can | Compact Fluorescent |  | Twist | 1 | 14 | Family Room | 100553 | Family Room | 0.0012318
Table | Compact Fluorescent |  | Twist | 1 | 15 | Family Room | 100553 | Family Room | 0.0012318
Ceiling Fixture | Linear Fluorescent | 96 | T-12 | 2 | 40 | Garage | 100554 | Garage | 0.0012318
Garage door opener | Incandescent |  | Standard A Lamp | 1 | 60 | Garage | 100554 | Garage | 0.0012318
Wall Mount | Compact Fluorescent |  | A shape bulb | 1 | 7 | Hall | 100555 | Hall | 0.0012318
Ceiling Fixture | Compact Fluorescent |  | Twist | 2 | 15 | Hall | 100555 | Hall | 0.0012318
Ceiling Fixture | Compact Fluorescent |  | Twist | 1 | 15 | Hall | 100556 | Hall | 0.0012318
Wall Mount | Compact Fluorescent |  | A shape bulb | 1 | 7 | Hall | 100557 | Hall | 0.0012318
Recessed Can | Compact Fluorescent |  | Reflector | 1 | 14 | Kitchen | 100558 | Kitchen | 0.0012318
Chandelier (Hanging) | Halogen |  | MR | 1 | 30 | Kitchen | 100558 | Kitchen | 0.0012318
Ceiling Fixture | Compact Fluorescent |  | Twist | 2 | 15 | Laundry Room | 100559 | Laundry Room | 0.0012318
Table | Compact Fluorescent |  | Twist | 1 | 15 | Living Room | 1005510 | Living Room | 0.0012318
Recessed Can | Compact Fluorescent |  | Reflector | 1 | 15 | Bathroom | 1005511 | Bathroom | 0.0012318
Wall Mount | Incandescent |  | Standard A Lamp | 4 | 60 | Bathroom | 1005511 | Bathroom | 0.0012318
Ceiling Fixture | Incandescent |  | Standard A Lamp | 2 | 60 | Bedroom | 1005512 | Bedroom | 0.0012318
Table | Compact Fluorescent |  | Twist | 1 | 15 | Bedroom | 1005512 | Bedroom | 0.0012318
Recessed Can | Compact Fluorescent |  | Reflector | 1 | 15 | Closet | 1005513 | Closet | 0.0012318
Recessed Can | Compact Fluorescent |  | Reflector | 1 | 15 | Other | 1005514 | Other | 0.0012318
Wall Mount | Compact Fluorescent |  | A shape bulb | 1 | 15 | Office | 1005515 | Office | 0.0012318
Track | Compact Fluorescent |  | Twist | 4 | 15 | Other | 1005516 | Other | 0.0012318
Wall Mount | Incandescent |  | Standard A Lamp | 3 | 60 | Bathroom | 1005517 | Bathroom | 0.0012318
Wall Mount | Compact Fluorescent |  | Twist | 1 | 15 | Bedroom | 1005518 | Bedroom | 0.0012318
Ceiling Fixture | Halogen |  | MR | 2 | 50 | Bedroom | 1005518 | Bedroom | 0.0012318
Wall Mount | Compact Fluorescent |  | Twist | 1 | 15 | Bedroom | 1005519 | Bedroom | 0.0012318
Floor lamp | Incandescent |  | Standard A Lamp | 5 | 60 | Bedroom | 1005520 | Bedroom | 0.0012318
Track | Halogen |  | PAR | 3 | 50 | Bedroom | 1005520 | Bedroom | 0.0012318
Track | Halogen |  | PAR | 3 | 50 | Other | 1005521 | Other | 0.0012318
Wall Mount | Halogen |  | PAR | 1 | 50 | Other | 1005522 | Other | 0.0012318
Wall Mount | Incandescent |  | Standard A Lamp | 1 | 60 | Other | 1005522 | Other | 0.0012318
Ceiling Fixture | Compact Fluorescent |  | Twist | 1 | 15 | Other | 1005522 | Other | 0.0012318
Track | Halogen |  | PAR | 3 | 50 | Other | 1005523 | Other | 0.0012318
Ceiling Fixture | Compact Fluorescent |  | Twist | 5 | 18 | Dining Room | 100621 | Dining Room | 0.0012318
Ceiling Fixture | Linear Fluorescent | 24 | T-12 | 1 | 25 | Bathroom | 100622 | Bathroom | 0.0012318
Table | Compact Fluorescent |  | Twist | 1 | 13 | Bedroom | 100624 | Bedroom | 0.0012318
Ceiling Fixture | Compact Fluorescent |  | Twist | 1 | 13 | Bathroom | 100625 | Bathroom | 0.0012318
Ceiling Fixture | Incandescent |  | Standard A Lamp | 1 | 40 | Closet | 100626 | Closet | 0.0012318
Ceiling Fixture | Linear Fluorescent | 24 | T-12 | 1 | 15 | Bathroom | 100627 | Bathroom | 0.0012318
Ceiling Fixture | Linear Fluorescent | 48 | T-12 | 2 | 40 | Garage | 100628 | Garage | 0.0012318
Garage door opener | Incandescent |  | Standard A Lamp | 1 | 75 | Garage | 100628 | Garage | 0.0012318
Ceiling Fixture | Compact Fluorescent |  | Twist | 1 | 19 | Bedroom | 100629 | Bedroom | 0.0012318
Table | Compact Fluorescent |  | Twist | 1 | 13 | Bedroom | 100629 | Bedroom | 0.0012318
Wall Mount | Incandescent |  | Clear | 5 | 40 | Bathroom | 1006210 | Bathroom | 0.0012318
Recessed Can | Incandescent |  | Standard A Lamp | 1 | 60 | Living Room | 1006211 | Living Room | 0.0012318
Torchiere | Incandescent |  | Reflector | 2 | 40 | Living Room | 1006211 | Living Room | 0.0012318
Ceiling Fixture | Linear Fluorescent | 48 | T-12 | 1 | 40 | Kitchen | 1006212 | Kitchen | 0.0012318
Table | Incandescent |  | 3-Way Incandescent | 1 | 70 | Living Room | 1006213 | Living Room | 0.0012318
Track | Incandescent |  | Standard A Lamp | 3 | 60 | Living Room | 1006213 | Living Room | 0.0012318
Floor lamp | Incandescent |  | 3-Way Incandescent | 1 | 100 | Living Room | 1006213 | Living Room | 0.0012318
Table | Halogen |  | MR | 1 | 50 | Living Room | 1006213 | Living Room | 0.0012318
Recessed Can | Compact Fluorescent |  | Globe | 1 | 11 | Hall | 1006214 | Hall | 0.0012318
Table | Incandescent |  | Standard A Lamp | 1 | 25 | Bedroom | 1006215 | Bedroom | 0.0012318
Floor lamp | Incandescent |  | Standard A Lamp | 1 | 100 | Bedroom | 1006216 | Bedroom | 0.0012318
Ceiling Fixture | Incandescent |  | Standard A Lamp | 1 | 60 | Laundry Room | 1006217 | Laundry Room | 0.0012318
Ceiling Fixture | Incandescent |  | Standard A Lamp | 1 | 60 | Hall | 1006218 | Hall | 0.0012318
Ceiling Fixture | Linear Fluorescent | 48 | T-12 | 1 | 40 | Bathroom | 100681 | Bathroom | 0.00049795
Wall Mount | Incandescent |  | Mini base | 1 | 40 | Bathroom | 100681 | Bathroom | 0.00049795
Ceiling Fixture | Linear Fluorescent | 48 | T-12 | 2 | 40 | Hall | 100682 | Hall | 0.00049795
Ceiling Fixture | Linear Fluorescent | 48 | T-12 | 1 | 40 | Laundry Room | 100683 | Laundry Room | 0.00049795
Ceiling Fan | Incandescent |  | Mini base | 4 | 40 | Family Room | 100684 | Family Room | 0.00049795
Track | Incandescent |  | Standard A Lamp | 2 | 40 | Family Room | 100684 | Family Room | 0.00049795
Track | Incandescent |  | Standard A Lamp | 1 | 75 | Family Room | 100684 | Family Room | 0.00049795
Ceiling Fixture | Incandescent |  | Standard A Lamp | 1 | 30 | Family Room | 100684 | Family Room | 0.00049795
Table | Compact Fluorescent |  | Twist | 1 | 13 | Family Room | 100684 | Family Room | 0.00049795
Table | Compact Fluorescent |  | Circline (Screw Base) | 1 | 30 | Family Room | 100684 | Family Room | 0.00049795
Track | Incandescent |  | Reflector | 2 | 75 | Bedroom | 100685 | Bedroom | 0.00049795
Table | Incandescent |  | Standard A Lamp | 1 | 60 | Bedroom | 100685 | Bedroom | 0.00049795
Chandelier (Hanging) | Incandescent |  | Mini base | 6 | 60 | Hall | 100686 | Hall | 0.00049795
Ceiling Fixture | Incandescent |  | Standard A Lamp | 1 | 75 | Garage | 100687 | Garage | 0.00049795
Ceiling Fixture | Incandescent |  | Standard A Lamp | 1 | 30 | Closet | 100688 | Closet | 0.00049795
Recessed Can | Compact Fluorescent |  | Twist | 1 | 9 | Dining Room | 100689 | Dining Room | 0.00049795
Ceiling Fixture | Incandescent |  | Clear | 1 | 75 | Hall | 1006810 | Hall | 0.00049795
Wall Mount | Incandescent |  | Mini base | 1 | 75 | Bathroom | 1006811 | Bathroom | 0.00049795
Wall Mount | Incandescent |  | Globe | 7 | 25 | Bathroom | 1006811 | Bathroom | 0.00049795
Other | Other |  | LED Interior | 1 | 12 | Kitchen | 1006812 | Kitchen | 0.00049795
Other | Incandescent |  | Other | 1 | 14 | Kitchen | 1006812 | Kitchen | 0.00049795
Table | Compact Fluorescent |  | 3-Way CFL | 1 | 31 | Living Room | 1006813 | Living Room | 0.00049795
Table | Compact Fluorescent |  | Twist | 1 | 13 | Living Room | 1006813 | Living Room | 0.00049795
Wall Mount | Incandescent |  | Globe | 4 | 25 | Bathroom | 1006814 | Bathroom | 0.00049795
Wall Mount | Incandescent |  | Mini base | 1 | 40 | Bathroom | 1006814 | Bathroom | 0.00049795
Table | Compact Fluorescent |  | Twist | 1 | 15 | Master Bedroom | 1006815 | Master Bedroom | 0.00049795
Wall Mount | Incandescent |  | Globe | 1 | 40 | Master Bedroom | 1006815 | Master Bedroom | 0.00049795
Ceiling Fixture | Compact Fluorescent |  | Twist | 2 | 15 | Master Bedroom | 1006815 | Master Bedroom | 0.00049795
Ceiling Fixture | Incandescent |  | Standard A Lamp | 1 | 60 | Closet | 1006816 | Closet | 0.00049795
Floor lamp | Compact Fluorescent |  | Twist | 1 | 13 | Office | 1006817 | Office | 0.00049795
Floor lamp | Incandescent |  | Standard A Lamp | 1 | 75 | Office | 1006817 | Office | 0.00049795
Ceiling Fixture | Compact Fluorescent |  | Twist | 2 | 15 | Bedroom | 1006818 | Bedroom | 0.00049795
Table | Compact Fluorescent |  | Twist | 1 | 15 | Bedroom | 1006818 | Bedroom | 0.00049795
Table | Incandescent |  | 3-Way Incandescent | 1 | 150 | Bedroom | 1006818 | Bedroom | 0.00049795
Wall Mount | Incandescent |  | Globe | 4 | 40 | Bathroom | 100791 | Bathroom | 0.00037892
Wall Mount | Incandescent |  | Globe | 4 | 40 | Bathroom | 100792 | Bathroom | 0.00037892
Ceiling Fixture | Incandescent |  | Standard A Lamp | 1 | 60 | Bedroom | 100793 | Bedroom | 0.00037892
Ceiling Fixture | Incandescent |  | Standard A Lamp | 2 | 60 | Bedroom | 100794 | Bedroom | 0.00037892
Ceiling Fixture | Incandescent |  | Standard A Lamp | 2 | 60 | Master Bedroom | 100795 | Master Bedroom | 0.00037892
Chandelier (Hanging) | Incandescent |  | Mini base | 5 | 25 | Dining Room | 100796 | Dining Room | 0.00037892
Ceiling Fixture | Incandescent |  | Standard A Lamp | 1 | 60 | Garage | 100797 | Garage | 0.00037892
Recessed Can | Incandescent |  | Reflector | 1 | 65 | Hall | 100798 | Hall | 0.00037892
Ceiling Fixture | Incandescent |  | Standard A Lamp | 2 | 60 | Hall | 100799 | Hall | 0.00037892
Recessed Can | Incandescent |  | Reflector | 1 | 65 | Kitchen | 1007910 | Kitchen | 0.00037892
Chandelier (Hanging) | Incandescent |  | Decorative | 4 | 25 | Living Room | 1007911 | Living Room | 0.00037892
Ceiling Fixture | Incandescent |  | Standard A Lamp | 1 | 60 | Hall | 1007912 | Hall | 0.00037892
Wall Mount | Incandescent |  | Standard A Lamp | 4 | 60 | Bathroom | 100821 | Bathroom | 0.0012318
Ceiling Fixture | Incandescent |  | Standard A Lamp | 1 | 60 | Bathroom | 100821 | Bathroom | 0.0012318
Ceiling Fixture | Incandescent |  | Standard A Lamp | 2 | 60 | Bedroom | 100822 | Bedroom | 0.0012318
Table | Compact Fluorescent |  | Twist | 1 | 13 | Bedroom | 100822 | Bedroom | 0.0012318
Ceiling Fixture | Linear Fluorescent |  | Fluorescent Other | 1 | 22 | Bedroom | 100823 | Bedroom | 0.0012318
Ceiling Fixture | Incandescent |  | Globe | 1 | 150 | Family Room | 100824 | Family Room | 0.0012318
Table | Compact Fluorescent |  | Twist | 1 | 13 | Family Room | 100824 | Family Room | 0.0012318
Ceiling Fixture | Incandescent |  | Standard A Lamp | 1 | 75 | Kitchen | 100825 | Kitchen | 0.0012318
Ceiling Fixture | Incandescent |  | Standard A Lamp | 1 | 60 | Laundry Room | 100826 | Laundry Room | 0.0012318
Ceiling Fixture | Incandescent |  | Standard A Lamp | 1 | 60 | Other | 100827 | Other | 0.0012318
Ceiling Fixture | Compact Fluorescent |  | Twist | 2 | 23 | Kitchen | 100831 | Kitchen | 0.0012318
Wall Mount | Compact Fluorescent |  | Twist | 1 | 23 | Bedroom | 100832 | Bedroom | 0.0012318
Wall Mount | Incandescent |  | Standard A Lamp | 1 | 100 | Hall | 100833 | Hall | 0.0012318
Ceiling Fixture | Incandescent |  | Standard A Lamp | 1 | 60 | Laundry Room | 100834 | Laundry Room | 0.0012318
Recessed Can | Incandescent |  | Reflector | 1 | 65 | Family Room | 100835 | Family Room | 0.0012318
Wall Mount | Incandescent |  | Standard A Lamp | 1 | 60 | Closet | 100836 | Closet | 0.0012318
Chandelier (Hanging) | Compact Fluorescent |  | Twist | 5 | 23 | Dining Room | 100837 | Dining Room | 0.0012318
Wall Mount | Incandescent |  | Standard A Lamp | 1 | 60 | Bedroom | 100838 | Bedroom | 0.0012318
Wall Mount | Compact Fluorescent |  | A shape bulb | 1 | 13 | Hall | 100839 | Hall | 0.0012318
Table | Incandescent |  | Standard A Lamp | 1 | 25 | Living Room | 1008310 | Living Room | 0.0012318
Floor lamp | Incandescent |  | 3-Way Incandescent | 1 | 100 | Living Room | 1008310 | Living Room | 0.0012318
Wall Mount | Incandescent |  | Decorative | 4 | 40 | Bathroom | 1008311 | Bathroom | 0.0012318
Wall Mount | Incandescent |  | Decorative | 1 | 40 | Master Bedroom | 1008312 | Master Bedroom | 0.0012318
Table | Compact Fluorescent |  | Twist | 1 | 13 | Master Bedroom | 1008312 | Master Bedroom | 0.0012318
Wall Mount | Incandescent |  | Decorative | 3 | 40 | Bathroom | 1008313 | Bathroom | 0.0012318
Wall Mount | Compact Fluorescent |  | Twist | 1 | 23 | Bedroom | 1008314 | Bedroom | 0.0012318
Table | Incandescent |  | Decorative | 1 | 40 | Bedroom | 1008314 | Bedroom | 0.0012318
Table | Compact Fluorescent |  | Twist | 1 | 15 | Living Room | 100871 | Living Room | 0.000364
Table | Incandescent |  | Standard A Lamp | 1 | 75 | Living Room | 100871 | Living Room | 0.000364
Floor lamp | Compact Fluorescent |  | Twist | 4 | 15 | Living Room | 100871 | Living Room | 0.000364
Ceiling Fixture | Compact Fluorescent |  | Twist | 2 | 13 | Family Room | 100872 | Family Room | 0.000364
Table | Incandescent |  | Standard A Lamp | 1 | 60 | Family Room | 100872 | Family Room | 0.000364
Other | Incandescent |  | Mini base | 2 | 60 | Family Room | 100872 | Family Room | 0.000364
Table | Incandescent |  | 3-Way Incandescent | 1 | 100 | Bedroom | 100873 | Bedroom | 0.000364
Ceiling Fixture | Compact Fluorescent |  | Twist | 2 | 13 | Bedroom | 100873 | Bedroom | 0.000364
Recessed Can | Incandescent |  | Reflector | 1 | 45 | Bedroom | 100873 | Bedroom | 0.000364
Wall Mount | Incandescent |  | Mini base | 4 | 60 | Bathroom | 100874 | Bathroom | 0.000364
Ceiling Fixture | Compact Fluorescent |  | Twist | 2 | 13 | Laundry Room | 100875 | Laundry Room | 0.000364
Wall Mount | Compact Fluorescent |  | Twist | 1 | 22 | Laundry Room | 100875 | Laundry Room | 0.000364
Ceiling Fixture | Compact Fluorescent |  | Twist | 2 | 13 | Living Room | 100876 | Living Room | 0.000364
Table | Incandescent |  | Standard A Lamp | 1 | 60 | Living Room | 100876 | Living Room | 0.000364
Ceiling Fixture | Linear Fluorescent | 48 | T-12 | 2 | 40 | Garage | 100877 | Garage | 0.000364
Ceiling Fixture | Incandescent |  | Mini base | 3 | 40 | Dining Room | 100878 | Dining Room | 0.000364
Recessed Can | Incandescent |  | Reflector | 1 | 65 | Kitchen | 100879 | Kitchen | 0.000364
Ceiling Fixture | Incandescent |  | Mini base | 2 | 40 | Hall | 1008710 | Hall | 0.000364
Ceiling Fixture | Incandescent |  | Mini base | 2 | 40 | Bathroom | 1008711 | Bathroom | 0.000364
Wall Mount | Compact Fluorescent |  | Twist | 3 | 13 | Bathroom | 1008711 | Bathroom | 0.000364
Wall Mount | Incandescent |  | 3-Way Incandescent | 1 | 100 | Bedroom | 1008712 | Bedroom | 0.000364
Recessed Can | Incandescent |  | Reflector | 1 | 65 | Bedroom | 1008713 | Bedroom | 0.000364
Floor lamp | Incandescent |  | Globe | 1 | 40 | Bedroom | 1008713 | Bedroom | 0.000364
Table | Compact Fluorescent |  | Twist | 1 | 13 | Bedroom | 1008713 | Bedroom | 0.000364
Chandelier (Hanging) | Incandescent |  | Mini base | 8 | 40 | Hall | 1008714 | Hall | 0.000364
Table | Incandescent |  | Mini base | 1 | 40 | Hall | 1008714 | Hall | 0.000364
Ceiling Fixture | Incandescent |  | Reflector | 2 | 50 | Bathroom | 1008715 | Bathroom | 0.000364
Wall Mount | Incandescent |  | Mini base | 1 | 60 | Bathroom | 1008715 | Bathroom | 0.000364
Ceiling Fixture | Incandescent |  | Mini base | 1 | 60 | Bathroom | 1008715 | Bathroom | 0.000364
Ceiling Fixture | Incandescent |  | Standard A Lamp | 1 | 40 | Bathroom | 100961 | Bathroom | 0.00029524
Wall Mount | Incandescent |  | Decorative | 3 | 40 | Bathroom | 100961 | Bathroom | 0.00029524
Wall Mount | Incandescent |  | Globe | 3 | 40 | Bathroom | 100962 | Bathroom | 0.00029524
Ceiling Fixture | Incandescent |  | Heat Lamp | 1 | 250 | Bathroom | 100962 | Bathroom | 0.00029524
Wall Mount | Incandescent |  | Standard A Lamp | 2 | 40 | Bedroom | 100963 | Bedroom | 0.00029524
Wall Mount | Incandescent |  | Standard A Lamp | 2 | 40 | Bedroom | 100964 | Bedroom | 0.00029524
Table | Compact Fluorescent |  | Twist | 1 | 15 | Bedroom | 100964 | Bedroom | 0.00029524
Wall Mount | Incandescent |  | Standard A Lamp | 2 | 40 | Bedroom | 100965 | Bedroom | 0.00029524
Table | Compact Fluorescent |  | Straight Tube | 1 | 15 | Bedroom | 100965 | Bedroom | 0.00029524
Chandelier (Hanging) | Incandescent |  | Standard A Lamp | 2 | 60 | Other | 100966 | Other | 0.00029524
Chandelier (Hanging) | Compact Fluorescent |  | Straight Tube | 1 | 15 | Dining Room | 100967 | Dining Room | 0.00029524
Floor lamp | Compact Fluorescent |  | Straight Tube | 1 | 22 | Dining Room | 100967 | Dining Room | 0.00029524
Ceiling Fixture | Incandescent |  | Standard A Lamp | 1 | 40 | Living Room | 100968 | Living Room | 0.00029524
Table | Compact Fluorescent |  | Twist | 2 | 15 | Living Room | 100968 | Living Room | 0.00029524
Floor lamp | Incandescent |  | Standard A Lamp | 2 | 60 | Living Room | 100968 | Living Room | 0.00029524
Ceiling Fixture | Incandescent |  | Standard A Lamp | 1 | 40 | Garage | 100969 | Garage | 0.00029524
Wall Mount | Incandescent |  | Standard A Lamp | 1 | 40 | Garage | 100969 | Garage | 0.00029524
Ceiling Fixture | Incandescent |  | Standard A Lamp | 1 | 60 | Kitchen | 1009610 | Kitchen | 0.00029524
Ceiling Fixture | Incandescent |  | Standard A Lamp | 1 | 60 | Hall | 1009611 | Hall | 0.00029524
Recessed Can | Compact Fluorescent |  | Reflector | 1 | 15 | Kitchen | 1009612 | Kitchen | 0.00029524
Chandelier (Hanging) | Compact Fluorescent |  | Twist | 2 | 15 | Kitchen | 1009612 | Kitchen | 0.00029524
Ceiling Fixture | Incandescent |  | Standard A Lamp | 2 | 40 | Kitchen | 1009612 | Kitchen | 0.00029524
Table | Incandescent |  | Standard A Lamp | 1 | 60 | Living Room | 1009613 | Living Room | 0.00029524
Floor lamp | Incandescent |  | Standard A Lamp | 1 | 60 | Living Room | 1009613 | Living Room | 0.00029524
Table | Incandescent |  | Other | 1 | 40 | Living Room | 1009613 | Living Room | 0.00029524
Ceiling Fixture | Incandescent |  | Decorative | 1 | 40 | Living Room | 1009613 | Living Room | 0.00029524
Ceiling Fixture | Incandescent |  | Standard A Lamp | 2 | 60 | Other | 1009614 | Other | 0.00029524
Wall Mount | Incandescent |  | Standard A Lamp | 1 | 60 | Other | 1009614 | Other | 0.00029524
Ceiling Fixture | Incandescent |  | Standard A Lamp | 2 | 60 | Laundry Room | 1009615 | Laundry Room | 0.00029524
Wall Mount | Incandescent |  | Globe | 1 | 40 | Laundry Room | 1009615 | Laundry Room | 0.00029524
Torchiere | Compact Fluorescent |  | Twist | 1 | 15 | Bedroom | 101001 | Bedroom | 0.000364
Ceiling Fan | Compact Fluorescent |  | Twist | 1 | 15 | Bedroom | 101001 | Bedroom | 0.000364
Table | Compact Fluorescent |  | Twist | 1 | 15 | Office | 101002 | Office | 0.000364
Table | Incandescent |  | Standard A Lamp | 1 | 100 | Office | 101002 | Office | 0.000364
Table | Incandescent |  | Mini base | 1 | 25 | Office | 101002 | Office | 0.000364
Chandelier (Hanging) | Compact Fluorescent |  | Twist | 5 | 15 | Dining Room | 101003 | Dining Room | 0.000364
Ceiling Fixture | Incandescent |  | Mini base | 3 | 40 | Hall | 101004 | Hall | 0.000364
Ceiling Fixture | Incandescent |  | Standard A Lamp | 1 | 60 | Hall | 101006 | Hall | 0.000364
Ceiling Fixture | Linear Fluorescent | 48 | T-12 | 2 | 40 | Garage | 101007 | Garage | 0.000364
Ceiling Fixture | Incandescent |  | Standard A Lamp | 4 | 75 | Garage | 101007 | Garage | 0.000364
High bay | Incandescent |  | Standard A Lamp | 1 | 100 | Garage | 101007 | Garage | 0.000364
Ceiling Fixture | Linear Fluorescent | 48 | T-12 | 1 | 40 | Kitchen | 101008 | Kitchen | 0.000364
Ceiling Fixture | Linear Fluorescent | 48 | T-12 | 2 | 40 | Laundry Room | 101009 | Laundry Room | 0.000364
Chandelier (Hanging) | Incandescent |  | Standard A Lamp | 1 | 100 | Living Room | 1010010 | Living Room | 0.000364
Table | Incandescent |  | Standard A Lamp | 1 | 100 | Living Room | 1010010 | Living Room | 0.000364
Other | Linear Fluorescent | 36 | Fluorescent Unknown | 1 | 30 | Living Room | 1010010 | Living Room | 0.000364
Other | Incandescent |  | Mini base | 1 | 60 | Living Room | 1010010 | Living Room | 0.000364
Other | Incandescent |  | Mini base | 4 | 10 | Living Room | 1010010 | Living Room | 0.000364
Ceiling Fixture | Compact Fluorescent |  | Twist | 1 | 15 | Bathroom | 1010011 | Bathroom | 0.000364
Ceiling Fixture | Incandescent |  | Standard A Lamp | 1 | 100 | Bathroom | 1010011 | Bathroom | 0.000364
Ceiling Fan | Incandescent |  | Standard A Lamp | 1 | 60 | Master Bedroom | 1010012 | Master Bedroom | 0.000364
Wall Mount | Incandescent |  | Standard A Lamp | 1 | 75 | Master Bedroom | 1010012 | Master Bedroom | 0.000364
Table | Incandescent |  | Decorative | 1 | 40 | Master Bedroom | 1010012 | Master Bedroom | 0.000364
Ceiling Fixture | Incandescent |  | Standard A Lamp | 1 | 100 | Garage | 1010013 | Garage | 0.000364
Ceiling Fixture | Linear Fluorescent | 48 | T-12 | 2 | 40 | Garage | 1010013 | Garage | 0.000364
Ceiling Fixture | Incandescent |  | Standard A Lamp | 2 | 60 | Hall | 1010014 | Hall | 0.000364
Ceiling Fixture | Linear Fluorescent | 48 | T-12 | 2 | 40 | Hall | 1010014 | Hall | 0.000364
Ceiling Fan | Incandescent |  | Standard A Lamp | 1 | 60 | Other | 1010015 | Other | 0.000364
Other | Linear Fluorescent | 48 | T-12 | 2 | 40 | Other | 1010015 | Other | 0.000364
High bay | Linear Fluorescent | 48 | T-12 | 2 | 32 | Other | 101341 | Other | 0.000364
Ceiling Fixture | Compact Fluorescent |  | A shape bulb | 1 | 13 | Other | 101341 | Other | 0.000364
Wall Mount | Incandescent |  | Globe | 8 | 40 | Bathroom | 101342 | Bathroom | 0.000364
Wall Mount | Compact Fluorescent |  | Twist | 3 | 18 | Bathroom | 101343 | Bathroom | 0.000364
Wall Mount | Incandescent |  | Globe | 3 | 40 | Bathroom | 101343 | Bathroom | 0.000364
Ceiling Fixture | Compact Fluorescent |  | Twist | 2 | 13 | Bedroom | 101344 | Bedroom | 0.000364
Ceiling Fixture | Incandescent |  | Standard A Lamp | 1 | 60 | Bedroom | 101345 | Bedroom | 0.000364
Ceiling Fixture | Compact Fluorescent |  | Twist | 1 | 15 | Closet | 101346 | Closet | 0.000364
Chandelier (Hanging) | Incandescent |  | Mini base | 8 | 40 | Dining Room | 101347 | Dining Room | 0.000364
Floor lamp | Compact Fluorescent |  | Twist | 2 | 23 | Dining Room | 101347 | Dining Room | 0.000364
Table | Halogen |  | Other | 1 | 50 | Dining Room | 101347 | Dining Room | 0.000364
Ceiling Fixture | Incandescent |  | Mini base | 3 | 40 | Hall | 101348 | Hall | 0.000364
Wall Mount | Compact Fluorescent |  | Twist | 1 | 13 | Hall | 101348 | Hall | 0.000364
Ceiling Fan | Compact Fluorescent |  | Twist | 3 | 23 | Kitchen | 101349 | Kitchen | 0.000364
Other | Incandescent |  | Other | 1 | 25 | Kitchen | 101349 | Kitchen | 0.000364
Track | Incandescent |  | Reflector | 3 | 65 | Kitchen | 101349 | Kitchen | 0.000364
Ceiling Fixture | Compact Fluorescent |  | Twist | 1 | 23 | Laundry Room | 1013410 | Laundry Room | 0.000364
Floor lamp | Compact Fluorescent |  | Twist | 1 | 18 | Living Room | 1013411 | Living Room | 0.000364
Ceiling Fixture | Incandescent |  | Standard A Lamp | 1 | 60 | Closet | 1013412 | Closet | 0.000364
Ceiling Fixture | Compact Fluorescent |  | Twist | 1 | 15 | Closet | 1013413 | Closet | 0.000364
Ceiling Fixture | Compact Fluorescent |  | Twist | 2 | 15 | Office | 1013414 | Office | 0.000364
Ceiling Fixture | Compact Fluorescent |  | Twist | 1 | 13 | Other | 1013415 | Other | 0.000364
Wall Mount | Compact Fluorescent |  | Twist | 1 | 13 | Hall | 1013416 | Hall | 0.000364
Wall Mount | Incandescent |  | Globe | 2 | 60 | Bathroom | 101411 | Bathroom | 0.0012318
Table | Incandescent |  | Standard A Lamp | 1 | 75 | Bathroom | 101411 | Bathroom | 0.0012318
Wall Mount | Other |  | LED Interior | 1 | 1 | Bathroom | 101411 | Bathroom | 0.0012318
Ceiling Fixture | Incandescent |  | Standard A Lamp | 1 | 60 | Bedroom | 101412 | Bedroom | 0.0012318
Ceiling Fixture | Incandescent |  | Standard A Lamp | 2 | 60 | Bathroom | 101413 | Bathroom | 0.0012318
Wall Mount | Incandescent |  | Standard A Lamp | 1 | 60 | Bathroom | 101413 | Bathroom | 0.0012318
Ceiling Fan | Incandescent |  | Standard A Lamp | 1 | 60 | Hall | 101414 | Hall | 0.0012318
Ceiling Fixture | Incandescent |  | Standard A Lamp | 1 | 60 | Hall | 101415 | Hall | 0.0012318
Wall Mount | Other |  | LED Interior | 1 | 1 | Hall | 101415 | Hall | 0.0012318
Ceiling Fixture | Incandescent |  | Standard A Lamp | 2 | 60 | Master Bedroom | 101416 | Master Bedroom | 0.0012318
Wall Mount | Incandescent |  | Reflector | 1 | 25 | Master Bedroom | 101416 | Master Bedroom | 0.0012318
Table | Compact Fluorescent |  | Twist | 1 | 15 | Master Bedroom | 101416 | Master Bedroom | 0.0012318
Table | Incandescent |  | Standard A Lamp | 2 | 40 | Master Bedroom | 101416 | Master Bedroom | 0.0012318
Ceiling Fixture | Incandescent |  | Standard A Lamp | 1 | 60 | Office | 101417 | Office | 0.0012318
Ceiling Fixture | Compact Fluorescent |  | Twist | 1 | 15 | Office | 101417 | Office | 0.0012318
Table | Compact Fluorescent |  | Pin base | 1 | 13 | Office | 101417 | Office | 0.0012318
Ceiling Fixture | Compact Fluorescent |  | Twist | 1 | 15 | Closet | 101419 | Closet | 0.0012318
Ceiling Fixture | Incandescent |  | Reflector | 1 | 125 | Bathroom | 1014110 | Bathroom | 0.0012318
Ceiling Fixture | Incandescent |  | Heat Lamp | 1 | 250 | Bathroom | 1014110 | Bathroom | 0.0012318
Ceiling Fixture | Incandescent |  | Globe | 2 | 60 | Bathroom | 1014110 | Bathroom | 0.0012318
Ceiling Fixture | Compact Fluorescent |  | Twist | 1 | 15 | Bathroom | 1014110 | Bathroom | 0.0012318
Wall Mount | Other |  | LED Interior | 1 | 1 | Bathroom | 1014110 | Bathroom | 0.0012318
Ceiling Fixture | Incandescent |  | Standard A Lamp | 3 | 60 | Bedroom | 1014111 | Bedroom | 0.0012318
Chandelier (Hanging) | Incandescent |  | Standard A Lamp | 1 | 75 | Dining Room | 1014112 | Dining Room | 0.0012318
Ceiling Fixture | Incandescent |  | Standard A Lamp | 1 | 60 | Family Room | 1014114 | Family Room | 0.0012318
Table | Compact Fluorescent |  | Twist | 1 | 15 | Family Room | 1014114 | Family Room | 0.0012318
Table | Incandescent |  | Standard A Lamp | 1 | 40 | Family Room | 1014114 | Family Room | 0.0012318
Ceiling Fixture | Incandescent |  | Standard A Lamp | 1 | 60 | Garage | 1014115 | Garage | 0.0012318
Ceiling Fixture | Compact Fluorescent |  | Twist | 1 | 15 | Hall | 1014116 | Hall | 0.0012318
Ceiling Fixture | Incandescent |  | Standard A Lamp | 1 | 60 | Kitchen | 1014117 | Kitchen | 0.0012318
Recessed - other | Compact Fluorescent |  | Twist | 1 | 15 | Kitchen | 1014117 | Kitchen | 0.0012318
Ceiling Fixture | Incandescent |  | Reflector | 2 | 2 | Kitchen | 1014117 | Kitchen | 0.0012318
Ceiling Fixture | Incandescent |  | Clear | 1 | 60 | Kitchen | 1014117 | Kitchen | 0.0012318
Wall Mount | Linear Fluorescent | 48 | T-12 | 1 | 40 | Kitchen | 1014117 | Kitchen | 0.0012318
Table | Incandescent |  | Standard A Lamp | 1 | 60 | Living Room | 1014118 | Living Room | 0.0012318
Table | Incandescent |  | Standard A Lamp | 1 | 60 | Living Room | 1014118 | Living Room | 0.0012318
Table | Compact Fluorescent |  | Twist | 1 | 15 | Living Room | 1014118 | Living Room | 0.0012318
Ceiling Fixture | Linear Fluorescent | 48 | T-12 | 2 | 40 | Garage | 1014119 | Garage | 0.0012318
Chandelier (Hanging) | Incandescent |  | Standard A Lamp | 1 | 75 | Garage | 1014119 | Garage | 0.0012318
Wall Mount | Compact Fluorescent |  | Twist | 3 | 15 | Bathroom | 101441 | Bathroom | 0.00049795
Table | Compact Fluorescent |  | Twist | 1 | 15 | Bedroom | 101442 | Bedroom | 0.00049795
Floor lamp | Incandescent |  | Mini base | 3 | 5 | Bedroom | 101443 | Bedroom | 0.00049795
Chandelier (Hanging) | Incandescent |  | Standard A Lamp | 2 | 65 | Dining Room | 101444 | Dining Room | 0.00049795
Recessed Can | Compact Fluorescent |  | Twist | 1 | 15 | Family Room | 101445 | Family Room | 0.00049795
Track | Incandescent |  | Reflector | 5 | 25 | Family Room | 101445 | Family Room | 0.00049795
Ceiling Fixture | Compact Fluorescent |  | Twist | 1 | 7 | Family Room | 101445 | Family Room | 0.00049795
Ceiling Fixture | Compact Fluorescent |  | Twist | 1 | 15 | Garage | 101446 | Garage | 0.00049795
Ceiling Fixture | Compact Fluorescent |  | Twist | 1 | 15 | Hall | 101447 | Hall | 0.00049795
Ceiling Fixture | Compact Fluorescent |  | Twist | 1 | 15 | Hall | 101448 | Hall | 0.00049795
Recessed - other | Linear Fluorescent | 48 | T-12 | 1 | 40 | Kitchen | 101449 | Kitchen | 0.00049795
Floor lamp | Compact Fluorescent |  | A shape bulb | 2 | 15 | Living Room | 1014410 | Living Room | 0.00049795
Wall Mount | Incandescent |  | Globe | 6 | 25 | Bathroom | 1014411 | Bathroom | 0.00049795
Table | Compact Fluorescent |  | Twist | 1 | 15 | Master Bedroom | 1014412 | Master Bedroom | 0.00049795
Ceiling Fixture | Compact Fluorescent |  | Twist | 3 | 15 | Other | 1014413 | Other | 0.00049795
Track | Incandescent |  | Reflector | 3 | 60 | Other | 1014413 | Other | 0.00049795
Ceiling Fixture | Compact Fluorescent |  | Twist | 2 | 15 | Laundry Room | 1014414 | Laundry Room | 0.00049795
Ceiling Fixture | Compact Fluorescent |  | Twist | 1 | 15 | Laundry Room | 101501 | Laundry Room | 0.00029524
Ceiling Fixture | Linear Fluorescent | 48 | T-8 | 2 | 32 | Laundry Room | 101501 | Laundry Room | 0.00029524
Ceiling Fixture | Incandescent |  | Standard A Lamp | 1 | 60 | Bathroom | 101502 | Bathroom | 0.00029524
Wall Mount | Compact Fluorescent |  | Twist | 2 | 15 | Bathroom | 101502 | Bathroom | 0.00029524
Ceiling Fixture | Incandescent |  | Standard A Lamp | 1 | 60 | Bedroom | 101503 | Bedroom | 0.00029524
Table | Compact Fluorescent |  | Twist | 1 | 22 | Bedroom | 101503 | Bedroom | 0.00029524
Table | Incandescent |  | Clear | 1 | 25 | Bedroom | 101503 | Bedroom | 0.00029524
Table | Compact Fluorescent |  | Twist | 1 | 22 | Bedroom | 101504 | Bedroom | 0.00029524
Ceiling Fan | Compact Fluorescent |  | Twist | 1 | 22 | Bedroom | 101504 | Bedroom | 0.00029524
Ceiling Fixture | Incandescent |  | Standard A Lamp | 1 | 60 | Closet | 101505 | Closet | 0.00029524
Ceiling Fixture | Incandescent |  | Standard A Lamp | 1 | 60 | Closet | 101506 | Closet | 0.00029524
Ceiling Fixture | Compact Fluorescent |  | Twist | 1 | 22 | Closet | 101507 | Closet | 0.00029524
Chandelier (Hanging) | Incandescent |  | Standard A Lamp | 3 | 60 | Dining Room | 101508 | Dining Room | 0.00029524
Wall Mount | Compact Fluorescent |  | Twist | 1 | 15 | Hall | 101509 | Hall | 0.00029524
Ceiling Fixture | Incandescent |  | Standard A Lamp | 1 | 75 | Other | 1015010 | Other | 0.00029524
Chandelier (Hanging) | Incandescent |  | Standard A Lamp | 1 | 75 | Kitchen | 1015011 | Kitchen | 0.00029524
Other | Incandescent |  | Standard A Lamp | 1 | 40 | Kitchen | 1015011 | Kitchen | 0.00029524
Ceiling Fixture | Compact Fluorescent |  | Twist | 3 | 15 | Living Room | 1015012 | Living Room | 0.00029524
Table | Compact Fluorescent |  | Twist | 1 | 22 | Living Room | 1015012 | Living Room | 0.00029524
Ceiling Fixture | Compact Fluorescent |  | Twist | 1 | 15 | Closet | 1015013 | Closet | 0.00029524
Floor lamp | Incandescent |  | Standard A Lamp | 1 | 60 | Other | 101721 | Other | 0.00037892
Ceiling Fixture | Compact Fluorescent |  | Twist | 1 | 15 | Other | 101721 | Other | 0.00037892
Wall Mount | Incandescent |  | Standard A Lamp | 2 | 60 | Bathroom | 101722 | Bathroom | 0.00037892
Ceiling Fixture | Compact Fluorescent |  | Twist | 1 | 15 | Bedroom | 101723 | Bedroom | 0.00037892
Table | Incandescent |  | Standard A Lamp | 1 | 40 | Bedroom | 101723 | Bedroom | 0.00037892
Ceiling Fixture | Compact Fluorescent |  | Twist | 1 | 15 | Bedroom | 101724 | Bedroom | 0.00037892
Ceiling Fixture | Compact Fluorescent |  | Twist | 1 | 15 | Dining Room | 101725 | Dining Room | 0.00037892
Ceiling Fixture | Compact Fluorescent |  | Twist | 1 | 15 | Kitchen | 101726 | Kitchen | 0.00037892
Ceiling Fixture | Compact Fluorescent |  | Twist | 1 | 15 | Laundry Room | 101727 | Laundry Room | 0.00037892
Floor lamp | Compact Fluorescent |  | Twist | 1 | 22 | Living Room | 101728 | Living Room | 0.00037892
Table | Incandescent |  | Standard A Lamp | 1 | 75 | Living Room | 101728 | Living Room | 0.00037892
Ceiling Fixture | Incandescent |  | Reflector | 1 | 75 | Bathroom | 101741 | Bathroom | 0.0012318
Ceiling Fixture | Incandescent |  | Heat Lamp | 1 | 125 | Bathroom | 101741 | Bathroom | 0.0012318
Recessed Can | Incandescent |  | Reflector | 1 | 75 | Bathroom | 101741 | Bathroom | 0.0012318
Wall Mount | Compact Fluorescent |  | Twist | 3 | 13 | Bathroom | 101741 | Bathroom | 0.0012318
Recessed Can | Compact Fluorescent |  | Twist | 1 | 13 | Bathroom | 101742 | Bathroom | 0.0012318
Wall Mount | Incandescent |  | Globe | 3 | 40 | Bathroom | 101742 | Bathroom | 0.0012318
Ceiling Fixture | Incandescent |  | Heat Lamp | 1 | 125 | Bathroom | 101742 | Bathroom | 0.0012318
Ceiling Fixture | Compact Fluorescent |  | Twist | 2 | 13 | Bedroom | 101743 | Bedroom | 0.0012318
Ceiling Fixture | Compact Fluorescent |  | Twist | 2 | 13 | Bedroom | 101744 | Bedroom | 0.0012318
Table | Incandescent |  | Decorative | 1 | 40 | Bedroom | 101744 | Bedroom | 0.0012318
Chandelier (Hanging) | Incandescent |  | Clear | 3 | 40 | Dining Room | 101745 | Dining Room | 0.0012318
Table | Incandescent |  | Globe | 1 | 150 | Dining Room | 101745 | Dining Room | 0.0012318
Table | Incandescent |  | 3-Way Incandescent | 1 | 135 | Family Room | 101746 | Family Room | 0.0012318
Ceiling Fixture | Linear Fluorescent | 48 | T-12 | 2 | 40 | Garage | 101747 | Garage | 0.0012318
Ceiling Fixture | Compact Fluorescent |  | Twist | 1 | 13 | Hall | 101748 | Hall | 0.0012318
Ceiling Fixture | Compact Fluorescent |  | Flood | 1 | 15 | Kitchen | 101749 | Kitchen | 0.0012318
Architectural | Linear Fluorescent | 11 | T-5 | 1 | 8 | Kitchen | 101749 | Kitchen | 0.0012318
Ceiling Fixture | Linear Fluorescent | 48 | T-12 | 2 | 40 | Laundry Room | 1017410 | Laundry Room | 0.0012318
Ceiling Fixture | Compact Fluorescent |  | Twist | 2 | 13 | Master Bedroom | 1017411 | Master Bedroom | 0.0012318
Table | Compact Fluorescent |  | Twist | 1 | 13 | Master Bedroom | 1017411 | Master Bedroom | 0.0012318
Recessed Can | Incandescent |  | Reflector | 1 | 60 | Closet | 1017412 | Closet | 0.0012318
Recessed Can | Incandescent |  | Reflector | 1 | 60 | Other | 1017413 | Other | 0.0012318
Wall Mount | Incandescent |  | Globe | 6 | 40 | Bathroom | 101761 | Bathroom | 0.00028601
Ceiling Fixture | Compact Fluorescent |  | Twist | 2 | 22 | Bedroom | 101762 | Bedroom | 0.00028601
Table | Incandescent |  | Standard A Lamp | 1 | 100 | Bedroom | 101762 | Bedroom | 0.00028601
Ceiling Fixture | Halogen |  | MR | 3 | 50 | Family Room | 101763 | Family Room | 0.00028601
Table | Incandescent |  | Standard A Lamp | 1 | 150 | Family Room | 101763 | Family Room | 0.00028601
Floor lamp | Incandescent |  | Standard A Lamp | 1 | 150 | Family Room | 101763 | Family Room | 0.00028601
Ceiling Fixture | Compact Fluorescent |  | Twist | 1 | 22 | Hall | 101764 | Hall | 0.00028601
Ceiling Fixture | Incandescent |  | Globe | 5 | 40 | Kitchen | 101765 | Kitchen | 0.00028601
Ceiling Fixture | Compact Fluorescent |  | Twist | 2 | 22 | Kitchen | 101765 | Kitchen | 0.00028601
Table | Incandescent |  | Standard A Lamp | 1 | 60 | Kitchen | 101765 | Kitchen | 0.00028601
Recessed Can | Incandescent |  | Reflector | 1 | 65 | Laundry Room | 101766 | Laundry Room | 0.00028601
Ceiling Fixture | Incandescent |  | Standard A Lamp | 1 | 60 | Living Room | 101767 | Living Room | 0.00028601
Table | Incandescent |  | Standard A Lamp | 1 | 60 | Living Room | 101767 | Living Room | 0.00028601
Ceiling Fixture | Incandescent |  | Mini base | 1 | 25 | Living Room | 101767 | Living Room | 0.00028601
Torchiere | Incandescent |  | Standard A Lamp | 1 | 150 | Living Room | 101767 | Living Room | 0.00028601
Ceiling Fixture | Incandescent |  | Globe | 1 | 90 | Master Bedroom | 101768 | Master Bedroom | 0.00028601
Torchiere | Incandescent |  | Standard A Lamp | 1 | 150 | Master Bedroom | 101768 | Master Bedroom | 0.00028601
Table | Incandescent |  | Standard A Lamp | 1 | 60 | Master Bedroom | 101768 | Master Bedroom | 0.00028601
Wall Mount | Compact Fluorescent |  | Twist | 2 | 20 | Bathroom | 101769 | Bathroom | 0.00028601
Other | Other |  |  | 1 | 1 | Bathroom | 101769 | Bathroom | 0.00028601
Floor lamp | Compact Fluorescent |  | Pin base | 1 | 28 | Office | 1017610 | Office | 0.00028601
Ceiling Fixture | Compact Fluorescent |  | Twist | 3 | 20 | Office | 1017610 | Office | 0.00028601
Table | Incandescent |  | Standard A Lamp | 1 | 60 | Office | 1017610 | Office | 0.00028601
Garage door opener | Incandescent |  | Standard A Lamp | 1 | 60 | Garage | 1017611 | Garage | 0.00028601
Ceiling Fixture | Incandescent |  | Standard A Lamp | 1 | 60 | Garage | 1017611 | Garage | 0.00028601
Wall Mount | Incandescent |  | Standard A Lamp | 2 | 60 | Bathroom | 101781 | Bathroom | 0.0017229
Ceiling Fan | Compact Fluorescent |  | Twist | 6 | 15 | Bedroom | 101782 | Bedroom | 0.0017229
Ceiling Fan | Incandescent |  | Decorative | 6 | 40 | Bedroom | 101783 | Bedroom | 0.0017229
Ceiling Fixture | Compact Fluorescent |  | Twist | 2 | 15 | Bedroom | 101784 | Bedroom | 0.0017229
Ceiling Fixture | Compact Fluorescent |  | Twist | 1 | 25 | Garage | 101785 | Garage | 0.0017229
Ceiling Fixture | Incandescent |  | Standard A Lamp | 1 | 60 | Hall | 101786 | Hall | 0.0017229
Ceiling Fixture | Incandescent |  | Standard A Lamp | 1 | 60 | Kitchen | 101787 | Kitchen | 0.0017229
Floor lamp | Compact Fluorescent |  | Twist | 1 | 15 | Living Room | 101788 | Living Room | 0.0017229
Wall Mount | Incandescent |  | Mini base | 1 | 40 | Bedroom | 101862 | Bedroom | 0.00037892
Table | Incandescent |  | Mini base | 1 | 40 | Bedroom | 101862 | Bedroom | 0.00037892
Ceiling Fixture | Incandescent |  | Standard A Lamp | 1 | 60 | Closet | 101863 | Closet | 0.00037892
Chandelier (Hanging) | Incandescent |  | Standard A Lamp | 4 | 60 | Dining Room | 101864 | Dining Room | 0.00037892
Wall Mount | Incandescent |  | Globe | 2 | 25 | Bathroom | 101865 | Bathroom | 0.00037892
Recessed - other | Halogen |  | PAR | 1 | 30 | Hall | 101866 | Hall | 0.00037892
Chandelier (Hanging) | Incandescent |  | Mini base | 1 | 25 | Kitchen | 101867 | Kitchen | 0.00037892
Ceiling Fixture | Incandescent |  | Standard A Lamp | 2 | 40 | Laundry Room | 101868 | Laundry Room | 0.00037892
Chandelier (Hanging) | Incandescent |  | Standard A Lamp | 5 | 40 | Living Room | 101869 | Living Room | 0.00037892
Chandelier (Hanging) | Incandescent |  | Standard A Lamp | 2 | 60 | Bathroom | 1018611 | Bathroom | 0.00037892
Wall Mount | Incandescent |  | Mini base | 1 | 25 | Bathroom | 1018611 | Bathroom | 0.00037892
Ceiling Fixture | Incandescent |  | Standard A Lamp | 2 | 60 | Master Bedroom | 1018612 | Master Bedroom | 0.00037892
Table | Compact Fluorescent |  | Twist | 1 | 7 | Master Bedroom | 1018612 | Master Bedroom | 0.00037892
Wall Mount | Incandescent |  | Mini base | 1 | 25 | Hall | 1018614 | Hall | 0.00037892
Ceiling Fixture | Compact Fluorescent |  | A shape bulb | 1 | 15 | Bedroom | 101911 | Bedroom | 0.00037892
Ceiling Fixture | Compact Fluorescent |  | Twist | 2 | 20 | Bedroom | 101912 | Bedroom | 0.00037892
Floor lamp | Compact Fluorescent |  | A shape bulb | 1 | 15 | Bedroom | 101912 | Bedroom | 0.00037892
Table | Halogen |  | Other | 1 | 20 | Bedroom | 101912 | Bedroom | 0.00037892
Ceiling Fixture | Compact Fluorescent |  | Twist | 2 | 15 | Hall | 101913 | Hall | 0.00037892
Wall Mount | Compact Fluorescent |  | Twist | 2 | 15 | Bathroom | 101914 | Bathroom | 0.00037892
Ceiling Fixture | Compact Fluorescent |  | Twist | 1 | 22 | Kitchen | 101915 | Kitchen | 0.00037892
Wall Mount | Compact Fluorescent |  | Twist | 1 | 15 | Kitchen | 101915 | Kitchen | 0.00037892
Ceiling Fixture | Compact Fluorescent |  | Twist | 1 | 22 | Living Room | 101916 | Living Room | 0.00037892
Wall Mount | Incandescent |  | Globe | 4 | 25 | Bathroom | 101921 | Bathroom | 0.00037892
Ceiling Fixture | Incandescent |  | Clear | 1 | 60 | Bedroom | 101922 | Bedroom | 0.00037892
Floor lamp | Compact Fluorescent |  | Twist | 3 | 15 | Bedroom | 101922 | Bedroom | 0.00037892
Table | Incandescent |  | Decorative | 1 | 40 | Bedroom | 101922 | Bedroom | 0.00037892
Ceiling Fixture | Compact Fluorescent |  | Twist | 3 | 15 | Family Room | 101923 | Family Room | 0.00037892
Ceiling Fixture | Incandescent |  | Standard A Lamp | 2 | 60 | Dining Room | 101924 | Dining Room | 0.00037892
Ceiling Fixture | Linear Fluorescent | 48 | T-8 | 2 | 32 | Other | 101925 | Other | 0.00037892
Ceiling Fixture | Compact Fluorescent |  | Twist | 3 | 15 | Hall | 101926 | Hall | 0.00037892
Ceiling Fixture | Halogen |  | Quartz Tube | 1 | 50 | Kitchen | 101927 | Kitchen | 0.00037892
Architectural | Halogen |  | Other | 1 | 20 | Kitchen | 101927 | Kitchen | 0.00037892
Ceiling Fixture | Linear Fluorescent | 48 | T-8 | 2 | 32 | Laundry Room | 101928 | Laundry Room | 0.00037892
Ceiling Fixture | Compact Fluorescent |  | Twist | 1 | 15 | Living Room | 101929 | Living Room | 0.00037892
Wall Mount | Compact Fluorescent |  | Twist | 1 | 15 | Living Room | 101929 | Living Room | 0.00037892
Floor lamp | Compact Fluorescent |  | Twist | 1 | 15 | Living Room | 101929 | Living Room | 0.00037892
Wall Mount | Incandescent |  | Decorative | 2 | 25 | Master Bedroom | 1019210 | Master Bedroom | 0.00037892
Ceiling Fixture | Incandescent |  | Standard A Lamp | 2 | 60 | Master Bedroom | 1019210 | Master Bedroom | 0.00037892
Table | Compact Fluorescent |  | Twist | 1 | 15 | Master Bedroom | 1019210 | Master Bedroom | 0.00037892
Ceiling Fan | Incandescent |  | Standard A Lamp | 1 | 100 | Bathroom | 102111 | Bathroom | 0.00037892
Recessed - other | Incandescent |  | Standard A Lamp | 2 | 75 | Bedroom | 102112 | Bedroom | 0.00037892
Table | Incandescent |  | Standard A Lamp | 1 | 75 | Bedroom | 102112 | Bedroom | 0.00037892
Ceiling Fixture | Incandescent |  | Standard A Lamp | 2 | 60 | Bedroom | 102113 | Bedroom | 0.00037892
Table | Incandescent |  | Standard A Lamp | 1 | 75 | Bedroom | 102113 | Bedroom | 0.00037892
Ceiling Fixture | Incandescent |  | Standard A Lamp | 1 | 60 | Hall | 102114 | Hall | 0.00037892
High bay | Linear Fluorescent | 48 | T-12 | 2 | 40 | Kitchen | 102115 | Kitchen | 0.00037892
Track | Incandescent |  | Standard A Lamp | 1 | 60 | Kitchen | 102115 | Kitchen | 0.00037892
Other | Incandescent |  | Standard A Lamp | 1 | 75 | Kitchen | 102115 | Kitchen | 0.00037892
Architectural | Incandescent |  | Standard A Lamp | 1 | 60 | Laundry Room | 102116 | Laundry Room | 0.00037892
Ceiling Fan | Incandescent |  | Standard A Lamp | 1 | 60 | Living Room | 102117 | Living Room | 0.00037892
Architectural | Incandescent |  | Standard A Lamp | 1 | 60 | Closet | 102118 | Closet | 0.00037892
Recessed Can | Incandescent |  | Reflector | 1 | 65 | Hall | 102291 | Hall | 0.0012318
Ceiling Fixture | Incandescent |  | Standard A Lamp | 1 | 60 | Bedroom | 102292 | Bedroom | 0.0012318
Table | Incandescent |  | Standard A Lamp | 1 | 60 | Bedroom | 102292 | Bedroom | 0.0012318
Wall Mount | Linear Fluorescent | 24 | T-8 | 1 | 32 | Hall | 102293 | Hall | 0.0012318
Track | Compact Fluorescent |  | Reflector | 3 | 23 | Family Room | 102294 | Family Room | 0.0012318
Table | Compact Fluorescent |  | Other | 1 | 15 | Family Room | 102294 | Family Room | 0.0012318
Floor lamp | Halogen |  | Quartz Tube | 1 | 150 | Family Room | 102294 | Family Room | 0.0012318
Table | Compact Fluorescent |  | Twist | 1 | 15 | Family Room | 102294 | Family Room | 0.0012318
Ceiling Fixture | Compact Fluorescent |  | Twist | 2 | 15 | Family Room | 102294 | Family Room | 0.0012318
Garage door opener | Incandescent |  | Standard A Lamp | 1 | 60 | Garage | 102295 | Garage | 0.0012318
Ceiling Fixture | Incandescent |  | Standard A Lamp | 2 | 60 | Garage | 102295 | Garage | 0.0012318
Wall Mount | Compact Fluorescent |  | Pin base | 3 | 13 | Bathroom | 102296 | Bathroom | 0.0012318
Recessed Can | Compact Fluorescent |  | Twist | 1 | 13 | Bathroom | 102296 | Bathroom | 0.0012318
Recessed Can | Incandescent |  | Reflector | 1 | 65 | Kitchen | 102297 | Kitchen | 0.0012318
Track | Compact Fluorescent |  | Twist | 3 | 23 | Kitchen | 102297 | Kitchen | 0.0012318
Ceiling Fixture | Compact Fluorescent |  | Twist | 1 | 13 | Laundry Room | 102298 | Laundry Room | 0.0012318
High bay | Linear Fluorescent | 48 | T-12 | 2 | 40 | Laundry Room | 102298 | Laundry Room | 0.0012318
Ceiling Fixture | Incandescent |  | Standard A Lamp | 1 | 60 | Laundry Room | 102298 | Laundry Room | 0.0012318
Ceiling Fixture | Incandescent |  | Other | 1 | 90 | Laundry Room | 102298 | Laundry Room | 0.0012318
Chandelier (Hanging) | Incandescent |  | Clear | 5 | 40 | Living Room | 102299 | Living Room | 0.0012318
Table | Incandescent |  | 3-Way Incandescent | 1 | 150 | Living Room | 102299 | Living Room | 0.0012318
Floor lamp | Incandescent |  | 3-Way Incandescent | 1 | 150 | Living Room | 102299 | Living Room | 0.0012318
Table | Compact Fluorescent |  | Twist | 1 | 23 | Living Room | 102299 | Living Room | 0.0012318
Wall Mount | Incandescent |  | Globe | 4 | 40 | Bathroom | 1022910 | Bathroom | 0.0012318
Wall Mount | Incandescent |  | Globe | 8 | 40 | Bathroom | 1022910 | Bathroom | 0.0012318
Ceiling Fixture | Compact Fluorescent |  | Twist | 1 | 13 | Bathroom | 1022910 | Bathroom | 0.0012318
Ceiling Fixture | Halogen |  | MR | 3 | 50 | Closet | 1022911 | Closet | 0.0012318
Ceiling Fixture | Compact Fluorescent |  | Twist | 1 | 23 | Master Bedroom | 1022912 | Master Bedroom | 0.0012318
Table | Incandescent |  | Other | 1 | 40 | Master Bedroom | 1022912 | Master Bedroom | 0.0012318
Wall Mount | Incandescent |  | Standard A Lamp | 1 | 60 | Master Bedroom | 1022912 | Master Bedroom | 0.0012318
Ceiling Fixture | Compact Fluorescent |  | Twist | 2 | 23 | Office | 1022913 | Office | 0.0012318
Chandelier (Hanging) | Incandescent |  | Globe | 1 | 40 | Other | 1022914 | Other | 0.0012318
Ceiling Fixture | Incandescent |  | Standard A Lamp | 2 | 60 | Bedroom | 1022915 | Bedroom | 0.0012318
Table | Incandescent |  | Standard A Lamp | 1 | 60 | Bedroom | 1022915 | Bedroom | 0.0012318
Wall Mount | Incandescent |  | Globe | 1 | 40 | Closet | 1022916 | Closet | 0.0012318
Ceiling Fixture | Compact Fluorescent |  | Twist | 2 | 23 | Living Room | 1022917 | Living Room | 0.0012318
Wall Mount | Incandescent |  | Globe | 8 | 40 | Bathroom | 1022918 | Bathroom | 0.0012318
Ceiling Fixture | Linear Fluorescent | 48 | T-12 | 2 | 40 | Laundry Room | 102301 | Laundry Room | 0.000364
Recessed Can | Incandescent |  | Reflector | 1 | 65 | Kitchen | 102302 | Kitchen | 0.000364
Chandelier (Hanging) | Incandescent |  | Clear | 5 | 40 | Family Room | 102303 | Family Room | 0.000364
Recessed Can | Compact Fluorescent |  | Reflector | 1 | 15 | Living Room | 102304 | Living Room | 0.000364
Table | Incandescent |  | Standard A Lamp | 1 | 65 | Living Room | 102304 | Living Room | 0.000364
Floor lamp | Compact Fluorescent |  | A shape bulb | 1 | 13 | Living Room | 102304 | Living Room | 0.000364
Ceiling Fixture | Linear Fluorescent | 48 | T-12 | 4 | 40 | Kitchen | 102305 | Kitchen | 0.000364
Track | Incandescent |  | Reflector | 3 | 50 | Kitchen | 102305 | Kitchen | 0.000364
Chandelier (Hanging) | Incandescent |  | Clear | 1 | 65 | Dining Room | 102306 | Dining Room | 0.000364
Ceiling Fixture | Incandescent |  | Standard A Lamp | 2 | 65 | Living Room | 102307 | Living Room | 0.000364
Recessed Can | Incandescent |  | Reflector | 1 | 65 | Hall | 102308 | Hall | 0.000364
Ceiling Fixture | Incandescent |  | Standard A Lamp | 1 | 75 | Closet | 102309 | Closet | 0.000364
Wall Mount | Incandescent |  | Globe | 1 | 40 | Closet | 1023010 | Closet | 0.000364
Table | Incandescent |  | 3-Way Incandescent | 1 | 100 | Bedroom | 1023011 | Bedroom | 0.000364
Ceiling Fixture | Incandescent |  | Reflector | 1 | 65 | Bedroom | 1023011 | Bedroom | 0.000364
Floor lamp | Incandescent |  | 3-Way Incandescent | 1 | 100 | Bedroom | 1023011 | Bedroom | 0.000364
Ceiling Fixture | Linear Fluorescent | 48 | T-12 | 4 | 40 | Garage | 1023012 | Garage | 0.000364
Garage door opener | Incandescent |  | Standard A Lamp | 2 | 60 | Garage | 1023012 | Garage | 0.000364
Table | Incandescent |  | Standard A Lamp | 1 | 75 | Bedroom | 1023013 | Bedroom | 0.000364
Torchiere | Halogen |  | Quartz Tube | 1 | 300 | Bedroom | 1023013 | Bedroom | 0.000364
Wall Mount | Compact Fluorescent |  | Globe | 8 | 9 | Bathroom | 1023014 | Bathroom | 0.000364
Wall Mount | Compact Fluorescent |  | Globe | 9 | 9 | Bathroom | 1023015 | Bathroom | 0.000364
Table | Incandescent |  | 3-Way Incandescent | 1 | 100 | Master Bedroom | 1023016 | Master Bedroom | 0.000364
Wall Mount | Compact Fluorescent |  | Globe | 8 | 9 | Bathroom | 1023017 | Bathroom | 0.000364
Ceiling Fixture | Incandescent |  | Standard A Lamp | 1 | 40 | Closet | 1023018 | Closet | 0.000364
Ceiling Fixture | Incandescent |  | Reflector | 1 | 65 | Bedroom | 1023019 | Bedroom | 0.000364
Floor lamp | Incandescent |  | 3-Way Incandescent | 1 | 100 | Bedroom | 1023019 | Bedroom | 0.000364
Table | Incandescent |  | Standard A Lamp | 2 | 60 | Bedroom | 1023019 | Bedroom | 0.000364
Recessed Can | Incandescent |  | Reflector | 1 | 65 | Hall | 1023020 | Hall | 0.000364
Recessed Can | Incandescent |  | Reflector | 1 | 65 | Dining Room | 1023021 | Dining Room | 0.000364
Table | Compact Fluorescent |  | Globe | 1 | 9 | Dining Room | 1023021 | Dining Room | 0.000364
Wall Mount | Incandescent |  | Standard A Lamp | 3 | 60 | Bathroom | 102312 | Bathroom | 0.00037892
Ceiling Fixture | Incandescent |  | Standard A Lamp | 1 | 60 | Bathroom | 102313 | Bathroom | 0.00037892
Ceiling Fixture | Incandescent |  | Standard A Lamp | 2 | 60 | Bedroom | 102314 | Bedroom | 0.00037892
Ceiling Fixture | Incandescent |  | Standard A Lamp | 2 | 60 | Bedroom | 102315 | Bedroom | 0.00037892
Ceiling Fixture | Incandescent |  | Standard A Lamp | 2 | 60 | Bedroom | 102316 | Bedroom | 0.00037892
Ceiling Fixture | Incandescent |  | Standard A Lamp | 2 | 60 | Bedroom | 102317 | Bedroom | 0.00037892
Ceiling Fixture | Incandescent |  | Decorative | 2 | 60 | Bedroom | 102318 | Bedroom | 0.00037892
Recessed Can | Compact Fluorescent |  | Twist | 1 | 22 | Kitchen | 102319 | Kitchen | 0.00037892
Ceiling Fixture | Incandescent |  | Standard A Lamp | 1 | 60 | Closet | 1023110 | Closet | 0.00037892
Ceiling Fixture | Incandescent |  | Standard A Lamp | 1 | 60 | Garage | 1023111 | Garage | 0.00037892
Ceiling Fixture | Compact Fluorescent |  | Twist | 2 | 15 | Kitchen | 1023112 | Kitchen | 0.00037892
Track | Halogen |  | MR | 3 | 30 | Kitchen | 1023112 | Kitchen | 0.00037892
Ceiling Fixture | Compact Fluorescent |  | Twist | 2 | 22 | Dining Room | 1023113 | Dining Room | 0.00037892
Torchiere | Compact Fluorescent |  | Twist | 1 | 15 | Living Room | 1023114 | Living Room | 0.00037892
Ceiling Fixture | Incandescent |  | Standard A Lamp | 2 | 40 | Dining Room | 1023115 | Dining Room | 0.00037892
Ceiling Fixture | Incandescent |  | Standard A Lamp | 1 | 60 | Hall | 1023116 | Hall | 0.00037892
Ceiling Fixture | Incandescent |  | Standard A Lamp | 2 | 60 | Hall | 1023117 | Hall | 0.00037892
Wall Mount | Compact Fluorescent |  | Globe | 5 | 15 | Bathroom | 102351 | Bathroom | 0.00049795
Ceiling Fixture | Incandescent |  | Standard A Lamp | 3 | 40 | Bedroom | 102352 | Bedroom | 0.00049795
Ceiling Fixture | Compact Fluorescent |  | Twist | 2 | 15 | Master Bedroom | 102353 | Master Bedroom | 0.00049795
Table | Incandescent |  | Standard A Lamp | 1 | 60 | Master Bedroom | 102353 | Master Bedroom | 0.00049795
Chandelier (Hanging) | Incandescent |  | Decorative | 7 | 25 | Dining Room | 102354 | Dining Room | 0.00049795
Ceiling Fan | Compact Fluorescent |  | Twist | 3 | 15 | Family Room | 102355 | Family Room | 0.00049795
Ceiling Fixture | Incandescent |  | Globe | 4 | 40 | Hall | 102356 | Hall | 0.00049795
Ceiling Fixture | Compact Fluorescent |  | Twist | 1 | 15 | Garage | 102357 | Garage | 0.00049795
Garage door opener | Incandescent |  | Standard A Lamp | 1 | 40 | Garage | 102357 | Garage | 0.00049795
Ceiling Fixture | Compact Fluorescent |  | Twist | 1 | 15 | Hall | 102358 | Hall | 0.00049795
Ceiling Fixture | Compact Fluorescent |  | Twist | 1 | 15 | Kitchen | 102359 | Kitchen | 0.00049795
Chandelier (Hanging) | Compact Fluorescent |  | Twist | 5 | 15 | Kitchen | 102359 | Kitchen | 0.00049795
Ceiling Fixture | Incandescent |  | Standard A Lamp | 1 | 60 | Laundry Room | 1023510 | Laundry Room | 0.00049795
Floor lamp | Compact Fluorescent |  | A shape bulb | 2 | 7 | Living Room | 1023511 | Living Room | 0.00049795
Table | Incandescent |  | Standard A Lamp | 1 | 100 | Living Room | 1023511 | Living Room | 0.00049795
Wall Mount | Compact Fluorescent |  | Globe | 3 | 15 | Bathroom | 1023512 | Bathroom | 0.00049795
Ceiling Fixture | Incandescent |  | Standard A Lamp | 3 | 40 | Master Bedroom | 1023513 | Master Bedroom | 0.00049795
Wall Mount | Incandescent |  | Globe | 2 | 60 | Bathroom | 102441 | Bathroom | 0.0017229
Recessed Can | Halogen |  | PAR | 1 | 75 | Bathroom | 102441 | Bathroom | 0.0017229
Recessed Can | Incandescent |  | Standard A Lamp | 1 | 65 | Bedroom | 102442 | Bedroom | 0.0017229
Table | Incandescent |  | Mini base | 2 | 40 | Bedroom | 102442 | Bedroom | 0.0017229
Table | Incandescent |  | Standard A Lamp | 1 | 60 | Bedroom | 102442 | Bedroom | 0.0017229
Chandelier (Hanging) | Incandescent |  | Globe | 1 | 60 | Dining Room | 102443 | Dining Room | 0.0017229
Chandelier (Hanging) | Compact Fluorescent |  | A shape bulb | 1 | 15 | Hall | 102444 | Hall | 0.0017229
Recessed Can | Incandescent |  | Reflector | 1 | 65 | Hall | 102444 | Hall | 0.0017229
Recessed Can | Incandescent |  | Reflector | 1 | 65 | Kitchen | 102445 | Kitchen | 0.0017229
Wall Mount | Linear Fluorescent | 24 | T-12 | 2 | 40 | Laundry Room | 102446 | Laundry Room | 0.0017229
Recessed Can | Incandescent |  | Reflector | 1 | 65 | Living Room | 102447 | Living Room | 0.0017229
Floor lamp | Incandescent |  | Standard A Lamp | 3 | 60 | Living Room | 102447 | Living Room | 0.0017229
Table | Incandescent |  | Standard A Lamp | 1 | 60 | Living Room | 102447 | Living Room | 0.0017229
Recessed Can | Incandescent |  | Reflector | 1 | 65 | Bedroom | 102448 | Bedroom | 0.0017229
Table | Incandescent |  | Standard A Lamp | 1 | 60 | Bedroom | 102448 | Bedroom | 0.0017229
Table | Incandescent |  | Standard A Lamp | 1 | 40 | Bedroom | 102448 | Bedroom | 0.0017229
Ceiling Fixture | Compact Fluorescent |  | Other | 1 | 22 | Closet | 102449 | Closet | 0.0017229
Recessed Can | Incandescent |  | Reflector | 1 | 65 | Bathroom | 1024410 | Bathroom | 0.0017229
Wall Mount | Compact Fluorescent |  | A shape bulb | 2 | 15 | Bathroom | 1024411 | Bathroom | 0.0017229
Wall Mount | Incandescent |  | Globe | 2 | 40 | Bathroom | 1024411 | Bathroom | 0.0017229
Wall Mount | Incandescent |  | Globe | 2 | 60 | Bathroom | 1024412 | Bathroom | 0.0017229
Recessed Can | Incandescent |  | Reflector | 1 | 65 | Hall | 1024413 | Hall | 0.0017229
Recessed Can | Compact Fluorescent |  | Reflector | 1 | 23 | Hall | 1024413 | Hall | 0.0017229
Wall Mount | Incandescent |  | Standard A Lamp | 1 | 75 | Bathroom | 102451 | Bathroom | 0.0017229
Wall Mount | Incandescent |  | Standard A Lamp | 2 | 60 | Bathroom | 102452 | Bathroom | 0.0017229
Ceiling Fixture | Incandescent |  | Standard A Lamp | 1 | 40 | Bathroom | 102453 | Bathroom | 0.0017229
Wall Mount | Incandescent |  | Standard A Lamp | 2 | 65 | Bathroom | 102453 | Bathroom | 0.0017229
Ceiling Fan | Incandescent |  | Standard A Lamp | 1 | 40 | Bedroom | 102454 | Bedroom | 0.0017229
Ceiling Fan | Incandescent |  | Decorative | 3 | 40 | Master Bedroom | 102455 | Master Bedroom | 0.0017229
Table | Incandescent |  | Standard A Lamp | 1 | 60 | Master Bedroom | 102455 | Master Bedroom | 0.0017229
Table | Compact Fluorescent |  | Twist | 1 | 15 | Master Bedroom | 102455 | Master Bedroom | 0.0017229
Ceiling Fixture | Incandescent |  | Standard A Lamp | 1 | 60 | Master Bedroom | 102455 | Master Bedroom | 0.0017229
Ceiling Fan | Incandescent |  | Standard A Lamp | 1 | 75 | Office | 102456 | Office | 0.0017229
Table | Incandescent |  | Standard A Lamp | 1 | 60 | Office | 102456 | Office | 0.0017229
Ceiling Fixture | Incandescent |  | Standard A Lamp | 2 | 60 | Bedroom | 102457 | Bedroom | 0.0017229
Table | Incandescent |  | Decorative | 1 | 40 | Bedroom | 102457 | Bedroom | 0.0017229
Ceiling Fixture | Linear Fluorescent | 48 | T-12 | 2 | 40 | Other | 102458 | Other | 0.0017229
Ceiling Fixture | Compact Fluorescent |  | Twist | 3 | 22 | Dining Room | 102459 | Dining Room | 0.0017229
Ceiling Fixture | Incandescent |  | Standard A Lamp | 3 | 60 | Other | 1024510 | Other | 0.0017229
Ceiling Fixture | Linear Fluorescent | 48 | T-12 | 4 | 40 | Other | 1024510 | Other | 0.0017229
Ceiling Fixture | Linear Fluorescent | 48 | T-8 | 2 | 32 | Garage | 1024511 | Garage | 0.0017229
Ceiling Fixture | Compact Fluorescent |  | Twist | 1 | 15 | Garage | 1024511 | Garage | 0.0017229
Garage door opener | Incandescent |  | Standard A Lamp | 1 | 60 | Garage | 1024511 | Garage | 0.0017229
Ceiling Fixture | Incandescent |  | Decorative | 1 | 40 | Hall | 1024512 | Hall | 0.0017229
Recessed Can | Incandescent |  | Reflector | 1 | 65 | Kitchen | 1024513 | Kitchen | 0.0017229
Ceiling Fixture | Incandescent |  | Standard A Lamp | 2 | 60 | Laundry Room | 1024514 | Laundry Room | 0.0017229
Ceiling Fixture | Linear Fluorescent | 48 | T-8 | 2 | 32 | Office | 1024515 | Office | 0.0017229
Table | Halogen |  | Quartz Tube | 1 | 30 | Office | 1024515 | Office | 0.0017229
Table | Incandescent |  | Standard A Lamp | 1 | 60 | Living Room | 1024516 | Living Room | 0.0017229
Table | Incandescent |  | Standard A Lamp | 2 | 60 | Living Room | 1024516 | Living Room | 0.0017229
Chandelier (Hanging) | Incandescent |  | Decorative | 1 | 40 | Living Room | 1024516 | Living Room | 0.0017229
Chandelier (Hanging) | Incandescent |  | Decorative | 3 | 40 | Living Room | 1024516 | Living Room | 0.0017229
Wall Mount | Incandescent |  | Standard A Lamp | 4 | 60 | Bathroom | 102541 | Bathroom | 0.00029524
Ceiling Fixture | Compact Fluorescent |  | Twist | 1 | 15 | Bathroom | 102541 | Bathroom | 0.00029524
Ceiling Fixture | Compact Fluorescent |  | Twist | 1 | 15 | Bathroom | 102542 | Bathroom | 0.00029524
Wall Mount | Incandescent |  | Standard A Lamp | 3 | 100 | Bathroom | 102542 | Bathroom | 0.00029524
Ceiling Fixture | Compact Fluorescent |  | Twist | 1 | 15 | Bathroom | 102543 | Bathroom | 0.00029524
Recessed Can | Halogen |  | PAR | 1 | 90 | Bedroom | 102544 | Bedroom | 0.00029524
Table | Incandescent |  | Standard A Lamp | 1 | 60 | Bedroom | 102544 | Bedroom | 0.00029524
Torchiere | Incandescent |  | Standard A Lamp | 1 | 200 | Bedroom | 102544 | Bedroom | 0.00029524
Ceiling Fixture | Incandescent |  | Standard A Lamp | 3 | 60 | Bedroom | 102545 | Bedroom | 0.00029524
Floor lamp | Incandescent |  | Standard A Lamp | 1 | 60 | Bedroom | 102545 | Bedroom | 0.00029524
Ceiling Fan | Incandescent |  | Standard A Lamp | 1 | 100 | Bedroom | 102546 | Bedroom | 0.00029524
Table | Incandescent |  | Decorative | 1 | 60 | Bedroom | 102546 | Bedroom | 0.00029524
Table | Incandescent |  | Standard A Lamp | 1 | 75 | Bedroom | 102546 | Bedroom | 0.00029524
Ceiling Fixture | Incandescent |  | Standard A Lamp | 3 | 100 | Bedroom | 102547 | Bedroom | 0.00029524
Table | Incandescent |  | Standard A Lamp | 1 | 75 | Bedroom | 102547 | Bedroom | 0.00029524
Floor lamp | Halogen |  | Quartz Tube | 1 | 300 | Bedroom | 102547 | Bedroom | 0.00029524
Wall Mount | Linear Fluorescent | 48 | T-8 | 1 | 32 | Closet | 102548 | Closet | 0.00029524
Wall Mount | Linear Fluorescent | 24 | T-8 | 1 | 32 | Closet | 102549 | Closet | 0.00029524
Ceiling Fixture | Linear Fluorescent | 24 | T-8 | 1 | 32 | Closet | 1025410 | Closet | 0.00029524
Wall Mount | Incandescent |  | Standard A Lamp | 1 | 100 | Hall | 1025411 | Hall | 0.00029524
Ceiling Fixture | Linear Fluorescent | 48 | T-8 | 2 | 32 | Closet | 1025412 | Closet | 0.00029524
Wall Mount | Linear Fluorescent | 24 | T-8 | 1 | 32 | Closet | 1025413 | Closet | 0.00029524
Recessed Can | Compact Fluorescent |  | Flood | 1 | 25 | Dining Room | 1025414 | Dining Room | 0.00029524
Chandelier (Hanging) | Incandescent |  | Standard A Lamp | 9 | 75 | Hall | 1025415 | Hall | 0.00029524
Architectural | Incandescent |  | Decorative | 1 | 40 | Hall | 1025415 | Hall | 0.00029524
Ceiling Fixture | Linear Fluorescent | 48 | T-8 | 2 | 32 | Garage | 1025416 | Garage | 0.00029524
Ceiling Fixture | Linear Fluorescent | 48 | T-12 | 2 | 40 | Garage | 1025416 | Garage | 0.00029524
Garage door opener | Incandescent |  | Standard A Lamp | 1 | 40 | Garage | 1025416 | Garage | 0.00029524
Wall Mount | Incandescent |  | Standard A Lamp | 3 | 60 | Garage | 1025416 | Garage | 0.00029524
Wall Mount | Compact Fluorescent |  | A shape bulb | 1 | 28 | Garage | 1025416 | Garage | 0.00029524
Wall Mount | Incandescent |  | Standard A Lamp | 1 | 100 | Hall | 1025417 | Hall | 0.00029524
Recessed Can | Incandescent |  | Reflector | 1 | 65 | Kitchen | 1025418 | Kitchen | 0.00029524
Ceiling Fan | Incandescent |  | Standard A Lamp | 4 | 60 | Kitchen | 1025418 | Kitchen | 0.00029524
Architectural | Linear Fluorescent | 48 | T-8 | 1 | 32 | Kitchen | 1025418 | Kitchen | 0.00029524
Floor lamp | Incandescent |  | Standard A Lamp | 3 | 40 | Kitchen | 1025418 | Kitchen | 0.00029524
Ceiling Fixture | Linear Fluorescent | 48 | T-8 | 2 | 32 | Laundry Room | 1025419 | Laundry Room | 0.00029524
Recessed Can | Halogen |  | PAR | 1 | 90 | Living Room | 1025420 | Living Room | 0.00029524
Recessed Can | Compact Fluorescent |  | Reflector | 1 | 22 | Living Room | 1025420 | Living Room | 0.00029524
Wall Mount | Incandescent |  | Standard A Lamp | 1 | 100 | Living Room | 1025420 | Living Room | 0.00029524
Table | Incandescent |  | Mini base | 1 | 5 | Living Room | 1025420 | Living Room | 0.00029524
Floor lamp | Incandescent |  | Standard A Lamp | 2 | 60 | Living Room | 1025420 | Living Room | 0.00029524
Floor lamp | Incandescent |  | 3-Way Incandescent | 1 | 100 | Living Room | 1025420 | Living Room | 0.00029524
Floor lamp | Compact Fluorescent |  | Twist | 1 | 15 | Living Room | 1025420 | Living Room | 0.00029524
Wall Mount | Linear Fluorescent | 48 | T-8 | 1 | 32 | Kitchen | 1025421 | Kitchen | 0.00029524
Ceiling Fixture | Compact Fluorescent |  | Twist | 1 | 15 | Bathroom | 1025422 | Bathroom | 0.00029524
Wall Mount | Incandescent |  | Standard A Lamp | 4 | 60 | Bathroom | 1025422 | Bathroom | 0.00029524
Recessed Can | Compact Fluorescent |  | Reflector | 1 | 28 | Bedroom | 1025423 | Bedroom | 0.00029524
Table | Incandescent |  | 3-Way Incandescent | 1 | 100 | Bedroom | 1025423 | Bedroom | 0.00029524
Floor lamp | Incandescent |  | 3-Way Incandescent | 1 | 100 | Bedroom | 1025423 | Bedroom | 0.00029524
Recessed Can | Compact Fluorescent |  | Reflector | 1 | 28 | Family Room | 1025424 | Family Room | 0.00029524
Floor lamp | Compact Fluorescent |  | Mini base | 1 | 42 | Family Room | 1025424 | Family Room | 0.00029524
Floor lamp | Incandescent |  | Mini base | 1 | 5 | Family Room | 1025424 | Family Room | 0.00029524
Recessed Can | Compact Fluorescent |  | Reflector | 1 | 28 | Hall | 1025425 | Hall | 0.00029524
Ceiling Fan | Halogen |  | PAR | 3 | 50 | Other | 1025426 | Other | 0.00029524
Floor lamp | Incandescent |  | Standard A Lamp | 2 | 60 | Other | 1025426 | Other | 0.00029524
Wall Mount | Incandescent |  | Standard A Lamp | 1 | 60 | Bathroom | 102591 | Bathroom | 0.00037892
Ceiling Fixture | Incandescent |  | Standard A Lamp | 1 | 60 | Bedroom | 102592 | Bedroom | 0.00037892
Ceiling Fixture | Incandescent |  | Standard A Lamp | 1 | 60 | Bedroom | 102593 | Bedroom | 0.00037892
Ceiling Fixture | Incandescent |  | Standard A Lamp | 1 | 60 | Hall | 102594 | Hall | 0.00037892
Recessed Can | Incandescent |  | Reflector | 1 | 65 | Kitchen | 102595 | Kitchen | 0.00037892
Floor lamp | Incandescent |  | Standard A Lamp | 3 | 60 | Living Room | 102596 | Living Room | 0.00037892
Recessed Can | Incandescent |  | Reflector | 1 | 75 | Kitchen | 102651 | Kitchen | 0.00049795
Recessed Can | Compact Fluorescent |  | Twist | 1 | 15 | Family Room | 102652 | Family Room | 0.00049795
Chandelier (Hanging) | Incandescent |  | Standard A Lamp | 5 | 40 | Dining Room | 102653 | Dining Room | 0.00049795
Floor lamp | Incandescent |  | 3-Way Incandescent | 1 | 100 | Living Room | 102654 | Living Room | 0.00049795
Table | Incandescent |  | 3-Way Incandescent | 1 | 100 | Living Room | 102654 | Living Room | 0.00049795
Ceiling Fixture | Linear Fluorescent | 96 | T-12 | 2 | 40 | Bathroom | 102655 | Bathroom | 0.00049795
Ceiling Fixture | Compact Fluorescent |  | Twist | 2 | 15 | Hall | 102656 | Hall | 0.00049795
Wall Mount | Incandescent |  | Standard A Lamp | 6 | 40 | Bathroom | 102657 | Bathroom | 0.00049795
Ceiling Fixture | Incandescent |  | Standard A Lamp | 1 | 40 | Master Bedroom | 102658 | Master Bedroom | 0.00049795
Ceiling Fixture | Incandescent |  | Standard A Lamp | 2 | 40 | Bedroom | 102659 | Bedroom | 0.00049795
Floor lamp | Halogen |  | MR | 3 | 30 | Bedroom | 1026510 | Bedroom | 0.00049795
Ceiling Fixture | Incandescent |  | Standard A Lamp | 2 | 40 | Bedroom | 1026510 | Bedroom | 0.00049795
Ceiling Fan | Incandescent |  | Standard A Lamp | 2 | 60 | Living Room | 102681 | Living Room | 0.000364
Ceiling Fixture | Incandescent |  | Standard A Lamp | 2 | 60 | Bedroom | 102682 | Bedroom | 0.000364
Wall Mount | Incandescent |  | Globe | 2 | 75 | Bathroom | 102683 | Bathroom | 0.000364
Ceiling Fixture | Incandescent |  | Standard A Lamp | 2 | 60 | Bedroom | 102684 | Bedroom | 0.000364
Ceiling Fixture | Linear Fluorescent | 48 | T-12 | 2 | 40 | Other | 102685 | Other | 0.000364
Ceiling Fixture | Linear Fluorescent | 48 | T-12 | 2 | 40 | Laundry Room | 102686 | Laundry Room | 0.000364
Ceiling Fixture | Compact Fluorescent |  | Twist | 1 | 15 | Kitchen | 102687 | Kitchen | 0.000364
Other | Halogen |  | MR | 1 | 20 | Kitchen | 102687 | Kitchen | 0.000364
Ceiling Fan | Incandescent |  | Standard A Lamp | 4 | 60 | Family Room | 102688 | Family Room | 0.000364
Table | Compact Fluorescent |  | Twist | 1 | 15 | Family Room | 102688 | Family Room | 0.000364
Ceiling Fixture | Incandescent |  | Standard A Lamp | 2 | 40 | Bedroom | 102689 | Bedroom | 0.000364
Wall Mount | Incandescent |  | Standard A Lamp | 4 | 60 | Bathroom | 1026810 | Bathroom | 0.000364
Ceiling Fixture | Incandescent |  | Standard A Lamp | 1 | 60 | Master Bedroom | 1026811 | Master Bedroom | 0.000364
Table | Incandescent |  | Decorative | 2 | 40 | Master Bedroom | 1026811 | Master Bedroom | 0.000364
Ceiling Fixture | Incandescent |  | Standard A Lamp | 1 | 60 | Closet | 1026812 | Closet | 0.000364
Table | Incandescent |  | Standard A Lamp | 2 | 60 | Bedroom | 1026813 | Bedroom | 0.000364
Wall Mount | Incandescent |  | Standard A Lamp | 1 | 40 | Bedroom | 1026813 | Bedroom | 0.000364
Wall Mount | Incandescent |  | Standard A Lamp | 1 | 60 | Hall | 1026814 | Hall | 0.000364
Wall Mount | Incandescent |  | Standard A Lamp | 1 | 60 | Bathroom | 102821 | Bathroom | 0.00028601
Ceiling Fixture | Incandescent |  | Heat Lamp | 2 | 250 | Bathroom | 102821 | Bathroom | 0.00028601
Table | Incandescent |  | Standard A Lamp | 1 | 60 | Bedroom | 102822 | Bedroom | 0.00028601
Chandelier (Hanging) | Incandescent |  | Standard A Lamp | 1 | 60 | Bedroom | 102822 | Bedroom | 0.00028601
Ceiling Fixture | Incandescent |  | Standard A Lamp | 1 | 60 | Garage | 102823 | Garage | 0.00028601
Garage door opener | Incandescent |  | Standard A Lamp | 2 | 60 | Garage | 102823 | Garage | 0.00028601
Chandelier (Hanging) | Incandescent |  | Mini base | 5 | 25 | Kitchen | 102824 | Kitchen | 0.00028601
Ceiling Fixture | Compact Fluorescent |  | Twist | 2 | 15 | Kitchen | 102824 | Kitchen | 0.00028601
Ceiling Fixture | Compact Fluorescent |  | Twist | 3 | 15 | Kitchen | 102824 | Kitchen | 0.00028601
Table | Incandescent |  | Standard A Lamp | 1 | 60 | Living Room | 102825 | Living Room | 0.00028601
Ceiling Fan | Incandescent |  | Standard A Lamp | 1 | 60 | Living Room | 102825 | Living Room | 0.00028601
Chandelier (Hanging) | Incandescent |  | Decorative | 1 | 40 | Living Room | 102825 | Living Room | 0.00028601
Chandelier (Hanging) | Incandescent |  | Decorative | 5 | 40 | Living Room | 102825 | Living Room | 0.00028601
Wall Mount | Incandescent |  | Standard A Lamp | 1 | 60 | Other | 102826 | Other | 0.00028601
Floor lamp | Compact Fluorescent |  | Twist | 1 | 15 | Other | 102826 | Other | 0.00028601
Other | Incandescent |  | Decorative | 1 | 40 | Other | 102826 | Other | 0.00028601
Ceiling Fixture | Compact Fluorescent |  | Twist | 1 | 15 | Hall | 102881 | Hall | 0.00037892
Ceiling Fan | Compact Fluorescent |  | Twist | 1 | 15 | Bathroom | 102882 | Bathroom | 0.00037892
Ceiling Fixture | Compact Fluorescent |  | Reflector | 1 | 15 | Hall | 102883 | Hall | 0.00037892
Recessed Can | Compact Fluorescent |  | Reflector | 2 | 15 | Hall | 102884 | Hall | 0.00037892
Recessed Can | Halogen |  | MR | 1 | 50 | Hall | 102884 | Hall | 0.00037892
Recessed Can | Halogen |  | MR | 1 | 50 | Hall | 102884 | Hall | 0.00037892
Chandelier (Hanging) | Compact Fluorescent |  | Twist | 1 | 15 | Hall | 102884 | Hall | 0.00037892
Ceiling Fan | Compact Fluorescent |  | Twist | 1 | 15 | Bathroom | 102885 | Bathroom | 0.00037892
Wall Mount | Compact Fluorescent |  | Twist | 3 | 15 | Bathroom | 102885 | Bathroom | 0.00037892
Chandelier (Hanging) | Incandescent |  | Standard A Lamp | 3 | 100 | Dining Room | 102886 | Dining Room | 0.00037892
Low bay | Linear Fluorescent | 96 | T-12 | 2 | 100 | Garage | 102887 | Garage | 0.00037892
Low bay | Linear Fluorescent | 48 | T-12 | 1 | 40 | Garage | 102887 | Garage | 0.00037892
Ceiling Fixture | Compact Fluorescent | 24 | Circline (Screw Base) | 1 | 20 | Family Room | 102888 | Family Room | 0.00037892
Ceiling Fixture | Compact Fluorescent | 24 | Circline (Screw Base) | 1 | 20 | Bedroom | 102889 | Bedroom | 0.00037892
Ceiling Fixture | Compact Fluorescent |  | Twist | 1 | 15 | Kitchen | 1028810 | Kitchen | 0.00037892
Recessed - other | Compact Fluorescent |  | Twist | 1 | 15 | Kitchen | 1028810 | Kitchen | 0.00037892
Recessed - other | Compact Fluorescent |  | Twist | 1 | 15 | Kitchen | 1028810 | Kitchen | 0.00037892
Ceiling Fixture | Compact Fluorescent |  | Twist | 1 | 15 | Laundry Room | 1028811 | Laundry Room | 0.00037892
Table | Compact Fluorescent |  | Twist | 1 | 15 | Living Room | 1028812 | Living Room | 0.00037892
Floor lamp | Compact Fluorescent |  | Twist | 1 | 15 | Living Room | 1028812 | Living Room | 0.00037892
Ceiling Fixture | Incandescent |  | Standard A Lamp | 1 | 60 | Master Bedroom | 1028813 | Master Bedroom | 0.00037892
Table | Incandescent |  | Mini base | 1 | 25 | Master Bedroom | 1028813 | Master Bedroom | 0.00037892
Ceiling Fixture | Compact Fluorescent | 24 | Circline (Screw Base) | 1 | 20 | Family Room | 1028814 | Family Room | 0.00037892
Ceiling Fixture | Compact Fluorescent |  | Twist | 1 | 15 | Bedroom | 1028815 | Bedroom | 0.00037892
Recessed Can | Compact Fluorescent |  | Reflector | 1 | 15 | Living Room | 1028816 | Living Room | 0.00037892
Wall Mount | Incandescent |  | Globe | 4 | 25 | Bathroom | 102891 | Bathroom | 0.00037892
Ceiling Fixture | Compact Fluorescent |  | Twist | 2 | 22 | Bedroom | 102892 | Bedroom | 0.00037892
Ceiling Fixture | Compact Fluorescent |  | Decorative | 3 | 15 | Hall | 102893 | Hall | 0.00037892
Ceiling Fixture | Compact Fluorescent |  | Twist | 1 | 22 | Kitchen | 102894 | Kitchen | 0.00037892
Ceiling Fixture | Compact Fluorescent |  | Twist | 3 | 22 | Kitchen | 102894 | Kitchen | 0.00037892
Ceiling Fixture | Compact Fluorescent |  | Twist | 1 | 15 | Laundry Room | 102895 | Laundry Room | 0.00037892
Floor lamp | Incandescent |  | Standard A Lamp | 3 | 60 | Living Room | 102896 | Living Room | 0.00037892
Ceiling Fixture | Compact Fluorescent |  | Twist | 2 | 22 | Master Bedroom | 102897 | Master Bedroom | 0.00037892
Ceiling Fixture | Compact Fluorescent |  | Twist | 2 | 22 | Office | 102898 | Office | 0.00037892
Ceiling Fixture | Linear Fluorescent | 48 | T-8 | 2 | 32 | Family Room | 102899 | Family Room | 0.00037892
Ceiling Fixture | Compact Fluorescent |  | Twist | 2 | 15 | Bedroom | 102921 | Bedroom | 0.0012318
Wall Mount | Incandescent |  | Mini base | 1 | 5 | Bedroom | 102921 | Bedroom | 0.0012318
Floor lamp | Compact Fluorescent |  | Twist | 1 | 15 | Living Room | 102922 | Living Room | 0.0012318
Wall Mount | Incandescent |  | Globe | 4 | 40 | Bathroom | 102923 | Bathroom | 0.0012318
Ceiling Fixture | Incandescent |  | Reflector | 1 | 65 | Hall | 102924 | Hall | 0.0012318
Recessed Can | Compact Fluorescent |  | Reflector | 1 | 22 | Family Room | 102925 | Family Room | 0.0012318
Ceiling Fixture | Incandescent |  | Standard A Lamp | 1 | 100 | Closet | 102926 | Closet | 0.0012318
Ceiling Fixture | Linear Fluorescent | 48 | T-12 | 2 | 40 | Garage | 102927 | Garage | 0.0012318
Garage door opener | Incandescent |  | Standard A Lamp | 2 | 60 | Garage | 102927 | Garage | 0.0012318
Ceiling Fixture | Incandescent |  | Standard A Lamp | 1 | 150 | Garage | 102927 | Garage | 0.0012318
Ceiling Fixture | Compact Fluorescent |  | Twist | 3 | 16 | Laundry Room | 102928 | Laundry Room | 0.0012318
Track | Compact Fluorescent |  | Reflector | 3 | 15 | Dining Room | 102929 | Dining Room | 0.0012318
Recessed Can | Compact Fluorescent |  | Reflector | 1 | 15 | Dining Room | 102929 | Dining Room | 0.0012318
Ceiling Fixture | Linear Fluorescent | 48 | T-12 | 1 | 40 | Kitchen | 1029210 | Kitchen | 0.0012318
Recessed Can | Compact Fluorescent |  | Reflector | 1 | 15 | Kitchen | 1029210 | Kitchen | 0.0012318
Other | Compact Fluorescent |  | Twist | 1 | 15 | Kitchen | 1029210 | Kitchen | 0.0012318
Ceiling Fixture | Compact Fluorescent |  | Twist | 1 | 15 | Hall | 1029211 | Hall | 0.0012318
Wall Mount | Compact Fluorescent |  | Twist | 5 | 15 | Bedroom | 1029212 | Bedroom | 0.0012318
Ceiling Fixture | Compact Fluorescent |  | Twist | 1 | 15 | Bedroom | 1029212 | Bedroom | 0.0012318
Ceiling Fixture | Compact Fluorescent |  | Twist | 2 | 15 | Bedroom | 1029213 | Bedroom | 0.0012318
Table | Compact Fluorescent |  | Twist | 1 | 15 | Bedroom | 1029213 | Bedroom | 0.0012318
Ceiling Fixture | Compact Fluorescent |  | Twist | 2 | 15 | Master Bedroom | 1029214 | Master Bedroom | 0.0012318
Table | Halogen |  | MR | 1 | 20 | Master Bedroom | 1029214 | Master Bedroom | 0.0012318
Ceiling Fixture | Compact Fluorescent |  | Twist | 1 | 15 | Closet | 1029215 | Closet | 0.0012318
Ceiling Fixture | Incandescent |  | Standard A Lamp | 1 | 60 | Bathroom | 102981 | Bathroom | 0.00037892
Wall Mount | Incandescent |  | Standard A Lamp | 1 | 60 | Bathroom | 102981 | Bathroom | 0.00037892
Ceiling Fixture | Compact Fluorescent |  | A shape bulb | 1 | 15 | Bathroom | 102982 | Bathroom | 0.00037892
Ceiling Fixture | Incandescent |  | Standard A Lamp | 1 | 60 | Bedroom | 102983 | Bedroom | 0.00037892
Ceiling Fixture | Incandescent |  | Other | 1 | 60 | Bedroom | 102984 | Bedroom | 0.00037892
Ceiling Fixture | Compact Fluorescent |  | Twist | 1 | 22 | Bedroom | 102985 | Bedroom | 0.00037892
Table | Compact Fluorescent |  | Twist | 1 | 22 | Bedroom | 102985 | Bedroom | 0.00037892
Ceiling Fixture | Incandescent |  | Standard A Lamp | 1 | 60 | Bedroom | 102986 | Bedroom | 0.00037892
Ceiling Fixture | Incandescent |  | Standard A Lamp | 1 | 60 | Other | 102987 | Other | 0.00037892
Ceiling Fixture | Incandescent |  | Reflector | 1 | 65 | Other | 102987 | Other | 0.00037892
Wall Mount | Incandescent |  | Standard A Lamp | 1 | 60 | Other | 102988 | Other | 0.00037892
Ceiling Fixture | Incandescent |  | Standard A Lamp | 1 | 40 | Closet | 102989 | Closet | 0.00037892
Chandelier (Hanging) | Compact Fluorescent |  | Twist | 1 | 15 | Dining Room | 1029810 | Dining Room | 0.00037892
Ceiling Fixture | Incandescent |  | Standard A Lamp | 1 | 60 | Hall | 1029811 | Hall | 0.00037892
Ceiling Fixture | Incandescent |  | Standard A Lamp | 1 | 60 | Kitchen | 1029812 | Kitchen | 0.00037892
Floor lamp | Compact Fluorescent |  | Twist | 1 | 7 | Living Room | 1029813 | Living Room | 0.00037892
Table | Compact Fluorescent |  | Twist | 1 | 7 | Living Room | 1029813 | Living Room | 0.00037892
Wall Mount | Compact Fluorescent |  | Twist | 2 | 15 | Office | 102991 | Office | 0.00049795
Table | Incandescent |  | Standard A Lamp | 1 | 60 | Office | 102991 | Office | 0.00049795
Wall Mount | Incandescent |  | Standard A Lamp | 4 | 60 | Bathroom | 102992 | Bathroom | 0.00049795
Ceiling Fixture | Incandescent |  | Standard A Lamp | 1 | 60 | Bathroom | 102992 | Bathroom | 0.00049795
Table | Incandescent |  | Standard A Lamp | 1 | 60 | Bedroom | 102993 | Bedroom | 0.00049795
Table | Incandescent |  | Standard A Lamp | 1 | 60 | Bedroom | 102994 | Bedroom | 0.00049795
Ceiling Fixture | Compact Fluorescent |  | Reflector | 1 | 22 | Bedroom | 102994 | Bedroom | 0.00049795
Ceiling Fixture | Incandescent |  | Reflector | 1 | 65 | Bedroom | 102995 | Bedroom | 0.00049795
Table | Incandescent |  | Standard A Lamp | 1 | 60 | Bedroom | 102995 | Bedroom | 0.00049795
Wall Mount | Incandescent |  | Standard A Lamp | 1 | 60 | Bedroom | 102995 | Bedroom | 0.00049795
Ceiling Fixture | Incandescent |  | Standard A Lamp | 1 | 60 | Bedroom | 102995 | Bedroom | 0.00049795
Ceiling Fixture | Incandescent |  | Reflector | 1 | 125 | Hall | 102996 | Hall | 0.00049795
Table | Incandescent |  | Decorative | 1 | 40 | Hall | 102996 | Hall | 0.00049795
Wall Mount | Incandescent |  | Decorative | 1 | 25 | Hall | 102996 | Hall | 0.00049795
Table | Incandescent |  | Standard A Lamp | 1 | 75 | Hall | 102997 | Hall | 0.00049795
Ceiling Fixture | Incandescent |  | Reflector | 1 | 90 | Hall | 102998 | Hall | 0.00049795
Ceiling Fixture | Compact Fluorescent |  | Reflector | 1 | 22 | Kitchen | 102999 | Kitchen | 0.00049795
Chandelier (Hanging) | Incandescent |  | Decorative | 6 | 25 | Kitchen | 102999 | Kitchen | 0.00049795
Ceiling Fixture | Incandescent |  | Reflector | 1 | 90 | Laundry Room | 1029910 | Laundry Room | 0.00049795
Table | Incandescent |  | Standard A Lamp | 1 | 100 | Living Room | 1029911 | Living Room | 0.00049795
Floor lamp | Incandescent |  | Other | 1 | 60 | Living Room | 1029911 | Living Room | 0.00049795
Ceiling Fixture | Incandescent |  | Reflector | 1 | 90 | Living Room | 1029911 | Living Room | 0.00049795
Wall Mount | Incandescent |  | Globe | 7 | 40 | Bathroom | 1029912 | Bathroom | 0.00049795
Ceiling Fixture | Incandescent |  | Reflector | 1 | 65 | Bathroom | 1029912 | Bathroom | 0.00049795
Wall Mount | Incandescent |  | Globe | 6 | 40 | Bathroom | 1029913 | Bathroom | 0.00049795
Table | Incandescent |  | Standard A Lamp | 1 | 75 | Bedroom | 1029914 | Bedroom | 0.00049795
Ceiling Fixture | Incandescent |  | Reflector | 1 | 90 | Bedroom | 1029914 | Bedroom | 0.00049795
Wall Mount | Incandescent |  | Globe | 10 | 40 | Bedroom | 1029914 | Bedroom | 0.00049795
Wall Mount | Incandescent |  | Globe | 8 | 40 | Bedroom | 1029914 | Bedroom | 0.00049795
Wall Mount | Halogen |  | MR | 1 | 50 | Family Room | 1029915 | Family Room | 0.00049795
Ceiling Fixture | Incandescent |  | Reflector | 1 | 65 | Family Room | 1029915 | Family Room | 0.00049795
Ceiling Fixture | Incandescent |  | Reflector | 1 | 90 | Family Room | 1029915 | Family Room | 0.00049795
Wall Mount | Incandescent |  | Decorative | 3 | 25 | Family Room | 1029915 | Family Room | 0.00049795
Table | Incandescent |  | Standard A Lamp | 1 | 75 | Family Room | 1029915 | Family Room | 0.00049795
Ceiling Fixture | Compact Fluorescent |  | Twist | 2 | 15 | Bathroom | 103051 | Bathroom | 0.00049795
Ceiling Fixture | Compact Fluorescent |  | Twist | 2 | 15 | Bathroom | 103052 | Bathroom | 0.00049795
Wall Mount | Incandescent |  | Standard A Lamp | 3 | 60 | Bathroom | 103052 | Bathroom | 0.00049795
Wall Mount | Compact Fluorescent |  | Twist | 3 | 15 | Bathroom | 103053 | Bathroom | 0.00049795
Ceiling Fixture | Compact Fluorescent |  | Twist | 1 | 7 | Bathroom | 103053 | Bathroom | 0.00049795
Ceiling Fixture | Compact Fluorescent |  | Twist | 2 | 15 | Bedroom | 103054 | Bedroom | 0.00049795
Ceiling Fixture | Compact Fluorescent |  | Twist | 2 | 15 | Bedroom | 103055 | Bedroom | 0.00049795
Ceiling Fixture | Compact Fluorescent |  | Twist | 2 | 15 | Office | 103056 | Office | 0.00049795
Track | Halogen |  | MR | 8 | 20 | Closet | 103057 | Closet | 0.00049795
Recessed Can | Compact Fluorescent |  | Reflector | 1 | 22 | Living Room | 103058 | Living Room | 0.00049795
Chandelier (Hanging) | Compact Fluorescent |  | Twist | 3 | 15 | Hall | 103059 | Hall | 0.00049795
Recessed Can | Incandescent |  | Reflector | 1 | 65 | Dining Room | 1030510 | Dining Room | 0.00049795
Chandelier (Hanging) | Compact Fluorescent |  | Twist | 3 | 15 | Other | 1030511 | Other | 0.00049795
Ceiling Fixture | Linear Fluorescent | 48 | T-8 | 2 | 32 | Garage | 1030512 | Garage | 0.00049795
Chandelier (Hanging) | Compact Fluorescent |  | Twist | 9 | 15 | Hall | 1030513 | Hall | 0.00049795
Wall Mount | Compact Fluorescent |  | Twist | 1 | 15 | Hall | 1030513 | Hall | 0.00049795
Ceiling Fixture | Compact Fluorescent |  | Twist | 2 | 15 | Bedroom | 1030514 | Bedroom | 0.00049795
Ceiling Fixture | Compact Fluorescent |  | Twist | 2 | 15 | Hall | 1030515 | Hall | 0.00049795
Chandelier (Hanging) | Compact Fluorescent |  | Twist | 6 | 7 | Kitchen | 1030516 | Kitchen | 0.00049795
Ceiling Fixture | Compact Fluorescent |  | Twist | 1 | 15 | Laundry Room | 1030517 | Laundry Room | 0.00049795
Ceiling Fixture | Compact Fluorescent |  | Twist | 1 | 15 | Bathroom | 1030518 | Bathroom | 0.00049795
Wall Mount | Compact Fluorescent |  | Twist | 2 | 15 | Bathroom | 1030518 | Bathroom | 0.00049795
Ceiling Fixture | Compact Fluorescent |  | Twist | 3 | 15 | Bedroom | 1030519 | Bedroom | 0.00049795
Table | Incandescent |  | Standard A Lamp | 1 | 60 | Bedroom | 1030519 | Bedroom | 0.00049795
Ceiling Fixture | Compact Fluorescent |  | Twist | 2 | 15 | Other | 1030520 | Other | 0.00049795
Ceiling Fixture | Compact Fluorescent |  | Straight Tube | 1 | 22 | Closet | 1030521 | Closet | 0.00049795
Wall Mount | Incandescent |  | Globe | 6 | 40 | Bathroom | 103061 | Bathroom | 0.0012318
Recessed - other | Incandescent |  | Heat Lamp | 1 | 250 | Bathroom | 103061 | Bathroom | 0.0012318
Recessed Can | Compact Fluorescent |  | Reflector | 1 | 22 | Bedroom | 103062 | Bedroom | 0.0012318
Recessed Can | Compact Fluorescent |  | Reflector | 1 | 22 | Bedroom | 103063 | Bedroom | 0.0012318
Chandelier (Hanging) | Incandescent |  | Mini base | 8 | 25 | Dining Room | 103064 | Dining Room | 0.0012318
Recessed Can | Compact Fluorescent |  | Reflector | 1 | 22 | Other | 103065 | Other | 0.0012318
Recessed Can | Compact Fluorescent |  | Reflector | 1 | 22 | Family Room | 103066 | Family Room | 0.0012318
Table | Incandescent |  | Standard A Lamp | 1 | 60 | Family Room | 103066 | Family Room | 0.0012318
Floor lamp | Compact Fluorescent |  | Twist | 1 | 15 | Family Room | 103066 | Family Room | 0.0012318
Chandelier (Hanging) | Incandescent |  | Clear | 8 | 25 | Hall | 103067 | Hall | 0.0012318
Garage door opener | Incandescent |  | Standard A Lamp | 1 | 60 | Garage | 103068 | Garage | 0.0012318
Ceiling Fixture | Incandescent |  | Standard A Lamp | 1 | 60 | Garage | 103068 | Garage | 0.0012318
Wall Mount | Incandescent |  | Globe | 4 | 5 | Bathroom | 103069 | Bathroom | 0.0012318
Recessed Can | Compact Fluorescent |  | Reflector | 1 | 22 | Hall | 1030610 | Hall | 0.0012318
Recessed Can | Compact Fluorescent |  | Reflector | 1 | 22 | Hall | 1030611 | Hall | 0.0012318
Chandelier (Hanging) | Incandescent |  | Reflector | 1 | 65 | Other | 1030612 | Other | 0.0012318
Track | Incandescent |  | Reflector | 3 | 65 | Other | 1030612 | Other | 0.0012318
Recessed Can | Compact Fluorescent |  | Reflector | 1 | 22 | Kitchen | 1030613 | Kitchen | 0.0012318
Ceiling Fixture | Incandescent |  | Standard A Lamp | 1 | 60 | Laundry Room | 1030614 | Laundry Room | 0.0012318
Recessed Can | Compact Fluorescent |  | Reflector | 1 | 22 | Living Room | 1030615 | Living Room | 0.0012318
Recessed Can | Compact Fluorescent |  | Reflector | 1 | 22 | Bathroom | 1030616 | Bathroom | 0.0012318
Wall Mount | Compact Fluorescent |  | Globe | 6 | 12 | Bathroom | 1030616 | Bathroom | 0.0012318
Recessed - other | Incandescent |  | Heat Lamp | 1 | 250 | Bathroom | 1030616 | Bathroom | 0.0012318
Recessed Can | Compact Fluorescent |  | Reflector | 1 | 22 | Master Bedroom | 1030617 | Master Bedroom | 0.0012318
Chandelier (Hanging) | Incandescent |  | Globe | 1 | 40 | Dining Room | 1030618 | Dining Room | 0.0012318
Recessed Can | Compact Fluorescent |  | Reflector | 1 | 22 | Office | 1030619 | Office | 0.0012318
Table | Incandescent |  | 3-Way Incandescent | 1 | 150 | Office | 1030619 | Office | 0.0012318
Wall Mount | Incandescent |  | Decorative | 1 | 25 | Hall | 1030620 | Hall | 0.0012318
Wall Mount | Incandescent |  | Globe | 8 | 40 | Bathroom | 103091 | Bathroom | 0.0017229
Ceiling Fixture | Compact Fluorescent |  | Twist | 1 | 28 | Bathroom | 103091 | Bathroom | 0.0017229
Wall Mount | Incandescent |  | Globe | 4 | 40 | Bathroom | 103092 | Bathroom | 0.0017229
Wall Mount | Incandescent |  | Globe | 4 | 40 | Bathroom | 103093 | Bathroom | 0.0017229
Ceiling Fan | Compact Fluorescent |  | Twist | 4 | 28 | Dining Room | 103094 | Dining Room | 0.0017229
Ceiling Fixture | Incandescent |  | Standard A Lamp | 1 | 60 | Hall | 103095 | Hall | 0.0017229
Ceiling Fixture | Linear Fluorescent | 48 | T-12 | 2 | 40 | Garage | 103096 | Garage | 0.0017229
Ceiling Fixture | Linear Fluorescent | 64 | T-12 | 2 | 60 | Garage | 103096 | Garage | 0.0017229
Floor lamp | Halogen |  | Quartz Tube | 1 | 50 | Bedroom | 103097 | Bedroom | 0.0017229
Ceiling Fixture | Compact Fluorescent |  | Twist | 1 | 28 | Bedroom | 103097 | Bedroom | 0.0017229
Floor lamp | Compact Fluorescent |  | Pin base | 1 | 28 | Bedroom | 103097 | Bedroom | 0.0017229
Ceiling Fan | Incandescent |  | Standard A Lamp | 4 | 60 | Bedroom | 103098 | Bedroom | 0.0017229
Ceiling Fixture | Linear Fluorescent | 48 | T-12 | 2 | 40 | Kitchen | 103099 | Kitchen | 0.0017229
Floor lamp | Incandescent |  | Standard A Lamp | 4 | 40 | Family Room | 1030910 | Family Room | 0.0017229
Floor lamp | Compact Fluorescent |  | Pin base | 1 | 28 | Family Room | 1030910 | Family Room | 0.0017229
Ceiling Fan | Compact Fluorescent |  | Twist | 4 | 22 | Master Bedroom | 1030911 | Master Bedroom | 0.0017229
Table | Incandescent |  | Standard A Lamp | 1 | 75 | Master Bedroom | 1030911 | Master Bedroom | 0.0017229
Table | Compact Fluorescent |  | Twist | 1 | 22 | Master Bedroom | 1030911 | Master Bedroom | 0.0017229
Wall Mount | Incandescent |  | Standard A Lamp | 1 | 60 | Hall | 1030912 | Hall | 0.0017229
Ceiling Fixture | Incandescent |  | Standard A Lamp | 1 | 60 | Hall | 1030913 | Hall | 0.0017229
Ceiling Fixture | Linear Fluorescent | 48 | T-12 | 2 | 40 | Bathroom | 103131 | Bathroom | 0.00029524
Ceiling Fixture | Compact Fluorescent |  | Twist | 2 | 22 | Bathroom | 103131 | Bathroom | 0.00029524
Ceiling Fixture | Linear Fluorescent | 48 | T-12 | 2 | 40 | Bathroom | 103132 | Bathroom | 0.00029524
Ceiling Fixture | Compact Fluorescent |  | Twist | 2 | 15 | Bathroom | 103132 | Bathroom | 0.00029524
Wall Mount | Incandescent |  | Standard A Lamp | 3 | 60 | Bathroom | 103133 | Bathroom | 0.00029524
Ceiling Fixture | Incandescent |  | Standard A Lamp | 1 | 60 | Bedroom | 103134 | Bedroom | 0.00029524
Table | Incandescent |  | Standard A Lamp | 1 | 60 | Bedroom | 103135 | Bedroom | 0.00029524
Chandelier (Hanging) | Incandescent |  | Standard A Lamp | 3 | 60 | Bedroom | 103135 | Bedroom | 0.00029524
Ceiling Fixture | Compact Fluorescent |  | Twist | 1 | 15 | Bedroom | 103136 | Bedroom | 0.00029524
Ceiling Fixture | Compact Fluorescent |  | Twist | 3 | 15 | Dining Room | 103137 | Dining Room | 0.00029524
Ceiling Fixture | Linear Fluorescent | 96 | T-12 | 2 | 75 | Garage | 103138 | Garage | 0.00029524
Garage door opener | Incandescent |  | Standard A Lamp | 2 | 60 | Garage | 103138 | Garage | 0.00029524
Wall Mount | Incandescent |  | Standard A Lamp | 1 | 40 | Hall | 103139 | Hall | 0.00029524
Chandelier (Hanging) | Incandescent |  | Decorative | 9 | 40 | Hall | 103139 | Hall | 0.00029524
Ceiling Fixture | Incandescent |  | Standard A Lamp | 1 | 60 | Hall | 103139 | Hall | 0.00029524
Track | Halogen |  | PAR | 8 | 50 | Kitchen | 1031310 | Kitchen | 0.00029524
Recessed - other | Incandescent |  | Standard A Lamp | 2 | 40 | Kitchen | 1031310 | Kitchen | 0.00029524
Ceiling Fixture | Incandescent |  | Standard A Lamp | 2 | 60 | Laundry Room | 1031311 | Laundry Room | 0.00029524
Table | Incandescent |  | Standard A Lamp | 1 | 60 | Living Room | 1031312 | Living Room | 0.00029524
Other | Halogen |  | PAR | 1 | 50 | Living Room | 1031312 | Living Room | 0.00029524
Ceiling Fan | Incandescent |  | Standard A Lamp | 2 | 60 | Living Room | 1031312 | Living Room | 0.00029524
Wall Mount | Compact Fluorescent |  | Twist | 3 | 7 | Bathroom | 103181 | Bathroom | 0.00037892
Chandelier (Hanging) | Compact Fluorescent |  | Twist | 1 | 22 | Bedroom | 103182 | Bedroom | 0.00037892
Wall Mount | Compact Fluorescent |  | Twist | 1 | 15 | Bathroom | 103183 | Bathroom | 0.00037892
Ceiling Fan | Incandescent |  | Standard A Lamp | 1 | 60 | Bathroom | 103183 | Bathroom | 0.00037892
Track | Incandescent |  | Reflector | 5 | 60 | Other | 103184 | Other | 0.00037892
Ceiling Fixture | Incandescent |  | Standard A Lamp | 1 | 60 | Garage | 103186 | Garage | 0.00037892
Ceiling Fixture | Incandescent |  | Reflector | 1 | 100 | Garage | 103186 | Garage | 0.00037892
Floor lamp | Incandescent |  | Standard A Lamp | 1 | 100 | Living Room | 103187 | Living Room | 0.00037892
Floor lamp | Incandescent |  | 3-Way Incandescent | 1 | 75 | Living Room | 103187 | Living Room | 0.00037892
Chandelier (Hanging) | Incandescent |  | Decorative | 6 | 25 | Living Room | 103187 | Living Room | 0.00037892
Other | Incandescent |  | Standard A Lamp | 1 | 25 | Living Room | 103187 | Living Room | 0.00037892
Table | Incandescent |  | Standard A Lamp | 1 | 60 | Living Room | 103187 | Living Room | 0.00037892
Recessed Can | Incandescent |  | Reflector | 1 | 75 | Living Room | 103187 | Living Room | 0.00037892
Chandelier (Hanging) | Incandescent |  | Standard A Lamp | 1 | 100 | Hall | 103188 | Hall | 0.00037892
Recessed Can | Incandescent |  | Reflector | 1 | 60 | Kitchen | 103189 | Kitchen | 0.00037892
Chandelier (Hanging) | Halogen |  | Quartz Tube | 6 | 50 | Kitchen | 103189 | Kitchen | 0.00037892
Ceiling Fixture | Incandescent |  | Standard A Lamp | 1 | 50 | Laundry Room | 1031810 | Laundry Room | 0.00037892
Wall Mount | Halogen |  | Quartz Tube | 1 | 75 | Bathroom | 1031811 | Bathroom | 0.00037892
Recessed Can | Incandescent |  | Reflector | 1 | 60 | Master Bedroom | 1031812 | Master Bedroom | 0.00037892
Table | Compact Fluorescent |  | Twist | 1 | 15 | Family Room | 1031813 | Family Room | 0.00037892
Recessed Can | Incandescent |  | Reflector | 1 | 90 | Family Room | 1031813 | Family Room | 0.00037892
Ceiling Fixture | Incandescent |  | Standard A Lamp | 1 | 60 | Family Room | 1031813 | Family Room | 0.00037892
Recessed Can | Compact Fluorescent |  | Twist | 1 | 15 | Family Room | 1031813 | Family Room | 0.00037892
Track | Halogen |  | MR | 6 | 100 | Family Room | 1031813 | Family Room | 0.00037892
Ceiling Fixture | Compact Fluorescent |  | Flood | 1 | 22 | Family Room | 1031813 | Family Room | 0.00037892
Ceiling Fixture | Incandescent |  | Standard A Lamp | 1 | 75 | Hall | 1031814 | Hall | 0.00037892
Recessed Can | Incandescent |  | Reflector | 1 | 40 | Bathroom | 103191 | Bathroom | 0.00049795
Ceiling Fixture | Compact Fluorescent |  | Twist | 2 | 15 | Bedroom | 103192 | Bedroom | 0.00049795
Ceiling Fixture | Compact Fluorescent |  | Twist | 2 | 15 | Bedroom | 103193 | Bedroom | 0.00049795
Ceiling Fixture | Incandescent |  | Standard A Lamp | 2 | 60 | Closet | 103194 | Closet | 0.00049795
Recessed Can | Incandescent |  | Reflector | 1 | 65 | Dining Room | 103195 | Dining Room | 0.00049795
Recessed Can | Incandescent |  | Mini base | 1 | 65 | Hall | 103196 | Hall | 0.00049795
Recessed - other | Incandescent |  | Reflector | 1 | 65 | Family Room | 103197 | Family Room | 0.00049795
Garage door opener | Incandescent |  | Standard A Lamp | 1 | 60 | Garage | 103198 | Garage | 0.00049795
Recessed Can | Compact Fluorescent |  | Reflector | 1 | 22 | Hall | 103199 | Hall | 0.00049795
Recessed Can | Incandescent |  | Mini base | 2 | 75 | Kitchen | 1031910 | Kitchen | 0.00049795
Wall Mount | Compact Fluorescent |  | Twist | 1 | 22 | Laundry Room | 1031911 | Laundry Room | 0.00049795
Recessed Can | Incandescent |  | Reflector | 1 | 40 | Living Room | 1031912 | Living Room | 0.00049795
Floor lamp | Compact Fluorescent |  | Twist | 1 | 22 | Living Room | 1031912 | Living Room | 0.00049795
Table | Incandescent |  | Standard A Lamp | 1 | 60 | Living Room | 1031912 | Living Room | 0.00049795
Ceiling Fixture | Compact Fluorescent |  | Twist | 2 | 15 | Bedroom | 1031913 | Bedroom | 0.00049795
Architectural | Linear Fluorescent | 48 | T-4 | 1 | 32 | Bathroom | 1031914 | Bathroom | 0.00049795
Recessed Can | Incandescent |  | Reflector | 1 | 40 | Bathroom | 1031915 | Bathroom | 0.00049795
Wall Mount | Incandescent |  | Decorative | 3 | 25 | Bathroom | 1031915 | Bathroom | 0.00049795
Ceiling Fixture | Compact Fluorescent |  | Twist | 2 | 15 | Master Bedroom | 1031916 | Master Bedroom | 0.00049795
Table | Incandescent |  | Standard A Lamp | 1 | 60 | Master Bedroom | 1031916 | Master Bedroom | 0.00049795
Recessed Can | Incandescent |  | Reflector | 1 | 65 | Office | 1031917 | Office | 0.00049795
Recessed Can | Incandescent |  | Reflector | 1 | 60 | Hall | 1031918 | Hall | 0.00049795
Wall Mount | Compact Fluorescent |  | Globe | 3 | 42 | Bathroom | 103221 | Bathroom | 0.0012318
Track | Incandescent |  | Reflector | 3 | 65 | Bedroom | 103222 | Bedroom | 0.0012318
Table | Incandescent |  | Standard A Lamp | 1 | 60 | Bedroom | 103222 | Bedroom | 0.0012318
Chandelier (Hanging) | Incandescent |  | Globe | 6 | 60 | Dining Room | 103223 | Dining Room | 0.0012318
Recessed Can | Halogen |  | MR | 1 | 50 | Dining Room | 103223 | Dining Room | 0.0012318
Ceiling Fixture | Incandescent |  | Standard A Lamp | 1 | 60 | Garage | 103224 | Garage | 0.0012318
Garage door opener | Incandescent |  | Standard A Lamp | 2 | 60 | Garage | 103224 | Garage | 0.0012318
Ceiling Fixture | Incandescent |  | Standard A Lamp | 2 | 60 | Hall | 103225 | Hall | 0.0012318
Recessed Can | Incandescent |  | Reflector | 1 | 65 | Kitchen | 103226 | Kitchen | 0.0012318
Ceiling Fixture | Incandescent |  | Standard A Lamp | 1 | 60 | Kitchen | 103226 | Kitchen | 0.0012318
Chandelier (Hanging) | Incandescent |  | Globe | 1 | 125 | Kitchen | 103226 | Kitchen | 0.0012318
Chandelier (Hanging) | Incandescent |  | Standard A Lamp | 1 | 60 | Laundry Room | 103227 | Laundry Room | 0.0012318
Table | Incandescent |  | 3-Way Incandescent | 1 | 75 | Living Room | 103228 | Living Room | 0.0012318
Table | Incandescent |  | 3-Way Incandescent | 1 | 100 | Living Room | 103228 | Living Room | 0.0012318
Recessed Can | Halogen |  | MR | 1 | 50 | Living Room | 103228 | Living Room | 0.0012318
Wall Mount | Halogen |  | Quartz Tube | 4 | 30 | Bathroom | 103229 | Bathroom | 0.0012318
Ceiling Fixture | Incandescent |  | Standard A Lamp | 2 | 60 | Master Bedroom | 1032210 | Master Bedroom | 0.0012318
Table | Incandescent |  | Standard A Lamp | 2 | 60 | Master Bedroom | 1032210 | Master Bedroom | 0.0012318
Ceiling Fixture | Incandescent |  | Standard A Lamp | 2 | 60 | Closet | 1032211 | Closet | 0.0012318
Ceiling Fixture | Incandescent |  | Standard A Lamp | 1 | 60 | Hall | 103251 | Hall | 0.0012318
Ceiling Fixture | Linear Fluorescent | 48 | T-12 | 2 | 40 | Other | 103252 | Other | 0.0012318
Ceiling Fixture | Linear Fluorescent | 24 | T-12 | 2 | 20 | Other | 103253 | Other | 0.0012318
Ceiling Fixture | Incandescent |  | Standard A Lamp | 1 | 60 | Other | 103254 | Other | 0.0012318
Wall Mount | Incandescent |  | Standard A Lamp | 3 | 60 | Bathroom | 103255 | Bathroom | 0.0012318
Ceiling Fixture | Linear Fluorescent | 24 | T-12 | 2 | 20 | Bathroom | 103255 | Bathroom | 0.0012318
Wall Mount | Compact Fluorescent |  | Twist | 3 | 22 | Bathroom | 103256 | Bathroom | 0.0012318
Ceiling Fixture | Incandescent |  | Standard A Lamp | 1 | 40 | Bathroom | 103256 | Bathroom | 0.0012318
Table | Incandescent |  | Standard A Lamp | 1 | 60 | Bedroom | 103257 | Bedroom | 0.0012318
Other | Linear Fluorescent | 48 | T-12 | 1 | 40 | Bedroom | 103257 | Bedroom | 0.0012318
Wall Mount | Incandescent |  | Standard A Lamp | 1 | 25 | Other | 103258 | Other | 0.0012318
Ceiling Fixture | Linear Fluorescent | 48 | T-12 | 2 | 40 | Dining Room | 103259 | Dining Room | 0.0012318
Recessed Can | Incandescent |  | Reflector | 1 | 75 | Hall | 1032510 | Hall | 0.0012318
Ceiling Fixture | Linear Fluorescent | 96 | T-12 | 2 | 100 | Garage | 1032511 | Garage | 0.0012318
Garage door opener | Incandescent |  | Standard A Lamp | 1 | 60 | Garage | 1032511 | Garage | 0.0012318
Track | Compact Fluorescent |  | Twist | 3 | 15 | Hall | 1032512 | Hall | 0.0012318
Ceiling Fixture | Linear Fluorescent | 24 | T-12 | 4 | 40 | Kitchen | 1032513 | Kitchen | 0.0012318
Ceiling Fixture | Linear Fluorescent | 24 | T-12 | 2 | 20 | Kitchen | 1032513 | Kitchen | 0.0012318
Ceiling Fixture | Linear Fluorescent | 24 | T-12 | 2 | 20 | Laundry Room | 1032514 | Laundry Room | 0.0012318
Table | Compact Fluorescent |  | 3-Way CFL | 1 | 32 | Living Room | 1032515 | Living Room | 0.0012318
Floor lamp | Compact Fluorescent |  | Twist | 1 | 26 | Living Room | 1032515 | Living Room | 0.0012318
Table | Compact Fluorescent |  | Twist | 2 | 15 | Master Bedroom | 1032516 | Master Bedroom | 0.0012318
Wall Mount | Compact Fluorescent |  | Twist | 1 | 15 | Master Bedroom | 1032516 | Master Bedroom | 0.0012318
Other | Linear Fluorescent | 48 | T-12 | 1 | 40 | Master Bedroom | 1032516 | Master Bedroom | 0.0012318
Ceiling Fixture | Compact Fluorescent |  | Twist | 1 | 15 | Hall | 1032517 | Hall | 0.0012318
Torchiere | Compact Fluorescent |  | Twist | 1 | 33 | Office | 1032518 | Office | 0.0012318
Other | Linear Fluorescent | 48 | T-12 | 1 | 40 | Office | 1032518 | Office | 0.0012318
Chandelier (Hanging) | Incandescent |  | Standard A Lamp | 5 | 75 | Dining Room | 103321 | Dining Room | 0.000364
Wall Mount | Incandescent |  | Standard A Lamp | 2 | 60 | Closet | 103322 | Closet | 0.000364
Table | Incandescent |  | 3-Way Incandescent | 1 | 75 | Bedroom | 103323 | Bedroom | 0.000364
Ceiling Fixture | Compact Fluorescent |  | Twist | 1 | 10 | Bedroom | 103323 | Bedroom | 0.000364
Table | Incandescent |  | 3-Way Incandescent | 1 | 100 | Master Bedroom | 103324 | Master Bedroom | 0.000364
Wall Mount | Compact Fluorescent |  | Twist | 1 | 10 | Master Bedroom | 103324 | Master Bedroom | 0.000364
Wall Mount | Incandescent |  | Globe | 4 | 40 | Bathroom | 103325 | Bathroom | 0.000364
Ceiling Fixture | Incandescent |  | Mini base | 4 | 40 | Bathroom | 103325 | Bathroom | 0.000364
Wall Mount | Incandescent |  | Standard A Lamp | 2 | 60 | Bathroom | 103326 | Bathroom | 0.000364
Ceiling Fixture | Compact Fluorescent |  | Twist | 1 | 10 | Bathroom | 103326 | Bathroom | 0.000364
Ceiling Fixture | Incandescent |  | Standard A Lamp | 2 | 100 | Other | 103327 | Other | 0.000364
Ceiling Fixture | Linear Fluorescent | 48 | T-12 | 2 | 40 | Other | 103328 | Other | 0.000364
Ceiling Fixture | Linear Fluorescent | 48 | T-12 | 2 | 40 | Laundry Room | 103329 | Laundry Room | 0.000364
Ceiling Fixture | Compact Fluorescent |  | Twist | 1 | 10 | Laundry Room | 103329 | Laundry Room | 0.000364
Wall Mount | Incandescent |  | Globe | 5 | 40 | Bathroom | 1033210 | Bathroom | 0.000364
Ceiling Fixture | Compact Fluorescent |  | Twist | 1 | 10 | Closet | 1033211 | Closet | 0.000364
Track | Halogen |  | MR | 3 | 30 | Kitchen | 1033212 | Kitchen | 0.000364
Ceiling Fixture | Incandescent |  | Standard A Lamp | 2 | 75 | Kitchen | 1033212 | Kitchen | 0.000364
Ceiling Fixture | Compact Fluorescent |  | Twist | 1 | 10 | Bedroom | 1033213 | Bedroom | 0.000364
Table | Incandescent |  | 3-Way Incandescent | 1 | 100 | Bedroom | 1033213 | Bedroom | 0.000364
Ceiling Fixture | Incandescent |  | Standard A Lamp | 2 | 75 | Living Room | 1033214 | Living Room | 0.000364
Ceiling Fixture | Incandescent |  | Standard A Lamp | 4 | 40 | Dining Room | 1033215 | Dining Room | 0.000364
Wall Mount | Incandescent |  | Mini base | 1 | 60 | Bathroom | 1033216 | Bathroom | 0.000364
Ceiling Fixture | Incandescent |  | Standard A Lamp | 1 | 75 | Bathroom | 1033216 | Bathroom | 0.000364
Floor lamp | Incandescent |  | Standard A Lamp | 2 | 100 | Living Room | 1033217 | Living Room | 0.000364
Table | Incandescent |  | 3-Way Incandescent | 1 | 150 | Living Room | 1033217 | Living Room | 0.000364
Chandelier (Hanging) | Incandescent |  | Mini base | 4 | 60 | Hall | 1033218 | Hall | 0.000364
Wall Mount | Incandescent |  | Standard A Lamp | 1 | 75 | Office | 1033219 | Office | 0.000364
Ceiling Fixture | Compact Fluorescent |  | Twist | 1 | 22 | Hall | 1033220 | Hall | 0.000364
Wall Mount | Compact Fluorescent |  | Twist | 1 | 22 | Hall | 1033220 | Hall | 0.000364
Ceiling Fixture | Compact Fluorescent |  | Twist | 1 | 22 | Family Room | 1033221 | Family Room | 0.000364
Floor lamp | Incandescent |  | Decorative | 4 | 40 | Family Room | 1033221 | Family Room | 0.000364
Table | Incandescent |  | 3-Way Incandescent | 1 | 170 | Family Room | 1033221 | Family Room | 0.000364
Ceiling Fixture | Incandescent |  | Reflector | 1 | 65 | Family Room | 103341 | Family Room | 0.0012318
Floor lamp | Incandescent |  | Standard A Lamp | 11 | 100 | Family Room | 103341 | Family Room | 0.0012318
Floor lamp | Incandescent |  | 3-Way Incandescent | 1 | 200 | Family Room | 103341 | Family Room | 0.0012318
Ceiling Fixture | Compact Fluorescent |  | Twist | 1 | 15 | Bedroom | 103342 | Bedroom | 0.0012318
Table | Incandescent |  | 3-Way Incandescent | 1 | 100 | Bedroom | 103342 | Bedroom | 0.0012318
Ceiling Fixture | Compact Fluorescent |  | Twist | 1 | 15 | Hall | 103343 | Hall | 0.0012318
Ceiling Fixture | Compact Fluorescent |  | Twist | 2 | 15 | Master Bedroom | 103344 | Master Bedroom | 0.0012318
Wall Mount | Incandescent |  | Reflector | 2 | 50 | Master Bedroom | 103344 | Master Bedroom | 0.0012318
Table | Incandescent |  | Standard A Lamp | 1 | 60 | Master Bedroom | 103344 | Master Bedroom | 0.0012318
Wall Mount | Incandescent |  | Globe | 4 | 40 | Bathroom | 103345 | Bathroom | 0.0012318
Ceiling Fixture | Incandescent |  | Standard A Lamp | 1 | 40 | Bathroom | 103345 | Bathroom | 0.0012318
Wall Mount | Halogen |  | MR | 1 | 20 | Dining Room | 103346 | Dining Room | 0.0012318
Chandelier (Hanging) | Incandescent |  | Mini base | 3 | 40 | Dining Room | 103346 | Dining Room | 0.0012318
Other | Linear Fluorescent | 36 | T-4 | 1 | 20 | Kitchen | 103347 | Kitchen | 0.0012318
Ceiling Fixture | Compact Fluorescent |  | Twist | 3 | 22 | Kitchen | 103347 | Kitchen | 0.0012318
Ceiling Fixture | Incandescent |  | Globe | 2 | 100 | Office | 103348 | Office | 0.0012318
Torchiere | Halogen |  | MR | 1 | 50 | Office | 103348 | Office | 0.0012318
Ceiling Fixture | Compact Fluorescent |  | Twist | 2 | 15 | Hall | 103349 | Hall | 0.0012318
Ceiling Fixture | Compact Fluorescent |  | Twist | 1 | 15 | Closet | 1033410 | Closet | 0.0012318
Ceiling Fixture | Incandescent |  | Standard A Lamp | 2 | 60 | Bedroom | 1033411 | Bedroom | 0.0012318
Wall Mount | Halogen |  | MR | 2 | 50 | Bedroom | 1033411 | Bedroom | 0.0012318
Table | Incandescent |  | Standard A Lamp | 1 | 60 | Bedroom | 1033411 | Bedroom | 0.0012318
Wall Mount | Incandescent |  | Globe | 3 | 40 | Bathroom | 1033412 | Bathroom | 0.0012318
Wall Mount | Halogen |  | MR | 1 | 50 | Bathroom | 1033412 | Bathroom | 0.0012318
Ceiling Fixture | Linear Fluorescent | 48 | T-12 | 2 | 40 | Laundry Room | 1033413 | Laundry Room | 0.0012318
Ceiling Fixture | Incandescent |  | Standard A Lamp | 1 | 60 | Other | 103351 | Other | 0.00037892
Wall Mount | Incandescent |  | Globe | 6 | 25 | Bathroom | 103352 | Bathroom | 0.00037892
Ceiling Fixture | Compact Fluorescent |  | Twist | 1 | 22 | Bedroom | 103353 | Bedroom | 0.00037892
Ceiling Fixture | Compact Fluorescent |  | Twist | 3 | 15 | Dining Room | 103354 | Dining Room | 0.00037892
Garage door opener | Incandescent |  | Standard A Lamp | 1 | 60 | Garage | 103355 | Garage | 0.00037892
Recessed Can | Compact Fluorescent |  | Reflector | 1 | 15 | Hall | 103356 | Hall | 0.00037892
Ceiling Fixture | Compact Fluorescent |  | Circline (Screw Base) | 1 | 28 | Kitchen | 103357 | Kitchen | 0.00037892
Ceiling Fixture | Compact Fluorescent |  | Twist | 1 | 15 | Laundry Room | 103358 | Laundry Room | 0.00037892
Torchiere | Halogen |  | Quartz Tube | 1 | 50 | Laundry Room | 103358 | Laundry Room | 0.00037892
Floor lamp | Compact Fluorescent |  | Twist | 1 | 15 | Living Room | 103359 | Living Room | 0.00037892
Table | Compact Fluorescent |  | Twist | 1 | 28 | Living Room | 103359 | Living Room | 0.00037892
Ceiling Fixture | Compact Fluorescent |  | Twist | 2 | 15 | Other | 1033510 | Other | 0.00037892
Ceiling Fixture | Compact Fluorescent |  | Twist | 1 | 22 | Office | 1033511 | Office | 0.00037892
Floor lamp | Compact Fluorescent |  | Twist | 1 | 15 | Office | 1033511 | Office | 0.00037892
Ceiling Fixture | Incandescent |  | Reflector | 1 | 65 | Other | 103371 | Other | 0.00029524
Wall Mount | Halogen |  | Quartz Tube | 1 | 50 | Bedroom | 103372 | Bedroom | 0.00029524
Ceiling Fixture | Incandescent |  | Standard A Lamp | 3 | 60 | Bedroom | 103373 | Bedroom | 0.00029524
Torchiere | Halogen |  | Quartz Tube | 1 | 75 | Bedroom | 103373 | Bedroom | 0.00029524
Ceiling Fixture | Incandescent |  | Standard A Lamp | 1 | 60 | Closet | 103374 | Closet | 0.00029524
Ceiling Fixture | Incandescent |  | Standard A Lamp | 1 | 100 | Garage | 103375 | Garage | 0.00029524
Garage door opener | Incandescent |  | Standard A Lamp | 2 | 60 | Garage | 103375 | Garage | 0.00029524
Ceiling Fixture | Incandescent |  | Standard A Lamp | 2 | 60 | Hall | 103376 | Hall | 0.00029524
Ceiling Fixture | Incandescent |  | Standard A Lamp | 3 | 60 | Kitchen | 103377 | Kitchen | 0.00029524
Recessed Can | Incandescent |  | Reflector | 1 | 65 | Kitchen | 103377 | Kitchen | 0.00029524
Ceiling Fixture | Linear Fluorescent | 44 | T-12 | 2 | 40 | Kitchen | 103377 | Kitchen | 0.00029524
Other | Incandescent |  | Mini base | 1 | 25 | Kitchen | 103377 | Kitchen | 0.00029524
Recessed Can | Incandescent |  | Standard A Lamp | 1 | 60 | Laundry Room | 103378 | Laundry Room | 0.00029524
Floor lamp | Incandescent |  | Standard A Lamp | 1 | 60 | Living Room | 103379 | Living Room | 0.00029524
Floor lamp | Incandescent |  | Decorative | 6 | 25 | Living Room | 103379 | Living Room | 0.00029524
Floor lamp | Incandescent |  | Standard A Lamp | 1 | 100 | Living Room | 103379 | Living Room | 0.00029524
Floor lamp | Compact Fluorescent |  | Twist | 1 | 15 | Living Room | 103379 | Living Room | 0.00029524
Table | Incandescent |  | Clear | 2 | 25 | Master Bedroom | 1033710 | Master Bedroom | 0.00029524
Table | Incandescent |  | Standard A Lamp | 1 | 75 | Master Bedroom | 1033710 | Master Bedroom | 0.00029524
Floor lamp | Incandescent |  | Standard A Lamp | 1 | 150 | Master Bedroom | 1033710 | Master Bedroom | 0.00029524
Wall Mount | Incandescent |  | Clear | 5 | 25 | Master Bedroom | 1033710 | Master Bedroom | 0.00029524
Wall Mount | Incandescent |  | Standard A Lamp | 3 | 25 | Bathroom | 1033711 | Bathroom | 0.00029524
Ceiling Fixture | Incandescent |  | Standard A Lamp | 2 | 60 | Bathroom | 1033711 | Bathroom | 0.00029524
Ceiling Fixture | Incandescent |  | Heat Lamp | 2 | 150 | Bathroom | 1033711 | Bathroom | 0.00029524
Ceiling Fixture | Incandescent |  | Standard A Lamp | 1 | 100 | Closet | 1033712 | Closet | 0.00029524
Ceiling Fixture | Incandescent |  | Clear | 3 | 60 | Hall | 1033713 | Hall | 0.00029524
Wall Mount | Incandescent |  | Globe | 6 | 40 | Bathroom | 103381 | Bathroom | 0.0012318
Wall Mount | Incandescent |  | Globe | 6 | 40 | Bathroom | 103382 | Bathroom | 0.0012318
Ceiling Fixture | Incandescent |  | Standard A Lamp | 2 | 60 | Bedroom | 103383 | Bedroom | 0.0012318
Ceiling Fixture | Incandescent |  | Standard A Lamp | 2 | 60 | Bedroom | 103384 | Bedroom | 0.0012318
Ceiling Fixture | Incandescent |  | Standard A Lamp | 2 | 60 | Bedroom | 103385 | Bedroom | 0.0012318
Chandelier (Hanging) | Incandescent |  | Standard A Lamp | 5 | 60 | Dining Room | 103386 | Dining Room | 0.0012318
Ceiling Fixture | Incandescent |  | Reflector | 1 | 75 | Family Room | 103387 | Family Room | 0.0012318
Table | Compact Fluorescent |  | Twist | 1 | 13 | Family Room | 103387 | Family Room | 0.0012318
Ceiling Fixture | Compact Fluorescent |  | Twist | 1 | 23 | Garage | 103388 | Garage | 0.0012318
Ceiling Fixture | Incandescent |  | Standard A Lamp | 1 | 60 | Hall | 103389 | Hall | 0.0012318
Ceiling Fixture | Incandescent |  | Standard A Lamp | 3 | 60 | Kitchen | 1033810 | Kitchen | 0.0012318
Ceiling Fixture | Linear Fluorescent | 16 | T-8 | 1 | 15 | Kitchen | 1033810 | Kitchen | 0.0012318
Ceiling Fixture | Incandescent |  | Reflector | 1 | 75 | Kitchen | 1033810 | Kitchen | 0.0012318
Wall Mount | Incandescent |  | Clear | 4 | 60 | Bathroom | 103481 | Bathroom | 0.0017229
Recessed - other | Incandescent |  | Heat Lamp | 2 | 125 | Bathroom | 103481 | Bathroom | 0.0017229
Ceiling Fixture | Compact Fluorescent |  | Twist | 2 | 22 | Dining Room | 103482 | Dining Room | 0.0017229
Low bay | Linear Fluorescent | 48 | T-12 | 2 | 40 | Garage | 103483 | Garage | 0.0017229
Garage door opener | Incandescent |  | Standard A Lamp | 2 | 100 | Garage | 103483 | Garage | 0.0017229
Ceiling Fixture | Incandescent |  | Standard A Lamp | 2 | 75 | Bedroom | 103484 | Bedroom | 0.0017229
Other | Incandescent |  | Globe | 1 | 75 | Hall | 103485 | Hall | 0.0017229
Ceiling Fixture | Incandescent |  | Standard A Lamp | 2 | 60 | Kitchen | 103486 | Kitchen | 0.0017229
Recessed Can | Incandescent |  | Reflector | 1 | 65 | Kitchen | 103486 | Kitchen | 0.0017229
Floor lamp | Compact Fluorescent |  | Twist | 3 | 22 | Living Room | 103487 | Living Room | 0.0017229
Floor lamp | Compact Fluorescent |  | Twist | 2 | 22 | Living Room | 103487 | Living Room | 0.0017229
Floor lamp | Compact Fluorescent |  | Straight Tube | 1 | 28 | Living Room | 103487 | Living Room | 0.0017229
Ceiling Fixture | Incandescent |  | Standard A Lamp | 2 | 40 | Master Bedroom | 103488 | Master Bedroom | 0.0017229
Wall Mount | Incandescent |  | Clear | 6 | 60 | Bathroom | 103489 | Bathroom | 0.0017229
Recessed - other | Incandescent |  | Heat Lamp | 2 | 125 | Bathroom | 103489 | Bathroom | 0.0017229
Ceiling Fixture | Linear Fluorescent | 48 | T-12 | 2 | 40 | Office | 1034810 | Office | 0.0017229
Wall Mount | Compact Fluorescent |  | Twist | 2 | 22 | Bathroom | 103521 | Bathroom | 0.00029524
Recessed Can | Incandescent |  | Reflector | 1 | 60 | Bathroom | 103522 | Bathroom | 0.00029524
Torchiere | Compact Fluorescent |  | Twist | 2 | 15 | Bedroom | 103523 | Bedroom | 0.00029524
Table | Halogen |  | Quartz Tube | 1 | 50 | Bedroom | 103523 | Bedroom | 0.00029524
Ceiling Fan | Incandescent |  | Decorative | 4 | 40 | Dining Room | 103524 | Dining Room | 0.00029524
Track | Incandescent |  | Reflector | 1 | 60 | Dining Room | 103524 | Dining Room | 0.00029524
Recessed Can | Incandescent |  | Standard A Lamp | 1 | 65 | Family Room | 103525 | Family Room | 0.00029524
Track | Compact Fluorescent |  | Twist | 3 | 22 | Family Room | 103525 | Family Room | 0.00029524
Ceiling Fixture | Compact Fluorescent |  | Other | 1 | 28 | Hall | 103526 | Hall | 0.00029524
Track | Compact Fluorescent |  | Twist | 1 | 15 | Hall | 103527 | Hall | 0.00029524
Ceiling Fixture | Halogen |  | MR | 4 | 50 | Hall | 103527 | Hall | 0.00029524
Track | Compact Fluorescent |  | Reflector | 3 | 22 | Kitchen | 103528 | Kitchen | 0.00029524
Ceiling Fixture | Halogen |  | Quartz Tube | 1 | 100 | Kitchen | 103528 | Kitchen | 0.00029524
Ceiling Fixture | Incandescent |  | Standard A Lamp | 1 | 60 | Laundry Room | 103529 | Laundry Room | 0.00029524
Track | Compact Fluorescent |  | Twist | 2 | 22 | Living Room | 1035210 | Living Room | 0.00029524
Chandelier (Hanging) | Compact Fluorescent |  | Twist | 1 | 15 | Living Room | 1035210 | Living Room | 0.00029524
Ceiling Fan | Incandescent |  | Standard A Lamp | 1 | 60 | Bathroom | 1035211 | Bathroom | 0.00029524
Wall Mount | Incandescent |  | Globe | 3 | 40 | Bathroom | 1035211 | Bathroom | 0.00029524
Ceiling Fixture | Incandescent |  | Standard A Lamp | 2 | 60 | Master Bedroom | 1035212 | Master Bedroom | 0.00029524
Table | Incandescent |  | Standard A Lamp | 1 | 40 | Master Bedroom | 1035212 | Master Bedroom | 0.00029524
Torchiere | Compact Fluorescent |  | Twist | 1 | 15 | Bedroom | 1035213 | Bedroom | 0.00029524
Chandelier (Hanging) | Incandescent |  | Standard A Lamp | 1 | 60 | Other | 1035214 | Other | 0.00029524
Recessed Can | Incandescent |  | Reflector | 1 | 65 | Bedroom | 103691 | Bedroom | 0.00037892
Table | Compact Fluorescent |  | A shape bulb | 1 | 7 | Bedroom | 103691 | Bedroom | 0.00037892
Wall Mount | Compact Fluorescent |  | Twist | 3 | 15 | Bathroom | 103692 | Bathroom | 0.00037892
Wall Mount | Incandescent |  | Standard A Lamp | 2 | 40 | Bathroom | 103693 | Bathroom | 0.00037892
Recessed Can | Compact Fluorescent |  | Straight Tube | 1 | 15 | Bedroom | 103694 | Bedroom | 0.00037892
Table | Incandescent |  | Standard A Lamp | 1 | 60 | Bedroom | 103694 | Bedroom | 0.00037892
Recessed Can | Incandescent |  | Reflector | 1 | 65 | Bedroom | 103695 | Bedroom | 0.00037892
Table | Compact Fluorescent |  | A shape bulb | 1 | 7 | Bedroom | 103695 | Bedroom | 0.00037892
Wall Mount | Incandescent |  | Standard A Lamp | 4 | 60 | Bathroom | 103696 | Bathroom | 0.00037892
Recessed Can | Incandescent |  | Reflector | 1 | 65 | Hall | 103697 | Hall | 0.00037892
Wall Mount | Compact Fluorescent |  | Straight Tube | 1 | 15 | Hall | 103697 | Hall | 0.00037892
Recessed Can | Compact Fluorescent |  | Flood | 1 | 15 | Family Room | 103698 | Family Room | 0.00037892
Ceiling Fixture | Compact Fluorescent |  | Twist | 1 | 22 | Garage | 103699 | Garage | 0.00037892
Garage door opener | Incandescent |  | Standard A Lamp | 2 | 60 | Garage | 103699 | Garage | 0.00037892
Recessed Can | Compact Fluorescent |  | Reflector | 1 | 15 | Hall | 1036910 | Hall | 0.00037892
Recessed Can | Incandescent |  | Reflector | 1 | 65 | Kitchen | 1036911 | Kitchen | 0.00037892
Ceiling Fixture | Incandescent |  | Globe | 1 | 40 | Kitchen | 1036911 | Kitchen | 0.00037892
Recessed Can | Compact Fluorescent |  | Twist | 1 | 15 | Kitchen | 1036911 | Kitchen | 0.00037892
Floor lamp | Compact Fluorescent |  | Twist | 1 | 22 | Living Room | 1036912 | Living Room | 0.00037892
Recessed - other | Compact Fluorescent |  | Twist | 1 | 22 | Living Room | 1036912 | Living Room | 0.00037892
Table | Compact Fluorescent |  | Straight Tube | 1 | 22 | Living Room | 1036912 | Living Room | 0.00037892
Recessed Can | Incandescent |  | Reflector | 1 | 65 | Living Room | 1036912 | Living Room | 0.00037892
Wall Mount | Compact Fluorescent |  | Twist | 2 | 22 | Bathroom | 1036913 | Bathroom | 0.00037892
Recessed - other | Incandescent |  | Standard A Lamp | 1 | 60 | Bathroom | 1036913 | Bathroom | 0.00037892
Recessed Can | Incandescent |  | Reflector | 1 | 65 | Bathroom | 1036913 | Bathroom | 0.00037892
Recessed - other | Incandescent |  | Standard A Lamp | 1 | 75 | Closet | 1036914 | Closet | 0.00037892
Wall Mount | Compact Fluorescent |  | Straight Tube | 1 | 15 | Master Bedroom | 1036915 | Master Bedroom | 0.00037892
Chandelier (Hanging) | Incandescent |  | Standard A Lamp | 6 | 60 | Dining Room | 1036916 | Dining Room | 0.00037892
Floor lamp | Compact Fluorescent |  | Reflector | 2 | 15 | Dining Room | 1036916 | Dining Room | 0.00037892
Table | Incandescent |  | Standard A Lamp | 1 | 60 | Dining Room | 1036916 | Dining Room | 0.00037892
Recessed Can | Compact Fluorescent |  | Reflector | 1 | 15 | Hall | 1036917 | Hall | 0.00037892
Wall Mount | Linear Fluorescent | 48 | T-8 | 1 | 40 | Hall | 1036917 | Hall | 0.00037892
Wall Mount | Incandescent |  | Standard A Lamp | 3 | 60 | Bathroom | 103841 | Bathroom | 0.0017229
Ceiling Fixture | Incandescent |  | Standard A Lamp | 1 | 5 | Bedroom | 103842 | Bedroom | 0.0017229
Ceiling Fixture | Incandescent |  | Standard A Lamp | 1 | 60 | Bedroom | 103843 | Bedroom | 0.0017229
Ceiling Fixture | Incandescent |  | Standard A Lamp | 2 | 60 | Bedroom | 103844 | Bedroom | 0.0017229
Table | Incandescent |  | Decorative | 1 | 40 | Bedroom | 103844 | Bedroom | 0.0017229
Ceiling Fixture | Incandescent |  | Standard A Lamp | 1 | 60 | Bedroom | 103845 | Bedroom | 0.0017229
Ceiling Fixture | Incandescent |  | Standard A Lamp | 2 | 60 | Kitchen | 103846 | Kitchen | 0.0017229
Ceiling Fixture | Linear Fluorescent | 48 | T-12 | 4 | 40 | Kitchen | 103846 | Kitchen | 0.0017229
Ceiling Fixture | Linear Fluorescent | 48 | T-12 | 2 | 40 | Laundry Room | 103847 | Laundry Room | 0.0017229
Ceiling Fixture | Incandescent |  | Standard A Lamp | 1 | 60 | Living Room | 103848 | Living Room | 0.0017229
Table | Incandescent |  | Standard A Lamp | 1 | 60 | Living Room | 103848 | Living Room | 0.0017229
Ceiling Fixture | Compact Fluorescent |  | Twist | 1 | 14 | Master Bedroom | 103881 | Master Bedroom | 0.000364
Table | Compact Fluorescent |  | Twist | 1 | 13 | Master Bedroom | 103881 | Master Bedroom | 0.000364
Table | Incandescent |  | Standard A Lamp | 1 | 60 | Other | 103882 | Other | 0.000364
Ceiling Fixture | Incandescent |  | Standard A Lamp | 1 | 75 | Garage | 103883 | Garage | 0.000364
Ceiling Fan | Compact Fluorescent |  | Twist | 4 | 13 | Kitchen | 103885 | Kitchen | 0.000364
Ceiling Fixture | Compact Fluorescent |  | Pin base | 1 | 24 | Laundry Room | 103886 | Laundry Room | 0.000364
Torchiere | Compact Fluorescent |  | Twist | 5 | 19 | Living Room | 103887 | Living Room | 0.000364
Ceiling Fixture | Compact Fluorescent |  | Pin base | 1 | 24 | Office | 103888 | Office | 0.000364
Wall Mount | Compact Fluorescent |  | Twist | 4 | 13 | Bathroom | 103889 | Bathroom | 0.000364
Ceiling Fixture | Compact Fluorescent |  | Twist | 1 | 13 | Office | 1038810 | Office | 0.000364
Table | Linear Fluorescent | 18 | T-8 | 1 | 15 | Office | 1038810 | Office | 0.000364
Wall Mount | Compact Fluorescent |  | Twist | 1 | 40 | Hall | 1038811 | Hall | 0.000364
Chandelier (Hanging) | Incandescent |  | Globe | 6 | 100 | Dining Room | 103981 | Dining Room | 0.0017229
Chandelier (Hanging) | Incandescent |  | Decorative | 5 | 40 | Other | 103982 | Other | 0.0017229
Recessed Can | Compact Fluorescent |  | Flood | 1 | 15 | Family Room | 103983 | Family Room | 0.0017229
Ceiling Fixture | Linear Fluorescent | 48 | T-12 | 2 | 40 | Garage | 103984 | Garage | 0.0017229
Recessed Can | Compact Fluorescent |  | Flood | 1 | 15 | Bathroom | 103985 | Bathroom | 0.0017229
Recessed Can | Compact Fluorescent |  | Flood | 1 | 15 | Hall | 103986 | Hall | 0.0017229
Recessed Can | Compact Fluorescent |  | Flood | 1 | 15 | Kitchen | 103987 | Kitchen | 0.0017229
Ceiling Fixture | Incandescent |  | Mini base | 1 | 25 | Kitchen | 103987 | Kitchen | 0.0017229
Ceiling Fixture | Linear Fluorescent | 24 | T-12 | 2 | 40 | Laundry Room | 103988 | Laundry Room | 0.0017229
Floor lamp | Incandescent |  | 3-Way Incandescent | 1 | 150 | Living Room | 103989 | Living Room | 0.0017229
Floor lamp | Incandescent |  | Decorative | 1 | 40 | Living Room | 103989 | Living Room | 0.0017229
Recessed Can | Compact Fluorescent |  | Flood | 1 | 15 | Bathroom | 1039810 | Bathroom | 0.0017229
Floor lamp | Compact Fluorescent |  | Twist | 1 | 23 | Master Bedroom | 1039811 | Master Bedroom | 0.0017229
Torchiere | Halogen |  | Quartz Tube | 1 | 100 | Master Bedroom | 1039811 | Master Bedroom | 0.0017229
Ceiling Fixture | Linear Fluorescent | 48 | T-12 | 2 | 40 | Closet | 1039812 | Closet | 0.0017229
Ceiling Fixture | Incandescent |  | Standard A Lamp | 1 | 60 | Closet | 1039813 | Closet | 0.0017229
Wall Mount | Incandescent |  | Globe | 8 | 60 | Bathroom | 1039814 | Bathroom | 0.0017229
Ceiling Fixture | Incandescent |  | Standard A Lamp | 1 | 60 | Bathroom | 1039814 | Bathroom | 0.0017229
Recessed Can | Compact Fluorescent |  | Reflector | 1 | 15 | Bedroom | 1039815 | Bedroom | 0.0017229
Recessed Can | Compact Fluorescent |  | Flood | 1 | 15 | Bedroom | 1039816 | Bedroom | 0.0017229
Floor lamp | Incandescent |  | Decorative | 1 | 40 | Bedroom | 1039816 | Bedroom | 0.0017229
Recessed Can | Compact Fluorescent |  | Reflector | 1 | 15 | Hall | 1039817 | Hall | 0.0017229
Recessed Can | Compact Fluorescent |  | Reflector | 1 | 15 | Office | 1039818 | Office | 0.0017229
Ceiling Fixture | Incandescent |  | Standard A Lamp | 1 | 40 | Kitchen | 104011 | Kitchen | 0.00049795
Ceiling Fixture | Compact Fluorescent |  | Twist | 2 | 15 | Kitchen | 104011 | Kitchen | 0.00049795
Chandelier (Hanging) | Incandescent |  | Standard A Lamp | 1 | 100 | Kitchen | 104011 | Kitchen | 0.00049795
Ceiling Fixture | Incandescent |  | Standard A Lamp | 2 | 60 | Bedroom | 104012 | Bedroom | 0.00049795
Floor lamp | Compact Fluorescent |  | Twist | 1 | 15 | Bedroom | 104012 | Bedroom | 0.00049795
Ceiling Fixture | Linear Fluorescent | 48 | T-12 | 2 | 40 | Other | 104013 | Other | 0.00049795
Ceiling Fixture | Linear Fluorescent | 48 | T-12 | 2 | 40 | Other | 104014 | Other | 0.00049795
Ceiling Fixture | Compact Fluorescent |  | Twist | 2 | 15 | Other | 104014 | Other | 0.00049795
Wall Mount | Compact Fluorescent |  | Twist | 1 | 15 | Other | 104014 | Other | 0.00049795
Ceiling Fixture | Linear Fluorescent | 48 | T-12 | 2 | 40 | Other | 104015 | Other | 0.00049795
Ceiling Fixture | Linear Fluorescent | 24 | T-12 | 2 | 20 | Other | 104015 | Other | 0.00049795
Track | Compact Fluorescent |  | Twist | 1 | 22 | Bathroom | 104017 | Bathroom | 0.00049795
Ceiling Fixture | Linear Fluorescent | 48 | T-12 | 2 | 40 | Garage | 104018 | Garage | 0.00049795
Ceiling Fixture | Linear Fluorescent | 24 | T-12 | 2 | 20 | Garage | 104018 | Garage | 0.00049795
Chandelier (Hanging) | Compact Fluorescent |  | Twist | 3 | 15 | Dining Room | 104019 | Dining Room | 0.00049795
Table | Incandescent |  | Standard A Lamp | 1 | 100 | Family Room | 1040110 | Family Room | 0.00049795
Floor lamp | Compact Fluorescent |  | Twist | 1 | 22 | Family Room | 1040110 | Family Room | 0.00049795
Table | Incandescent |  | Decorative | 1 | 40 | Family Room | 1040110 | Family Room | 0.00049795
Chandelier (Hanging) | Incandescent |  | Standard A Lamp | 1 | 60 | Other | 1040111 | Other | 0.00049795
Ceiling Fixture | Incandescent |  | Standard A Lamp | 1 | 40 | Hall | 1040112 | Hall | 0.00049795
Wall Mount | Incandescent |  | Globe | 4 | 40 | Bathroom | 1040113 | Bathroom | 0.00049795
Ceiling Fixture | Incandescent |  | Standard A Lamp | 2 | 40 | Bathroom | 1040113 | Bathroom | 0.00049795
Ceiling Fixture | Incandescent |  | Standard A Lamp | 2 | 60 | Bedroom | 1040114 | Bedroom | 0.00049795
Table | Compact Fluorescent |  | Twist | 1 | 15 | Bedroom | 1040114 | Bedroom | 0.00049795
Table | Incandescent |  | Standard A Lamp | 1 | 60 | Bedroom | 1040114 | Bedroom | 0.00049795
Ceiling Fixture | Compact Fluorescent |  | Twist | 1 | 15 | Closet | 1040115 | Closet | 0.00049795
Ceiling Fixture | Compact Fluorescent |  | Twist | 2 | 15 | Bedroom | 1040116 | Bedroom | 0.00049795
Table | Compact Fluorescent |  | Twist | 1 | 22 | Bedroom | 1040116 | Bedroom | 0.00049795
Track | Compact Fluorescent |  | Twist | 1 | 22 | Bedroom | 1040116 | Bedroom | 0.00049795
Other | Compact Fluorescent |  | Twist | 1 | 15 | Bedroom | 1040116 | Bedroom | 0.00049795
Track | Incandescent |  | Standard A Lamp | 1 | 60 | Family Room | 104081 | Family Room | 0.0012318
Wall Mount | Incandescent |  | Standard A Lamp | 2 | 60 | Bathroom | 104082 | Bathroom | 0.0012318
Wall Mount | Compact Fluorescent |  | Twist | 2 | 22 | Bathroom | 104083 | Bathroom | 0.0012318
Ceiling Fixture | Compact Fluorescent |  | Twist | 4 | 22 | Kitchen | 104084 | Kitchen | 0.0012318
Ceiling Fixture | Incandescent |  | Standard A Lamp | 4 | 60 | Kitchen | 104084 | Kitchen | 0.0012318
Ceiling Fixture | Compact Fluorescent |  | Twist | 4 | 22 | Kitchen | 104084 | Kitchen | 0.0012318
Ceiling Fixture | Incandescent |  | Standard A Lamp | 2 | 60 | Bedroom | 104085 | Bedroom | 0.0012318
Ceiling Fixture | Incandescent |  | Standard A Lamp | 2 | 60 | Bedroom | 104086 | Bedroom | 0.0012318
Ceiling Fixture | Linear Fluorescent | 48 | T-8 | 2 | 32 | Garage | 104087 | Garage | 0.0012318
Ceiling Fixture | Linear Fluorescent | 48 | T-12 | 4 | 40 | Garage | 104087 | Garage | 0.0012318
Garage door opener | Incandescent |  | Clear | 2 | 60 | Garage | 104087 | Garage | 0.0012318
Table | Incandescent |  | Standard A Lamp | 1 | 60 | Living Room | 104088 | Living Room | 0.0012318
Exterior | Incandescent |  | Decorative | 1 | 40 | Living Room | 104088 | Living Room | 0.0012318
Ceiling Fixture | Compact Fluorescent |  | Twist | 2 | 22 | Hall | 104089 | Hall | 0.0012318
Ceiling Fixture | Incandescent |  | Clear | 3 | 60 | Office | 1040810 | Office | 0.0012318
Ceiling Fixture | Incandescent |  | Standard A Lamp | 3 | 60 | Master Bedroom | 1040811 | Master Bedroom | 0.0012318
Wall Mount | Compact Fluorescent |  | Twist | 1 | 23 | Bathroom | 104111 | Bathroom | 0.00028601
Wall Mount | Incandescent |  | Standard A Lamp | 1 | 60 | Bathroom | 104111 | Bathroom | 0.00028601
Ceiling Fixture | Compact Fluorescent |  | Twist | 2 | 23 | Bedroom | 104112 | Bedroom | 0.00028601
Ceiling Fixture | Compact Fluorescent |  | Twist | 2 | 23 | Bedroom | 104113 | Bedroom | 0.00028601
Floor lamp | Compact Fluorescent |  | Twist | 1 | 23 | Living Room | 104114 | Living Room | 0.00028601
Ceiling Fixture | Compact Fluorescent |  | Twist | 1 | 23 | Garage | 104115 | Garage | 0.00028601
Ceiling Fixture | Compact Fluorescent |  | Twist | 1 | 13 | Hall | 104116 | Hall | 0.00028601
Chandelier (Hanging) | Incandescent |  | Globe | 5 | 40 | Kitchen | 104117 | Kitchen | 0.00028601
Ceiling Fixture | Compact Fluorescent |  | Twist | 2 | 23 | Kitchen | 104117 | Kitchen | 0.00028601
Ceiling Fixture | Compact Fluorescent |  | Twist | 2 | 23 | Master Bedroom | 104118 | Master Bedroom | 0.00028601
Wall Mount | Incandescent |  | Globe | 4 | 40 | Bathroom | 104131 | Bathroom | 0.00037892
Ceiling Fixture | Incandescent |  | Standard A Lamp | 5 | 75 | Bedroom | 104132 | Bedroom | 0.00037892
Floor lamp | Compact Fluorescent |  | Pin base | 1 | 27 | Bedroom | 104132 | Bedroom | 0.00037892
Table | Compact Fluorescent |  | Pin base | 1 | 27 | Bedroom | 104132 | Bedroom | 0.00037892
Ceiling Fixture | Incandescent |  | Standard A Lamp | 3 | 75 | Master Bedroom | 104133 | Master Bedroom | 0.00037892
Architectural | Incandescent |  | Standard A Lamp | 1 | 100 | Garage | 104134 | Garage | 0.00037892
Garage door opener | Incandescent |  | Standard A Lamp | 1 | 100 | Garage | 104134 | Garage | 0.00037892
Architectural | Incandescent |  | Standard A Lamp | 1 | 60 | Garage | 104134 | Garage | 0.00037892
Architectural | Compact Fluorescent |  | Twist | 1 | 7 | Garage | 104134 | Garage | 0.00037892
Table | Incandescent |  | Standard A Lamp | 1 | 75 | Garage | 104134 | Garage | 0.00037892
Ceiling Fixture | Incandescent |  | Standard A Lamp | 5 | 60 | Dining Room | 104135 | Dining Room | 0.00037892
Ceiling Fixture | Incandescent |  | Standard A Lamp | 1 | 60 | Hall | 104136 | Hall | 0.00037892
Ceiling Fixture | Incandescent |  | Standard A Lamp | 1 | 75 | Kitchen | 104137 | Kitchen | 0.00037892
Other | Incandescent |  | Standard A Lamp | 2 | 40 | Kitchen | 104137 | Kitchen | 0.00037892
Other | Incandescent |  | Standard A Lamp | 1 | 60 | Laundry Room | 104138 | Laundry Room | 0.00037892
Table | Incandescent |  | Standard A Lamp | 1 | 60 | Living Room | 104139 | Living Room | 0.00037892
Table | Compact Fluorescent |  | Twist | 1 | 25 | Living Room | 104139 | Living Room | 0.00037892
Floor lamp | Incandescent |  | Standard A Lamp | 1 | 100 | Living Room | 104139 | Living Room | 0.00037892
Floor lamp | Compact Fluorescent |  | Twist | 1 | 27 | Living Room | 104139 | Living Room | 0.00037892
Ceiling Fixture | Compact Fluorescent |  | Twist | 2 | 15 | Dining Room | 104211 | Dining Room | 0.000364
Table | Compact Fluorescent |  | Twist | 1 | 15 | Dining Room | 104211 | Dining Room | 0.000364
Ceiling Fixture | Compact Fluorescent |  | Twist | 1 | 15 | Bedroom | 104212 | Bedroom | 0.000364
Table | Compact Fluorescent |  | Twist | 1 | 15 | Bedroom | 104212 | Bedroom | 0.000364
Ceiling Fixture | Compact Fluorescent |  | Twist | 1 | 15 | Bedroom | 104213 | Bedroom | 0.000364
Table | Incandescent |  | Standard A Lamp | 1 | 60 | Bedroom | 104213 | Bedroom | 0.000364
Ceiling Fan | Compact Fluorescent |  | Twist | 1 | 15 | Bedroom | 104214 | Bedroom | 0.000364
Table | Compact Fluorescent |  | Twist | 1 | 15 | Bedroom | 104214 | Bedroom | 0.000364
Floor lamp | Compact Fluorescent |  | Twist | 1 | 15 | Bedroom | 104214 | Bedroom | 0.000364
Wall Mount | Incandescent |  | Clear | 2 | 60 | Bathroom | 104215 | Bathroom | 0.000364
Recessed Can | Incandescent |  | Reflector | 1 | 65 | Bathroom | 104215 | Bathroom | 0.000364
Recessed Can | Incandescent |  | Reflector | 1 | 65 | Kitchen | 104216 | Kitchen | 0.000364
Ceiling Fixture | Compact Fluorescent |  | Twist | 1 | 15 | Kitchen | 104216 | Kitchen | 0.000364
Recessed Can | Incandescent |  | Reflector | 1 | 65 | Closet | 104217 | Closet | 0.000364
Wall Mount | Compact Fluorescent |  | Twist | 1 | 15 | Other | 104218 | Other | 0.000364
Ceiling Fixture | Compact Fluorescent |  | Twist | 1 | 15 | Hall | 104219 | Hall | 0.000364
Ceiling Fixture | Compact Fluorescent |  | Twist | 1 | 15 | Laundry Room | 1042110 | Laundry Room | 0.000364
Floor lamp | Compact Fluorescent |  | Twist | 1 | 15 | Laundry Room | 1042110 | Laundry Room | 0.000364
Floor lamp | Incandescent |  | Mini base | 3 | 40 | Laundry Room | 1042110 | Laundry Room | 0.000364
Ceiling Fixture | Compact Fluorescent |  | Twist | 1 | 15 | Hall | 1042111 | Hall | 0.000364
Wall Mount | Compact Fluorescent |  | Globe | 4 | 15 | Bathroom | 1042112 | Bathroom | 0.000364
Ceiling Fixture | Incandescent |  | Heat Lamp | 1 | 250 | Bathroom | 1042112 | Bathroom | 0.000364
Wall Mount | Incandescent |  | Globe | 4 | 40 | Bathroom | 104251 | Bathroom | 0.0012318
Chandelier (Hanging) | Incandescent |  | Standard A Lamp | 5 | 100 | Dining Room | 104252 | Dining Room | 0.0012318
Ceiling Fixture | Incandescent |  | Standard A Lamp | 1 | 60 | Closet | 104253 | Closet | 0.0012318
Ceiling Fixture | Incandescent |  | Standard A Lamp | 1 | 100 | Family Room | 104254 | Family Room | 0.0012318
Wall Mount | Incandescent |  | Standard A Lamp | 1 | 60 | Family Room | 104254 | Family Room | 0.0012318
Ceiling Fixture | Incandescent |  | Standard A Lamp | 1 | 60 | Garage | 104255 | Garage | 0.0012318
Garage door opener | Incandescent |  | Standard A Lamp | 2 | 60 | Garage | 104255 | Garage | 0.0012318
Wall Mount | Incandescent |  | Globe | 7 | 40 | Bathroom | 104256 | Bathroom | 0.0012318
Recessed Can | Incandescent |  | Reflector | 1 | 150 | Hall | 104257 | Hall | 0.0012318
Ceiling Fixture | Incandescent |  | Mini base | 4 | 40 | Hall | 104258 | Hall | 0.0012318
Recessed Can | Compact Fluorescent |  | Flood | 1 | 11 | Hall | 104258 | Hall | 0.0012318
Chandelier (Hanging) | Compact Fluorescent |  | Twist | 1 | 15 | Kitchen | 104259 | Kitchen | 0.0012318
Recessed Can | Halogen |  | MR | 1 | 50 | Kitchen | 104259 | Kitchen | 0.0012318
Ceiling Fixture | Incandescent |  | Standard A Lamp | 1 | 100 | Laundry Room | 1042510 | Laundry Room | 0.0012318
Table | Incandescent |  | 3-Way Incandescent | 1 | 100 | Living Room | 1042511 | Living Room | 0.0012318
Table | Incandescent |  | 3-Way Incandescent | 1 | 100 | Living Room | 1042511 | Living Room | 0.0012318
Wall Mount | Compact Fluorescent |  | Globe | 3 | 11 | Bathroom | 1042512 | Bathroom | 0.0012318
Wall Mount | Incandescent |  | Globe | 4 | 40 | Bathroom | 1042512 | Bathroom | 0.0012318
Ceiling Fixture | Incandescent |  | Standard A Lamp | 1 | 100 | Bathroom | 1042512 | Bathroom | 0.0012318
Recessed Can | Incandescent |  | Heat Lamp | 1 | 125 | Bathroom | 1042512 | Bathroom | 0.0012318
Floor lamp | Linear Fluorescent | 48 | T-4 | 1 | 100 | Bedroom | 1042513 | Bedroom | 0.0012318
Other | Incandescent |  | Mini base | 1 | 25 | Bedroom | 1042513 | Bedroom | 0.0012318
Table | Incandescent |  | 3-Way Incandescent | 1 | 100 | Bedroom | 1042513 | Bedroom | 0.0012318
Recessed Can | Incandescent |  | Reflector | 1 | 65 | Family Room | 1042514 | Family Room | 0.0012318
Table | Incandescent |  | Standard A Lamp | 1 | 60 | Family Room | 1042514 | Family Room | 0.0012318
Table | Incandescent |  | 3-Way Incandescent | 1 | 100 | Bedroom | 1042515 | Bedroom | 0.0012318
Wall Mount | Compact Fluorescent |  | Twist | 1 | 15 | Hall | 1042516 | Hall | 0.0012318
Recessed Can | Incandescent |  | Reflector | 1 | 100 | Hall | 1042517 | Hall | 0.0012318
Other | Incandescent |  | Standard A Lamp | 2 | 75 | Bedroom | 1042518 | Bedroom | 0.0012318
Table | Incandescent |  | Decorative | 2 | 25 | Bedroom | 1042518 | Bedroom | 0.0012318
Table | Incandescent |  | Standard A Lamp | 1 | 60 | Bedroom | 1042518 | Bedroom | 0.0012318
Track | Incandescent |  | Clear | 3 | 60 | Family Room | 104301 | Family Room | 0.000364
Floor lamp | Incandescent |  | Clear | 1 | 60 | Family Room | 104301 | Family Room | 0.000364
Ceiling Fixture | Compact Fluorescent |  | Pin base | 3 | 40 | Master Bedroom | 104302 | Master Bedroom | 0.000364
Chandelier (Hanging) | Incandescent |  | Globe | 1 | 100 | Master Bedroom | 104302 | Master Bedroom | 0.000364
Ceiling Fixture | Incandescent |  | Standard A Lamp | 1 | 60 | Closet | 104303 | Closet | 0.000364
Wall Mount | Halogen |  | MR | 4 | 50 | Bathroom | 104304 | Bathroom | 0.000364
Ceiling Fixture | Incandescent |  | Standard A Lamp | 2 | 60 | Hall | 104305 | Hall | 0.000364
Ceiling Fixture | Incandescent |  | Standard A Lamp | 1 | 60 | Garage | 104306 | Garage | 0.000364
Ceiling Fixture | Linear Fluorescent | 48 | T-12 | 2 | 40 | Garage | 104306 | Garage | 0.000364
Garage door opener | Incandescent |  | Standard A Lamp | 2 | 40 | Garage | 104306 | Garage | 0.000364
Chandelier (Hanging) | Incandescent |  | Standard A Lamp | 5 | 60 | Living Room | 104307 | Living Room | 0.000364
Ceiling Fixture | Linear Fluorescent | 48 | T-12 | 2 | 40 | Kitchen | 104308 | Kitchen | 0.000364
Ceiling Fixture | Linear Fluorescent | 24 | T-12 | 1 | 25 | Kitchen | 104308 | Kitchen | 0.000364
Ceiling Fixture | Incandescent |  | Standard A Lamp | 2 | 60 | Laundry Room | 104309 | Laundry Room | 0.000364
Recessed Can | Incandescent |  | Reflector | 1 | 65 | Living Room | 1043010 | Living Room | 0.000364
Recessed Can | Incandescent |  | Standard A Lamp | 1 | 60 | Hall | 1043011 | Hall | 0.000364
Wall Mount | Incandescent |  | Decorative | 1 | 40 | Hall | 1043011 | Hall | 0.000364
Wall Mount | Incandescent |  | Globe | 6 | 60 | Bathroom | 1043012 | Bathroom | 0.000364
Ceiling Fixture | Halogen |  | MR | 4 | 50 | Office | 1043013 | Office | 0.000364
Ceiling Fixture | Incandescent |  | Globe | 3 | 60 | Bedroom | 1043014 | Bedroom | 0.000364
Ceiling Fixture | Incandescent |  | Standard A Lamp | 2 | 60 | Family Room | 104351 | Family Room | 0.00037892
Floor lamp | Halogen |  | MR | 1 | 35 | Family Room | 104351 | Family Room | 0.00037892
Floor lamp | Incandescent |  | Standard A Lamp | 1 | 60 | Family Room | 104351 | Family Room | 0.00037892
Ceiling Fixture | Linear Fluorescent | 48 | T-12 | 1 | 40 | Bathroom | 104352 | Bathroom | 0.00037892
Chandelier (Hanging) | Incandescent |  | Standard A Lamp | 1 | 60 | Other | 104353 | Other | 0.00037892
Ceiling Fixture | Incandescent |  | Standard A Lamp | 2 | 60 | Family Room | 104354 | Family Room | 0.00037892
Ceiling Fixture | Incandescent |  | Standard A Lamp | 1 | 60 | Family Room | 104354 | Family Room | 0.00037892
Chandelier (Hanging) | Incandescent |  | Standard A Lamp | 1 | 60 | Dining Room | 104356 | Dining Room | 0.00037892
Ceiling Fixture | Incandescent |  | Globe | 4 | 40 | Hall | 104357 | Hall | 0.00037892
Garage door opener | Incandescent |  | Standard A Lamp | 1 | 100 | Garage | 104358 | Garage | 0.00037892
Other | Incandescent |  | Standard A Lamp | 1 | 60 | Garage | 104358 | Garage | 0.00037892
Ceiling Fixture | Incandescent |  | Standard A Lamp | 2 | 60 | Hall | 104359 | Hall | 0.00037892
Wall Mount | Halogen |  | Quartz Tube | 3 | 100 | Bathroom | 1043510 | Bathroom | 0.00037892
Chandelier (Hanging) | Incandescent |  | Standard A Lamp | 3 | 60 | Kitchen | 1043511 | Kitchen | 0.00037892
Ceiling Fixture | Incandescent |  | Standard A Lamp | 2 | 60 | Kitchen | 1043511 | Kitchen | 0.00037892
Other | Linear Fluorescent | 18 | Fluorescent Other | 1 | 16 | Kitchen | 1043511 | Kitchen | 0.00037892
Recessed Can | Incandescent |  | Standard A Lamp | 1 | 60 | Kitchen | 1043511 | Kitchen | 0.00037892
Ceiling Fixture | Linear Fluorescent | 48 | T-12 | 2 | 40 | Other | 1043512 | Other | 0.00037892
Table | Incandescent |  | Standard A Lamp | 1 | 60 | Living Room | 1043513 | Living Room | 0.00037892
Torchiere | Incandescent |  | Standard A Lamp | 1 | 60 | Living Room | 1043513 | Living Room | 0.00037892
Table | Incandescent |  | Standard A Lamp | 1 | 100 | Living Room | 1043513 | Living Room | 0.00037892
Wall Mount | Halogen |  | Quartz Tube | 2 | 100 | Bathroom | 1043514 | Bathroom | 0.00037892
Ceiling Fixture | Compact Fluorescent |  | Pin base | 1 | 15 | Bathroom | 1043514 | Bathroom | 0.00037892
Recessed Can | Incandescent |  | Standard A Lamp | 1 | 60 | Hall | 1043515 | Hall | 0.00037892
Ceiling Fixture | Incandescent |  | Standard A Lamp | 1 | 60 | Master Bedroom | 1043516 | Master Bedroom | 0.00037892
Table | Incandescent |  | Standard A Lamp | 2 | 60 | Master Bedroom | 1043516 | Master Bedroom | 0.00037892
Table | Incandescent |  | 3-Way Incandescent | 1 | 150 | Master Bedroom | 1043516 | Master Bedroom | 0.00037892
Ceiling Fixture | Incandescent |  | Standard A Lamp | 1 | 60 | Bedroom | 1043517 | Bedroom | 0.00037892
Ceiling Fixture | Incandescent |  | Standard A Lamp | 2 | 60 | Bedroom | 1043518 | Bedroom | 0.00037892
Table | Compact Fluorescent |  | Straight Tube | 1 | 15 | Bedroom | 1043518 | Bedroom | 0.00037892
Floor lamp | Compact Fluorescent |  | Twist | 3 | 7 | Bedroom | 104591 | Bedroom | 0.00037892
Ceiling Fixture | Halogen |  |  | 1 | 75 | Bedroom | 104592 | Bedroom | 0.00037892
Ceiling Fixture | Linear Fluorescent | 48 | T-8 | 2 | 32 | Other | 104593 | Other | 0.00037892
Ceiling Fixture | Compact Fluorescent |  | Twist | 2 | 15 | Bathroom | 104594 | Bathroom | 0.00037892
Wall Mount | Compact Fluorescent |  | Twist | 3 | 7 | Bathroom | 104594 | Bathroom | 0.00037892
Chandelier (Hanging) | Compact Fluorescent |  | Twist | 5 | 15 | Dining Room | 104595 | Dining Room | 0.00037892
Wall Mount | Incandescent |  | Reflector | 1 | 100 | Dining Room | 104595 | Dining Room | 0.00037892
Ceiling Fixture | Linear Fluorescent | 48 | T-8 | 2 | 32 | Kitchen | 104596 | Kitchen | 0.00037892
Ceiling Fixture | Compact Fluorescent |  | Twist | 2 | 15 | Hall | 104597 | Hall | 0.00037892
Table | Incandescent |  | Mini base | 1 | 25 | Hall | 104597 | Hall | 0.00037892
Ceiling Fixture | Compact Fluorescent |  | Twist | 3 | 15 | Living Room | 104598 | Living Room | 0.00037892
Ceiling Fixture | Compact Fluorescent |  | Twist | 2 | 15 | Hall | 104599 | Hall | 0.00037892
Ceiling Fan | Compact Fluorescent |  | Twist | 2 | 15 | Master Bedroom | 1045910 | Master Bedroom | 0.00037892
Wall Mount | Other | 50 | LED Interior | 1 | 15 | Master Bedroom | 1045910 | Master Bedroom | 0.00037892
Wall Mount | Compact Fluorescent |  | Twist | 1 | 15 | Master Bedroom | 1045910 | Master Bedroom | 0.00037892
Ceiling Fixture | Compact Fluorescent |  | Twist | 2 | 15 | Bedroom | 1045911 | Bedroom | 0.00037892
Torchiere | Halogen |  | Quartz Tube | 1 | 150 | Living Room | 104621 | Living Room | 0.00037892
Table | Incandescent |  | 3-Way Incandescent | 1 | 100 | Living Room | 104621 | Living Room | 0.00037892
Recessed Can | Incandescent |  | Clear | 1 | 65 | Living Room | 104622 | Living Room | 0.00037892
Floor lamp | Incandescent |  | Standard A Lamp | 1 | 60 | Living Room | 104622 | Living Room | 0.00037892
Recessed Can | Incandescent |  | Reflector | 1 | 65 | Hall | 104623 | Hall | 0.00037892
Ceiling Fixture | Incandescent |  | Standard A Lamp | 2 | 60 | Bedroom | 104624 | Bedroom | 0.00037892
Table | Incandescent |  | Standard A Lamp | 1 | 60 | Bedroom | 104624 | Bedroom | 0.00037892
Recessed Can | Incandescent |  | Reflector | 1 | 65 | Bathroom | 104626 | Bathroom | 0.00037892
Wall Mount | Incandescent |  | Globe | 5 | 40 | Bathroom | 104626 | Bathroom | 0.00037892
Ceiling Fixture | Incandescent |  | Standard A Lamp | 2 | 60 | Bathroom | 104626 | Bathroom | 0.00037892
Recessed Can | Incandescent |  | Reflector | 1 | 65 | Master Bedroom | 104627 | Master Bedroom | 0.00037892
Table | Incandescent |  | Standard A Lamp | 1 | 60 | Master Bedroom | 104627 | Master Bedroom | 0.00037892
Recessed Can | Incandescent |  | Reflector | 1 | 65 | Hall | 104628 | Hall | 0.00037892
Ceiling Fixture | Compact Fluorescent |  | Twist | 2 | 15 | Closet | 104629 | Closet | 0.00037892
Ceiling Fixture | Incandescent |  | Standard A Lamp | 2 | 60 | Bedroom | 1046211 | Bedroom | 0.00037892
Table | Incandescent |  | Standard A Lamp | 1 | 60 | Bedroom | 1046211 | Bedroom | 0.00037892
Chandelier (Hanging) | Incandescent |  | Standard A Lamp | 6 | 60 | Dining Room | 1046212 | Dining Room | 0.00037892
Wall Mount | Incandescent |  | Globe | 4 | 40 | Bathroom | 1046213 | Bathroom | 0.00037892
Ceiling Fixture | Incandescent |  | Standard A Lamp | 2 | 60 | Office | 1046214 | Office | 0.00037892
Floor lamp | Incandescent |  | 3-Way Incandescent | 1 | 100 | Office | 1046214 | Office | 0.00037892
Ceiling Fixture | Incandescent |  | Standard A Lamp | 1 | 60 | Garage | 1046215 | Garage | 0.00037892
Garage door opener | Incandescent |  | Standard A Lamp | 1 | 40 | Garage | 1046215 | Garage | 0.00037892
Wall Mount | Incandescent |  | Standard A Lamp | 4 | 40 | Garage | 1046215 | Garage | 0.00037892
Ceiling Fixture | Compact Fluorescent |  | A shape bulb | 2 | 22 | Hall | 1046216 | Hall | 0.00037892
Wall Mount | Incandescent |  | Globe | 4 | 40 | Bathroom | 1046217 | Bathroom | 0.00037892
Ceiling Fixture | Compact Fluorescent |  | Twist | 2 | 15 | Laundry Room | 1046218 | Laundry Room | 0.00037892
Recessed Can | Incandescent |  | Reflector | 1 | 65 | Kitchen | 1046219 | Kitchen | 0.00037892
Chandelier (Hanging) | Incandescent |  | Standard A Lamp | 3 | 60 | Kitchen | 1046219 | Kitchen | 0.00037892
Recessed Can | Incandescent |  | Reflector | 1 | 65 | Family Room | 1046220 | Family Room | 0.00037892
Ceiling Fixture | Incandescent |  | Standard A Lamp | 1 | 60 | Closet | 1046221 | Closet | 0.00037892
Chandelier (Hanging) | Incandescent |  | Standard A Lamp | 3 | 60 | Hall | 1046222 | Hall | 0.00037892
Table | Incandescent |  | Standard A Lamp | 1 | 40 | Living Room | 104661 | Living Room | 0.000364
Ceiling Fixture | Compact Fluorescent |  | Twist | 1 | 22 | Bedroom | 104662 | Bedroom | 0.000364
Ceiling Fixture | Compact Fluorescent |  | Twist | 1 | 15 | Closet | 104663 | Closet | 0.000364
Ceiling Fixture | Incandescent |  | Standard A Lamp | 3 | 40 | Hall | 104664 | Hall | 0.000364
Ceiling Fixture | Linear Fluorescent | 48 | T-12 | 1 | 40 | Kitchen | 104665 | Kitchen | 0.000364
Ceiling Fixture | Compact Fluorescent |  | Twist | 1 | 15 | Laundry Room | 104666 | Laundry Room | 0.000364
Ceiling Fixture | Incandescent |  | Standard A Lamp | 2 | 60 | Bedroom | 104667 | Bedroom | 0.000364
Ceiling Fixture | Compact Fluorescent |  | Twist | 1 | 15 | Hall | 104668 | Hall | 0.000364
Ceiling Fixture | Incandescent |  | Standard A Lamp | 2 | 40 | Master Bedroom | 104669 | Master Bedroom | 0.000364
Ceiling Fixture | Compact Fluorescent |  | Twist | 1 | 15 | Closet | 1046610 | Closet | 0.000364
Ceiling Fixture | Incandescent |  | Standard A Lamp | 1 | 40 | Bathroom | 1046611 | Bathroom | 0.000364
Wall Mount | Incandescent |  | Globe | 4 | 40 | Bathroom | 1046611 | Bathroom | 0.000364
Ceiling Fixture | Linear Fluorescent | 48 | T-12 | 2 | 40 | Garage | 104761 | Garage | 0.0012318
Ceiling Fixture | Incandescent |  | Standard A Lamp | 1 | 40 | Closet | 104762 | Closet | 0.0012318
Ceiling Fixture | Compact Fluorescent |  | Twist | 1 | 22 | Bedroom | 104763 | Bedroom | 0.0012318
Ceiling Fixture | Incandescent |  | Standard A Lamp | 1 | 60 | Closet | 104764 | Closet | 0.0012318
Wall Mount | Incandescent |  | Globe | 3 | 40 | Bathroom | 104765 | Bathroom | 0.0012318
Table | Incandescent |  | Standard A Lamp | 1 | 100 | Bedroom | 104766 | Bedroom | 0.0012318
Ceiling Fixture | Incandescent |  | Standard A Lamp | 2 | 60 | Bedroom | 104766 | Bedroom | 0.0012318
Chandelier (Hanging) | Compact Fluorescent |  | Twist | 5 | 15 | Dining Room | 104767 | Dining Room | 0.0012318
Ceiling Fixture | Compact Fluorescent |  | Twist | 1 | 15 | Kitchen | 104768 | Kitchen | 0.0012318
Ceiling Fixture | Linear Fluorescent | 48 | T-12 | 2 | 40 | Kitchen | 104768 | Kitchen | 0.0012318
Table | Incandescent |  | Standard A Lamp | 2 | 75 | Living Room | 104769 | Living Room | 0.0012318
Table | Incandescent |  | Decorative | 2 | 60 | Living Room | 104769 | Living Room | 0.0012318
Floor lamp | Incandescent |  | 3-Way Incandescent | 1 | 100 | Living Room | 104769 | Living Room | 0.0012318
Track | Halogen |  | MR | 6 | 50 | Hall | 1047610 | Hall | 0.0012318
Ceiling Fixture | Incandescent |  | Standard A Lamp | 1 | 40 | Hall | 1047610 | Hall | 0.0012318
Wall Mount | Incandescent |  | Globe | 8 | 40 | Bathroom | 1047611 | Bathroom | 0.0012318
Ceiling Fixture | Incandescent |  | Decorative | 2 | 60 | Master Bedroom | 1047612 | Master Bedroom | 0.0012318
Table | Incandescent |  | Standard A Lamp | 1 | 100 | Master Bedroom | 1047612 | Master Bedroom | 0.0012318
Table | Incandescent |  | Standard A Lamp | 1 | 60 | Master Bedroom | 1047612 | Master Bedroom | 0.0012318
Ceiling Fixture | Compact Fluorescent |  | Twist | 1 | 15 | Bedroom | 104861 | Bedroom | 0.0017229
Table | Compact Fluorescent |  | Twist | 1 | 15 | Bedroom | 104861 | Bedroom | 0.0017229
Wall Mount | Compact Fluorescent |  | Twist | 1 | 15 | Bedroom | 104862 | Bedroom | 0.0017229
Ceiling Fixture | Linear Fluorescent | 48 | T-12 | 2 | 40 | Laundry Room | 104863 | Laundry Room | 0.0017229
Ceiling Fixture | Compact Fluorescent |  | Twist | 1 | 15 | Laundry Room | 104863 | Laundry Room | 0.0017229
Wall Mount | Compact Fluorescent |  | Twist | 1 | 22 | Bathroom | 104864 | Bathroom | 0.0017229
Ceiling Fixture | Incandescent |  | Standard A Lamp | 2 | 75 | Bedroom | 104865 | Bedroom | 0.0017229
Ceiling Fixture | Compact Fluorescent |  | Twist | 1 | 15 | Bedroom | 104866 | Bedroom | 0.0017229
Ceiling Fixture | Compact Fluorescent |  | Twist | 1 | 15 | Bedroom | 104867 | Bedroom | 0.0017229
Ceiling Fixture | Compact Fluorescent |  | Twist | 1 | 15 | Bedroom | 104868 | Bedroom | 0.0017229
Table | Incandescent |  | Standard A Lamp | 2 | 40 | Bedroom | 104868 | Bedroom | 0.0017229
Ceiling Fan | Compact Fluorescent |  | Twist | 3 | 22 | Dining Room | 104869 | Dining Room | 0.0017229
Ceiling Fixture | Incandescent |  | Standard A Lamp | 1 | 75 | Hall | 1048610 | Hall | 0.0017229
Ceiling Fixture | Incandescent |  | Standard A Lamp | 1 | 60 | Kitchen | 1048611 | Kitchen | 0.0017229
Ceiling Fixture | Compact Fluorescent |  | Twist | 1 | 15 | Kitchen | 1048611 | Kitchen | 0.0017229
Torchiere | Halogen |  | Quartz Tube | 1 | 150 | Living Room | 1048612 | Living Room | 0.0017229
Ceiling Fixture | Incandescent |  | Decorative | 1 | 40 | Hall | 1048613 | Hall | 0.0017229
Ceiling Fixture | Compact Fluorescent |  | Twist | 1 | 15 | Hall | 1048613 | Hall | 0.0017229
Wall Mount | Incandescent |  | Standard A Lamp | 4 | 60 | Bathroom | 104901 | Bathroom | 0.0012318
Ceiling Fixture | Incandescent |  | Standard A Lamp | 1 | 40 | Bathroom | 104901 | Bathroom | 0.0012318
Ceiling Fixture | Compact Fluorescent |  | Twist | 3 | 15 | Bedroom | 104902 | Bedroom | 0.0012318
Table | Compact Fluorescent |  | Twist | 1 | 14 | Bedroom | 104902 | Bedroom | 0.0012318
Table | Incandescent |  | Clear | 1 | 40 | Bedroom | 104903 | Bedroom | 0.0012318
Ceiling Fixture | Incandescent |  | Standard A Lamp | 2 | 60 | Bedroom | 104903 | Bedroom | 0.0012318
Ceiling Fixture | Compact Fluorescent |  | Twist | 1 | 15 | Other | 104904 | Other | 0.0012318
Chandelier (Hanging) | Incandescent |  | Standard A Lamp | 4 | 60 | Dining Room | 104905 | Dining Room | 0.0012318
Wall Mount | Compact Fluorescent |  | Twist | 1 | 15 | Hall | 104906 | Hall | 0.0012318
Track | Halogen |  | MR | 4 | 25 | Kitchen | 104907 | Kitchen | 0.0012318
Track | Halogen |  | MR | 3 | 30 | Laundry Room | 104908 | Laundry Room | 0.0012318
Floor lamp | Compact Fluorescent |  | Twist | 1 | 22 | Living Room | 104909 | Living Room | 0.0012318
Ceiling Fixture | Compact Fluorescent |  | Twist | 1 | 23 | Bedroom | 104911 | Bedroom | 0.000364
Table | Compact Fluorescent |  | Twist | 1 | 13 | Bedroom | 104911 | Bedroom | 0.000364
Wall Mount | Compact Fluorescent |  | Twist | 2 | 13 | Bathroom | 104912 | Bathroom | 0.000364
Ceiling Fixture | Compact Fluorescent |  | Twist | 3 | 23 | Kitchen | 104913 | Kitchen | 0.000364
Ceiling Fixture | Compact Fluorescent |  | Twist | 1 | 23 | Bedroom | 104914 | Bedroom | 0.000364
Table | Incandescent |  | Mini base | 3 | 40 | Bedroom | 104914 | Bedroom | 0.000364
Wall Mount | Compact Fluorescent |  | Twist | 1 | 23 | Hall | 104915 | Hall | 0.000364
Ceiling Fixture | Compact Fluorescent |  | Twist | 2 | 23 | Dining Room | 104917 | Dining Room | 0.000364
Ceiling Fixture | Compact Fluorescent |  | Twist | 1 | 23 | Laundry Room | 104918 | Laundry Room | 0.000364
Floor lamp | Halogen |  | Quartz Tube | 1 | 300 | Living Room | 104919 | Living Room | 0.000364
Ceiling Fixture | Compact Fluorescent |  | Twist | 2 | 23 | Bedroom | 1049110 | Bedroom | 0.000364
Table | Compact Fluorescent |  | Twist | 1 | 13 | Bedroom | 1049110 | Bedroom | 0.000364
Floor lamp | Compact Fluorescent |  | Twist | 1 | 23 | Bedroom | 1049110 | Bedroom | 0.000364
Ceiling Fixture | Compact Fluorescent |  | Twist | 1 | 22 | Other | 1049111 | Other | 0.000364
Ceiling Fixture | Incandescent |  | Standard A Lamp | 1 | 75 | Bathroom | 104931 | Bathroom | 0.00037892
Ceiling Fixture | Incandescent |  | Standard A Lamp | 1 | 60 | Bathroom | 104932 | Bathroom | 0.00037892
Ceiling Fixture | Incandescent |  | Standard A Lamp | 2 | 60 | Bedroom | 104933 | Bedroom | 0.00037892
Table | Incandescent |  | Standard A Lamp | 1 | 60 | Bedroom | 104933 | Bedroom | 0.00037892
Architectural | Incandescent |  | Standard A Lamp | 1 | 75 | Closet | 104934 | Closet | 0.00037892
Track | Halogen |  | MR | 4 | 75 | Dining Room | 104935 | Dining Room | 0.00037892
Table | Incandescent |  | Standard A Lamp | 1 | 40 | Dining Room | 104935 | Dining Room | 0.00037892
Low bay | Linear Fluorescent | 47 | T-12 | 2 | 40 | Family Room | 104936 | Family Room | 0.00037892
Garage door opener | Incandescent |  | Standard A Lamp | 1 | 60 | Garage | 104937 | Garage | 0.00037892
Low bay | Linear Fluorescent | 46 | T-12 | 2 | 40 | Garage | 104938 | Garage | 0.00037892
Track | Linear Fluorescent | 48 | T-12 | 2 | 40 | Hall | 104939 | Hall | 0.00037892
Ceiling Fixture | Incandescent |  | Standard A Lamp | 1 | 60 | Hall | 1049310 | Hall | 0.00037892
Ceiling Fixture | Incandescent |  | Standard A Lamp | 2 | 60 | Bedroom | 1049311 | Bedroom | 0.00037892
Low bay | Linear Fluorescent | 47 | T-12 | 2 | 40 | Kitchen | 1049312 | Kitchen | 0.00037892
Floor lamp | Compact Fluorescent |  | Twist | 1 | 13 | Living Room | 1049313 | Living Room | 0.00037892
Ceiling Fixture | Incandescent |  | Standard A Lamp | 1 | 60 | Bathroom | 1049314 | Bathroom | 0.00037892
Floor lamp | Compact Fluorescent |  | Twist | 1 | 23 | Master Bedroom | 1049315 | Master Bedroom | 0.00037892
Table | Incandescent |  | Standard A Lamp | 1 | 60 | Master Bedroom | 1049315 | Master Bedroom | 0.00037892
Chandelier (Hanging) | Incandescent |  | Standard A Lamp | 1 | 60 | Other | 1049316 | Other | 0.00037892
Ceiling Fixture | Incandescent |  | Mini base | 3 | 40 | Hall | 1049317 | Hall | 0.00037892
Wall Mount | Compact Fluorescent |  | Twist | 1 | 15 | Bathroom | 104961 | Bathroom | 0.00028601
Ceiling Fixture | Compact Fluorescent |  | Twist | 1 | 15 | Bedroom | 104962 | Bedroom | 0.00028601
Ceiling Fixture | Compact Fluorescent |  | Twist | 1 | 15 | Kitchen | 104963 | Kitchen | 0.00028601
Ceiling Fixture | Compact Fluorescent |  | Twist | 1 | 15 | Living Room | 104964 | Living Room | 0.00028601
Ceiling Fixture | Compact Fluorescent |  | Twist | 2 | 15 | Master Bedroom | 104965 | Master Bedroom | 0.00028601
Wall Mount | Compact Fluorescent |  | Twist | 2 | 15 | Other | 104966 | Other | 0.00028601
Ceiling Fixture | Compact Fluorescent |  | Twist | 1 | 15 | Bedroom | 104967 | Bedroom | 0.00028601
Ceiling Fixture | Compact Fluorescent |  | Twist | 1 | 15 | Laundry Room | 104968 | Laundry Room | 0.00028601
Ceiling Fixture | Incandescent |  | Standard A Lamp | 3 | 100 | Kitchen | 105101 | Kitchen | 0.000364
Ceiling Fixture | Compact Fluorescent |  | Twist | 3 | 23 | Kitchen | 105101 | Kitchen | 0.000364
Ceiling Fixture | Incandescent |  | Standard A Lamp | 1 | 60 | Closet | 105102 | Closet | 0.000364
Wall Mount | Incandescent |  | Standard A Lamp | 2 | 75 | Bathroom | 105103 | Bathroom | 0.000364
Ceiling Fixture | Incandescent |  | Standard A Lamp | 1 | 100 | Hall | 105104 | Hall | 0.000364
Wall Mount | Incandescent |  | Standard A Lamp | 3 | 40 | Bathroom | 105105 | Bathroom | 0.000364
Ceiling Fixture | Incandescent |  | Standard A Lamp | 1 | 60 | Closet | 105106 | Closet | 0.000364
Ceiling Fixture | Linear Fluorescent | 48 | T-12 | 2 | 34 | Other | 105107 | Other | 0.000364
Ceiling Fixture | Compact Fluorescent |  | Twist | 2 | 23 | Bedroom | 105108 | Bedroom | 0.000364
Ceiling Fixture | Linear Fluorescent | 48 | T-12 | 1 | 34 | Office | 105109 | Office | 0.000364
Ceiling Fixture | Linear Fluorescent | 48 | T-12 | 3 | 34 | Garage | 1051010 | Garage | 0.000364
Chandelier (Hanging) | Incandescent |  | Mini base | 6 | 40 | Dining Room | 1051011 | Dining Room | 0.000364
Table | Incandescent |  | Standard A Lamp | 1 | 200 | Living Room | 1051012 | Living Room | 0.000364
Wall Mount | Compact Fluorescent |  | Twist | 1 | 23 | Bathroom | 1051013 | Bathroom | 0.000364
Ceiling Fixture | Incandescent |  | Standard A Lamp | 1 | 100 | Family Room | 1051014 | Family Room | 0.000364
Wall Mount | Incandescent |  | Standard A Lamp | 1 | 100 | Family Room | 1051014 | Family Room | 0.000364
Ceiling Fixture | Incandescent |  | Standard A Lamp | 1 | 60 | Laundry Room | 1051015 | Laundry Room | 0.000364
Ceiling Fixture | Incandescent |  | Standard A Lamp | 2 | 100 | Hall | 1051016 | Hall | 0.000364
Ceiling Fixture | Incandescent |  | Standard A Lamp | 2 | 100 | Other | 1051017 | Other | 0.000364
Table | Incandescent |  | Standard A Lamp | 1 | 200 | Other | 1051017 | Other | 0.000364
Ceiling Fixture | Incandescent |  | Standard A Lamp | 2 | 100 | Master Bedroom | 1051018 | Master Bedroom | 0.000364
Table | Incandescent |  | Standard A Lamp | 1 | 60 | Master Bedroom | 1051018 | Master Bedroom | 0.000364
Table | Compact Fluorescent |  | Twist | 1 | 23 | Master Bedroom | 1051018 | Master Bedroom | 0.000364
Ceiling Fixture | Compact Fluorescent |  | Twist | 1 | 15 | Kitchen | 105141 | Kitchen | 0.00037892
Ceiling Fixture | Incandescent |  | Standard A Lamp | 1 | 60 | Other | 105142 | Other | 0.00037892
Floor lamp | Compact Fluorescent |  | Twist | 3 | 28 | Living Room | 105143 | Living Room | 0.00037892
Table | Compact Fluorescent |  | Twist | 1 | 15 | Living Room | 105143 | Living Room | 0.00037892
Floor lamp | Compact Fluorescent |  | Twist | 3 | 15 | Living Room | 105143 | Living Room | 0.00037892
Table | Compact Fluorescent |  | Twist | 1 | 15 | Bedroom | 105144 | Bedroom | 0.00037892
Table | Incandescent |  | Mini base | 2 | 25 | Bedroom | 105144 | Bedroom | 0.00037892
Ceiling Fixture | Compact Fluorescent |  | Twist | 2 | 15 | Bedroom | 105144 | Bedroom | 0.00037892
Wall Mount | Compact Fluorescent |  | Twist | 1 | 15 | Bathroom | 105145 | Bathroom | 0.00037892
Ceiling Fixture | Incandescent |  | Standard A Lamp | 2 | 60 | Bedroom | 105146 | Bedroom | 0.00037892
Ceiling Fixture | Compact Fluorescent |  | Twist | 1 | 15 | Hall | 105147 | Hall | 0.00037892
Ceiling Fixture | Linear Fluorescent | 48 | T-4 | 2 | 40 | Garage | 105148 | Garage | 0.00037892
Ceiling Fixture | Incandescent |  | Standard A Lamp | 1 | 40 | Garage | 105148 | Garage | 0.00037892
Torchiere | Incandescent |  | Standard A Lamp | 2 | 75 | Bedroom | 105161 | Bedroom | 0.0017229
Wall Mount | Incandescent |  | Standard A Lamp | 3 | 60 | Bathroom | 105162 | Bathroom | 0.0017229
Ceiling Fixture | Incandescent |  | Standard A Lamp | 2 | 40 | Bathroom | 105162 | Bathroom | 0.0017229
Ceiling Fan | Incandescent |  | Decorative | 4 | 40 | Dining Room | 105163 | Dining Room | 0.0017229
Floor lamp | Compact Fluorescent |  | Twist | 1 | 23 | Dining Room | 105163 | Dining Room | 0.0017229
Ceiling Fixture | Linear Fluorescent | 48 | T-12 | 2 | 25 | Garage | 105164 | Garage | 0.0017229
Ceiling Fixture | Linear Fluorescent | 48 | T-8 | 2 | 32 | Garage | 105164 | Garage | 0.0017229
Ceiling Fixture | Incandescent |  | Standard A Lamp | 1 | 60 | Hall | 105165 | Hall | 0.0017229
Ceiling Fixture | Linear Fluorescent | 48 | T-12 | 2 | 25 | Kitchen | 105166 | Kitchen | 0.0017229
Floor lamp | Incandescent |  | Standard A Lamp | 1 | 75 | Living Room | 105167 | Living Room | 0.0017229
Ceiling Fixture | Incandescent |  | Standard A Lamp | 2 | 75 | Bedroom | 105168 | Bedroom | 0.0017229
Torchiere | Halogen |  | Quartz Tube | 1 | 100 | Bedroom | 105169 | Bedroom | 0.0017229
Wall Mount | Compact Fluorescent |  | Twist | 2 | 13 | Bathroom | 105181 | Bathroom | 0.0012318
Wall Mount | Incandescent |  | Standard A Lamp | 4 | 60 | Bathroom | 105182 | Bathroom | 0.0012318
Recessed Can | Compact Fluorescent |  | Pin base | 1 | 13 | Bathroom | 105182 | Bathroom | 0.0012318
Ceiling Fixture | Compact Fluorescent | 18 | Circline (Screw Base) | 1 | 15 | Bathroom | 105183 | Bathroom | 0.0012318
Ceiling Fixture | Compact Fluorescent |  | Twist | 2 | 13 | Bedroom | 105184 | Bedroom | 0.0012318
Ceiling Fixture | Incandescent |  | Standard A Lamp | 2 | 60 | Bedroom | 105185 | Bedroom | 0.0012318
Table | Incandescent |  | Standard A Lamp | 1 | 60 | Bedroom | 105185 | Bedroom | 0.0012318
Ceiling Fixture | Incandescent |  | Standard A Lamp | 2 | 60 | Bedroom | 105186 | Bedroom | 0.0012318
Table | Incandescent |  | Standard A Lamp | 1 | 75 | Bedroom | 105186 | Bedroom | 0.0012318
Floor lamp | Incandescent |  | Standard A Lamp | 2 | 60 | Dining Room | 105187 | Dining Room | 0.0012318
Ceiling Fixture | Compact Fluorescent |  | Twist | 2 | 13 | Other | 105188 | Other | 0.0012318
Chandelier (Hanging) | Incandescent |  | Standard A Lamp | 1 | 60 | Other | 105189 | Other | 0.0012318
Table | Incandescent |  | 3-Way Incandescent | 1 | 100 | Family Room | 1051810 | Family Room | 0.0012318
Ceiling Fixture | Linear Fluorescent | 48 | T-8 | 4 | 25 | Garage | 1051811 | Garage | 0.0012318
Ceiling Fixture | Incandescent |  | Standard A Lamp | 2 | 75 | Hall | 1051812 | Hall | 0.0012318
Ceiling Fixture | Incandescent |  | Standard A Lamp | 2 | 60 | Hall | 1051813 | Hall | 0.0012318
Table | Incandescent |  | Standard A Lamp | 1 | 100 | Kitchen | 1051814 | Kitchen | 0.0012318
Ceiling Fixture | Linear Fluorescent | 48 | T-12 | 1 | 40 | Kitchen | 1051814 | Kitchen | 0.0012318
Ceiling Fixture | Compact Fluorescent |  | Twist | 2 | 36 | Laundry Room | 1051815 | Laundry Room | 0.0012318
Ceiling Fixture | Incandescent |  | Standard A Lamp | 16 | 60 | Other | 1051816 | Other | 0.0012318
Ceiling Fixture | Compact Fluorescent |  | Twist | 1 | 13 | Other | 1051817 | Other | 0.0012318
Wall Mount | Incandescent |  | Standard A Lamp | 1 | 60 | Other | 1051818 | Other | 0.0012318
Ceiling Fixture | Incandescent |  | Standard A Lamp | 2 | 60 | Bedroom | 105251 | Bedroom | 0.000364
Table | Compact Fluorescent |  | Straight Tube | 1 | 20 | Bedroom | 105251 | Bedroom | 0.000364
Table | Incandescent |  | Decorative | 1 | 40 | Bedroom | 105251 | Bedroom | 0.000364
Chandelier (Hanging) | Incandescent |  | Standard A Lamp | 3 | 100 | Dining Room | 105252 | Dining Room | 0.000364
Wall Mount | Compact Fluorescent |  | Twist | 2 | 23 | Bathroom | 105253 | Bathroom | 0.000364
Chandelier (Hanging) | Compact Fluorescent |  | Twist | 4 | 23 | Hall | 105254 | Hall | 0.000364
Ceiling Fixture | Compact Fluorescent |  | Twist | 2 | 13 | Hall | 105255 | Hall | 0.000364
Ceiling Fixture | Compact Fluorescent |  | Twist | 3 | 23 | Kitchen | 105256 | Kitchen | 0.000364
Ceiling Fixture | Compact Fluorescent |  | Twist | 1 | 23 | Kitchen | 105256 | Kitchen | 0.000364
Other | Incandescent |  | Mini base | 1 | 25 | Kitchen | 105256 | Kitchen | 0.000364
Ceiling Fixture | Halogen |  | PAR | 3 | 75 | Laundry Room | 105257 | Laundry Room | 0.000364
Floor lamp | Incandescent |  | 3-Way Incandescent | 1 | 100 | Living Room | 105258 | Living Room | 0.000364
Table | Incandescent |  | 3-Way Incandescent | 1 | 100 | Living Room | 105258 | Living Room | 0.000364
Floor lamp | Compact Fluorescent |  | Twist | 1 | 23 | Living Room | 105258 | Living Room | 0.000364
Wall Mount | Incandescent |  | Globe | 4 | 40 | Bathroom | 105259 | Bathroom | 0.000364
Other | Incandescent |  | Colored | 1 | 60 | Master Bedroom | 1052510 | Master Bedroom | 0.000364
Ceiling Fixture | Incandescent |  | Standard A Lamp | 1 | 100 | Master Bedroom | 1052510 | Master Bedroom | 0.000364
Table | Incandescent |  | 3-Way Incandescent | 1 | 70 | Master Bedroom | 1052510 | Master Bedroom | 0.000364
Track | Halogen |  | MR | 3 | 50 | Bedroom | 1052511 | Bedroom | 0.000364
Ceiling Fixture | Compact Fluorescent |  | Pin base | 1 | 28 | Bedroom | 105371 | Bedroom | 0.0012318
Ceiling Fixture | Compact Fluorescent |  | Twist | 1 | 14 | Closet | 105372 | Closet | 0.0012318
Wall Mount | Compact Fluorescent |  | Twist | 1 | 14 | Dining Room | 105373 | Dining Room | 0.0012318
Floor lamp | Incandescent |  | 3-Way Incandescent | 1 | 100 | Family Room | 105374 | Family Room | 0.0012318
Ceiling Fixture | Compact Fluorescent |  | Pin base | 1 | 28 | Family Room | 105374 | Family Room | 0.0012318
Table | Compact Fluorescent |  | Twist | 1 | 23 | Family Room | 105374 | Family Room | 0.0012318
Table | Incandescent |  | Standard A Lamp | 1 | 40 | Family Room | 105374 | Family Room | 0.0012318
Ceiling Fixture | Compact Fluorescent |  | Straight Tube | 1 | 28 | Bedroom | 105375 | Bedroom | 0.0012318
Floor lamp | Incandescent |  | Mini base | 5 | 40 | Bedroom | 105375 | Bedroom | 0.0012318
Table | Halogen |  | Other | 1 | 50 | Bedroom | 105375 | Bedroom | 0.0012318
Ceiling Fixture | Compact Fluorescent |  | Twist | 1 | 14 | Closet | 105376 | Closet | 0.0012318
Wall Mount | Compact Fluorescent |  | A shape bulb | 5 | 14 | Bathroom | 105377 | Bathroom | 0.0012318
Recessed Can | Halogen |  | MR | 1 | 50 | Bathroom | 105377 | Bathroom | 0.0012318
Ceiling Fixture | Compact Fluorescent |  | Pin base | 1 | 28 | Hall | 105378 | Hall | 0.0012318
Ceiling Fixture | Compact Fluorescent |  | Pin base | 1 | 28 | Hall | 105379 | Hall | 0.0012318
Ceiling Fixture | Compact Fluorescent |  | Twist | 1 | 14 | Closet | 1053710 | Closet | 0.0012318
Ceiling Fixture | Compact Fluorescent |  | Twist | 1 | 14 | Closet | 1053711 | Closet | 0.0012318
High bay | Linear Fluorescent | 48 | T-12 | 4 | 40 | Kitchen | 1053712 | Kitchen | 0.0012318
Recessed Can | Incandescent |  | Reflector | 1 | 65 | Kitchen | 1053712 | Kitchen | 0.0012318
Recessed Can | Compact Fluorescent |  | Flood | 1 | 14 | Kitchen | 1053712 | Kitchen | 0.0012318
Ceiling Fixture | Compact Fluorescent |  | Twist | 2 | 13 | Laundry Room | 1053713 | Laundry Room | 0.0012318
High bay | Linear Fluorescent | 48 | T-12 | 2 | 32 | Laundry Room | 1053713 | Laundry Room | 0.0012318
Recessed Can | Compact Fluorescent |  | Flood | 1 | 14 | Living Room | 1053714 | Living Room | 0.0012318
Table | Incandescent |  | 3-Way Incandescent | 1 | 100 | Living Room | 1053714 | Living Room | 0.0012318
Floor lamp | Incandescent |  | Standard A Lamp | 1 | 40 | Living Room | 1053714 | Living Room | 0.0012318
Floor lamp | Incandescent |  | Standard A Lamp | 1 | 100 | Living Room | 1053714 | Living Room | 0.0012318
Wall Mount | Compact Fluorescent |  | A shape bulb | 3 | 23 | Closet | 1053715 | Closet | 0.0012318
Wall Mount | Compact Fluorescent |  | A shape bulb | 1 | 23 | Closet | 1053715 | Closet | 0.0012318
Table | Incandescent |  | 3-Way Incandescent | 1 | 100 | Master Bedroom | 1053716 | Master Bedroom | 0.0012318
Table | Compact Fluorescent |  | Twist | 1 | 15 | Master Bedroom | 1053716 | Master Bedroom | 0.0012318
Ceiling Fixture | Compact Fluorescent |  | Twist | 1 | 14 | Closet | 1053717 | Closet | 0.0012318
Ceiling Fixture | Compact Fluorescent |  | Twist | 1 | 14 | Bathroom | 1053718 | Bathroom | 0.0012318
Ceiling Fan | Compact Fluorescent |  | A shape bulb | 6 | 14 | Other | 1053719 | Other | 0.0012318
Table | Compact Fluorescent |  | A shape bulb | 1 | 14 | Other | 1053719 | Other | 0.0012318
Floor lamp | Incandescent |  | 3-Way Incandescent | 1 | 100 | Other | 1053719 | Other | 0.0012318
Table | Incandescent |  | Standard A Lamp | 1 | 60 | Other | 1053719 | Other | 0.0012318
High bay | Linear Fluorescent | 72 | T-12 | 2 | 40 | Other | 1053719 | Other | 0.0012318
Wall Mount | Incandescent |  | Standard A Lamp | 2 | 60 | Bathroom | 105401 | Bathroom | 0.0017229
Wall Mount | Incandescent |  | Standard A Lamp | 2 | 60 | Bathroom | 105402 | Bathroom | 0.0017229
Recessed Can | Incandescent |  | Reflector | 1 | 60 | Bathroom | 105402 | Bathroom | 0.0017229
Wall Mount | Compact Fluorescent |  | Twist | 3 | 15 | Bathroom | 105403 | Bathroom | 0.0017229
Recessed - other | Incandescent |  | Standard A Lamp | 1 | 40 | Bathroom | 105403 | Bathroom | 0.0017229
Wall Mount | Compact Fluorescent |  | Twist | 2 | 15 | Bathroom | 105404 | Bathroom | 0.0017229
Table | Compact Fluorescent |  | Twist | 1 | 15 | Master Bedroom | 105405 | Master Bedroom | 0.0017229
Floor lamp | Compact Fluorescent |  | Twist | 1 | 15 | Master Bedroom | 105405 | Master Bedroom | 0.0017229
Ceiling Fixture | Compact Fluorescent |  | Twist | 2 | 15 | Bedroom | 105406 | Bedroom | 0.0017229
Table | Incandescent |  | Standard A Lamp | 1 | 60 | Bedroom | 105406 | Bedroom | 0.0017229
Recessed Can | Compact Fluorescent |  | Reflector | 1 | 15 | Bedroom | 105407 | Bedroom | 0.0017229
Torchiere | Compact Fluorescent |  | Twist | 1 | 15 | Bedroom | 105407 | Bedroom | 0.0017229
Ceiling Fixture | Compact Fluorescent |  | Twist | 3 | 15 | Closet | 105408 | Closet | 0.0017229
Ceiling Fixture | Compact Fluorescent |  | Twist | 2 | 15 | Living Room | 105409 | Living Room | 0.0017229
Recessed Can | Compact Fluorescent |  | Reflector | 1 | 15 | Living Room | 105409 | Living Room | 0.0017229
Table | Compact Fluorescent |  | Twist | 1 | 15 | Living Room | 105409 | Living Room | 0.0017229
Floor lamp | Compact Fluorescent |  | Twist | 1 | 15 | Living Room | 105409 | Living Room | 0.0017229
Recessed Can | Compact Fluorescent |  | Reflector | 1 | 15 | Family Room | 1054010 | Family Room | 0.0017229
Table | Compact Fluorescent |  | Twist | 1 | 22 | Family Room | 1054010 | Family Room | 0.0017229
Ceiling Fixture | Compact Fluorescent |  | Twist | 1 | 15 | Garage | 1054011 | Garage | 0.0017229
Garage door opener | Incandescent |  | Standard A Lamp | 1 | 40 | Garage | 1054011 | Garage | 0.0017229
Ceiling Fixture | Compact Fluorescent |  | Twist | 2 | 15 | Hall | 1054012 | Hall | 0.0017229
Wall Mount | Compact Fluorescent |  | Twist | 1 | 15 | Hall | 1054012 | Hall | 0.0017229
Ceiling Fixture | Compact Fluorescent |  | Twist | 2 | 15 | Hall | 1054012 | Hall | 0.0017229
Ceiling Fixture | Compact Fluorescent |  | Twist | 1 | 15 | Hall | 1054012 | Hall | 0.0017229
Chandelier (Hanging) | Incandescent |  | Globe | 1 | 40 | Kitchen | 1054013 | Kitchen | 0.0017229
Recessed Can | Compact Fluorescent |  | Reflector | 1 | 15 | Kitchen | 1054013 | Kitchen | 0.0017229
Ceiling Fixture | Compact Fluorescent |  | Twist | 2 | 15 | Kitchen | 1054013 | Kitchen | 0.0017229
Table | Compact Fluorescent |  | Twist | 1 | 15 | Office | 1054014 | Office | 0.0017229
Recessed Can | Incandescent |  | Reflector | 1 | 65 | Office | 1054014 | Office | 0.0017229
Ceiling Fixture | Compact Fluorescent |  | Twist | 1 | 15 | Other | 1054015 | Other | 0.0017229
Ceiling Fixture | Incandescent |  | Standard A Lamp | 2 | 40 | Hall | 105511 | Hall | 0.00037892
Ceiling Fixture | Compact Fluorescent |  | Twist | 2 | 15 | Bedroom | 105512 | Bedroom | 0.00037892
Wall Mount | Compact Fluorescent |  | Pin base | 1 | 15 | Bedroom | 105512 | Bedroom | 0.00037892
Table | Incandescent |  | Standard A Lamp | 1 | 25 | Bedroom | 105513 | Bedroom | 0.00037892
Chandelier (Hanging) | Incandescent |  | Mini base | 5 | 40 | Dining Room | 105514 | Dining Room | 0.00037892
Table | Incandescent |  | Standard A Lamp | 1 | 25 | Dining Room | 105514 | Dining Room | 0.00037892
Ceiling Fixture | Incandescent |  | Standard A Lamp | 2 | 40 | Hall | 105515 | Hall | 0.00037892
Recessed Can | Incandescent |  | Reflector | 1 | 65 | Family Room | 105516 | Family Room | 0.00037892
Ceiling Fixture | Incandescent |  | Standard A Lamp | 1 | 60 | Family Room | 105516 | Family Room | 0.00037892
Floor lamp | Compact Fluorescent |  | A shape bulb | 3 | 22 | Family Room | 105516 | Family Room | 0.00037892
Table | Incandescent |  | Standard A Lamp | 1 | 60 | Family Room | 105516 | Family Room | 0.00037892
Ceiling Fixture | Linear Fluorescent | 48 | T-12 | 2 | 40 | Other | 105517 | Other | 0.00037892
Recessed Can | Compact Fluorescent |  | A shape bulb | 1 | 15 | Kitchen | 105518 | Kitchen | 0.00037892
Ceiling Fixture | Compact Fluorescent |  | Twist | 1 | 15 | Kitchen | 105518 | Kitchen | 0.00037892
Floor lamp | Incandescent |  | Decorative | 4 | 40 | Kitchen | 105518 | Kitchen | 0.00037892
Ceiling Fixture | Linear Fluorescent | 48 | T-12 | 2 | 40 | Laundry Room | 105519 | Laundry Room | 0.00037892
Floor lamp | Incandescent |  | 3-Way Incandescent | 1 | 75 | Living Room | 1055110 | Living Room | 0.00037892
Table | Incandescent |  | Standard A Lamp | 1 | 60 | Living Room | 1055110 | Living Room | 0.00037892
Wall Mount | Incandescent |  | Decorative | 1 | 60 | Bathroom | 1055111 | Bathroom | 0.00037892
Table | Incandescent |  | Mini base | 1 | 40 | Bedroom | 1055112 | Bedroom | 0.00037892
Floor lamp | Incandescent |  | Standard A Lamp | 1 | 60 | Office | 1055113 | Office | 0.00037892
Table | Halogen |  | MR | 1 | 50 | Office | 1055113 | Office | 0.00037892
Ceiling Fixture | Incandescent |  | Globe | 3 | 40 | Office | 1055113 | Office | 0.00037892
Wall Mount | Compact Fluorescent |  | A shape bulb | 3 | 15 | Hall | 1055114 | Hall | 0.00037892
Wall Mount | Incandescent |  | Standard A Lamp | 1 | 75 | Other | 1055115 | Other | 0.00037892
Wall Mount | Compact Fluorescent |  | Twist | 5 | 15 | Bathroom | 1055116 | Bathroom | 0.00037892
Track | Incandescent |  | Standard A Lamp | 3 | 75 | Bathroom | 1055116 | Bathroom | 0.00037892
Ceiling Fixture | Incandescent |  | Globe | 3 | 40 | Hall | 1055117 | Hall | 0.00037892
Ceiling Fixture | Incandescent |  | Standard A Lamp | 1 | 60 | Other | 105521 | Other | 0.000364
Wall Mount | Compact Fluorescent |  | Twist | 1 | 14 | Bathroom | 105522 | Bathroom | 0.000364
Recessed Can | Incandescent |  | Reflector | 1 | 65 | Bathroom | 105522 | Bathroom | 0.000364
Ceiling Fan | Incandescent |  | Standard A Lamp | 1 | 60 | Bathroom | 105523 | Bathroom | 0.000364
Recessed Can | Incandescent |  | Reflector | 1 | 65 | Bedroom | 105524 | Bedroom | 0.000364
Ceiling Fixture | Incandescent |  | Standard A Lamp | 1 | 60 | Bedroom | 105524 | Bedroom | 0.000364
Ceiling Fixture | Incandescent |  | Standard A Lamp | 2 | 60 | Bedroom | 105525 | Bedroom | 0.000364
Ceiling Fixture | Compact Fluorescent |  | Twist | 1 | 15 | Bedroom | 105526 | Bedroom | 0.000364
Floor lamp | Incandescent |  | Standard A Lamp | 4 | 100 | Bedroom | 105526 | Bedroom | 0.000364
Recessed - other | Halogen |  | MR | 1 | 30 | Closet | 105527 | Closet | 0.000364
Ceiling Fixture | Compact Fluorescent |  | Twist | 1 | 22 | Office | 105528 | Office | 0.000364
Ceiling Fixture | Incandescent |  | Standard A Lamp | 2 | 60 | Dining Room | 105529 | Dining Room | 0.000364
Chandelier (Hanging) | Compact Fluorescent |  | Twist | 1 | 15 | Hall | 1055210 | Hall | 0.000364
Ceiling Fixture | Compact Fluorescent |  | Twist | 2 | 15 | Kitchen | 1055211 | Kitchen | 0.000364
Recessed Can | Compact Fluorescent |  | Reflector | 1 | 22 | Kitchen | 1055211 | Kitchen | 0.000364
Ceiling Fixture | Incandescent |  | Standard A Lamp | 3 | 60 | Living Room | 1055212 | Living Room | 0.000364
Recessed Can | Incandescent |  | Reflector | 1 | 65 | Living Room | 1055212 | Living Room | 0.000364
Table | Compact Fluorescent |  | Twist | 1 | 15 | Living Room | 1055212 | Living Room | 0.000364
Ceiling Fixture | Incandescent |  | Clear | 1 | 60 | Hall | 1055213 | Hall | 0.000364
Chandelier (Hanging) | Compact Fluorescent |  | Pin base | 1 | 15 | Dining Room | 1055214 | Dining Room | 0.000364
Recessed Can | Incandescent |  | Reflector | 1 | 65 | Hall | 1055215 | Hall | 0.000364
Recessed Can | Compact Fluorescent |  | Reflector | 1 | 15 | Hall | 1055216 | Hall | 0.000364
Ceiling Fixture | Compact Fluorescent |  | Twist | 1 | 13 | Other | 105571 | Other | 0.00037892
Ceiling Fixture | Incandescent |  | Standard A Lamp | 1 | 60 | Other | 105571 | Other | 0.00037892
Ceiling Fixture | Linear Fluorescent | 48 | T-12 | 2 | 40 | Bathroom | 105572 | Bathroom | 0.00037892
Table | Compact Fluorescent |  | Twist | 1 | 15 | Master Bedroom | 105573 | Master Bedroom | 0.00037892
Wall Mount | Incandescent |  | Standard A Lamp | 1 | 100 | Master Bedroom | 105573 | Master Bedroom | 0.00037892
Chandelier (Hanging) | Incandescent |  | Standard A Lamp | 5 | 40 | Dining Room | 105574 | Dining Room | 0.00037892
Chandelier (Hanging) | Compact Fluorescent |  | Twist | 1 | 15 | Hall | 105575 | Hall | 0.00037892
Ceiling Fixture | Linear Fluorescent | 24 | T-12 | 2 | 20 | Garage | 105576 | Garage | 0.00037892
Ceiling Fixture | Compact Fluorescent |  | Twist | 1 | 22 | Garage | 105576 | Garage | 0.00037892
Ceiling Fixture | Incandescent |  | Standard A Lamp | 1 | 60 | Hall | 105577 | Hall | 0.00037892
Ceiling Fixture | Compact Fluorescent |  | Twist | 1 | 22 | Hall | 105577 | Hall | 0.00037892
Recessed Can | Incandescent |  | Reflector | 1 | 65 | Kitchen | 105578 | Kitchen | 0.00037892
Recessed Can | Compact Fluorescent |  | Reflector | 1 | 15 | Kitchen | 105578 | Kitchen | 0.00037892
Architectural | Other |  | LED Interior | 3 | 20 | Kitchen | 105578 | Kitchen | 0.00037892
Architectural | Other |  | LED Interior | 2 | 20 | Kitchen | 105578 | Kitchen | 0.00037892
Floor lamp | Incandescent |  | Standard A Lamp | 1 | 75 | Living Room | 105579 | Living Room | 0.00037892
Floor lamp | Compact Fluorescent |  | Twist | 1 | 15 | Living Room | 105579 | Living Room | 0.00037892
Table | Incandescent |  | Mini base | 2 | 25 | Living Room | 105579 | Living Room | 0.00037892
Chandelier (Hanging) | Compact Fluorescent |  | Twist | 5 | 15 | Office | 1055710 | Office | 0.00037892
Floor lamp | Compact Fluorescent |  | Twist | 1 | 22 | Office | 1055710 | Office | 0.00037892
Table | Halogen |  | MR | 1 | 75 | Office | 1055710 | Office | 0.00037892
Ceiling Fixture | Compact Fluorescent |  | Circline (Screw Base) | 1 | 15 | Family Room | 1055711 | Family Room | 0.00037892
Ceiling Fixture | Incandescent |  | Reflector | 1 | 60 | Family Room | 1055711 | Family Room | 0.00037892
Table | Halogen |  | MR | 1 | 75 | Family Room | 1055711 | Family Room | 0.00037892
Wall Mount | Compact Fluorescent |  | Twist | 2 | 15 | Bathroom | 105611 | Bathroom | 0.00049795
Ceiling Fixture | Compact Fluorescent |  | Twist | 1 | 15 | Bedroom | 105612 | Bedroom | 0.00049795
Ceiling Fixture | Compact Fluorescent |  | Twist | 1 | 15 | Bedroom | 105613 | Bedroom | 0.00049795
Ceiling Fixture | Incandescent |  | Standard A Lamp | 1 | 60 | Dining Room | 105614 | Dining Room | 0.00049795
Ceiling Fixture | Incandescent |  | Standard A Lamp | 1 | 60 | Hall | 105615 | Hall | 0.00049795
Ceiling Fixture | Compact Fluorescent |  | Twist | 1 | 15 | Laundry Room | 105616 | Laundry Room | 0.00049795
Floor lamp | Compact Fluorescent |  | Twist | 1 | 15 | Living Room | 105617 | Living Room | 0.00049795
Ceiling Fixture | Incandescent |  | Mini base | 3 | 40 | Bedroom | 105651 | Bedroom | 0.00049795
Table | Compact Fluorescent |  | Twist | 1 | 15 | Bedroom | 105651 | Bedroom | 0.00049795
Ceiling Fixture | Incandescent |  | Standard A Lamp | 2 | 40 | Dining Room | 105652 | Dining Room | 0.00049795
Ceiling Fixture | Incandescent |  | Mini base | 3 | 40 | Bedroom | 105653 | Bedroom | 0.00049795
Table | Compact Fluorescent |  | Twist | 1 | 15 | Bedroom | 105653 | Bedroom | 0.00049795
Ceiling Fixture | Compact Fluorescent |  | Twist | 1 | 13 | Garage | 105654 | Garage | 0.00049795
Recessed Can | Compact Fluorescent |  | Twist | 1 | 13 | Garage | 105654 | Garage | 0.00049795
Recessed Can | Incandescent |  | Standard A Lamp | 1 | 60 | Hall | 105655 | Hall | 0.00049795
Recessed Can | Compact Fluorescent |  | Twist | 1 | 13 | Kitchen | 105656 | Kitchen | 0.00049795
Ceiling Fixture | Compact Fluorescent |  | Twist | 1 | 13 | Laundry Room | 105657 | Laundry Room | 0.00049795
Recessed Can | Compact Fluorescent |  | Twist | 1 | 13 | Living Room | 105658 | Living Room | 0.00049795
Floor lamp | Compact Fluorescent |  | Twist | 1 | 23 | Living Room | 105659 | Living Room | 0.00049795
Floor lamp | Incandescent |  | 3-Way Incandescent | 1 | 150 | Living Room | 105659 | Living Room | 0.00049795
Ceiling Fixture | Incandescent |  | Standard A Lamp | 2 | 40 | Living Room | 105659 | Living Room | 0.00049795
Wall Mount | Compact Fluorescent |  | Twist | 1 | 14 | Bathroom | 1056510 | Bathroom | 0.00049795
Ceiling Fixture | Incandescent |  | Standard A Lamp | 2 | 60 | Bathroom | 1056511 | Bathroom | 0.00049795
Ceiling Fixture | Compact Fluorescent |  | Twist | 1 | 13 | Master Bedroom | 1056512 | Master Bedroom | 0.00049795
Table | Incandescent |  | Standard A Lamp | 1 | 40 | Master Bedroom | 1056512 | Master Bedroom | 0.00049795
Table | Halogen |  | MR | 1 | 20 | Master Bedroom | 1056512 | Master Bedroom | 0.00049795
Recessed Can | Incandescent |  | Standard A Lamp | 1 | 40 | Hall | 1056513 | Hall | 0.00049795
Ceiling Fan | Compact Fluorescent |  | Mini base | 3 | 7 | Office | 1056514 | Office | 0.00049795
Table | Compact Fluorescent |  | Twist | 1 | 13 | Office | 1056514 | Office | 0.00049795
Wall Mount | Incandescent |  | Decorative | 1 | 40 | Bathroom | 1056515 | Bathroom | 0.00049795
Ceiling Fixture | Compact Fluorescent |  | Twist | 1 | 15 | Hall | 1056516 | Hall | 0.00049795
Wall Mount | Incandescent |  | Globe | 3 | 40 | Bathroom | 105671 | Bathroom | 0.00049795
Ceiling Fixture | Incandescent |  | Heat Lamp | 2 | 150 | Bathroom | 105671 | Bathroom | 0.00049795
Ceiling Fixture | Compact Fluorescent |  | Straight Tube | 2 | 15 | Bedroom | 105672 | Bedroom | 0.00049795
Table | Compact Fluorescent |  | Twist | 1 | 15 | Bedroom | 105672 | Bedroom | 0.00049795
Ceiling Fixture | Compact Fluorescent |  | Twist | 2 | 15 | Bedroom | 105673 | Bedroom | 0.00049795
Ceiling Fixture | Compact Fluorescent |  | Twist | 1 | 15 | Bedroom | 105674 | Bedroom | 0.00049795
Ceiling Fixture | Compact Fluorescent |  | Twist | 2 | 15 | Family Room | 105675 | Family Room | 0.00049795
Table | Compact Fluorescent |  | Twist | 1 | 15 | Family Room | 105675 | Family Room | 0.00049795
Ceiling Fixture | Compact Fluorescent |  | Twist | 2 | 15 | Hall | 105676 | Hall | 0.00049795
Chandelier (Hanging) | Compact Fluorescent |  | Twist | 2 | 15 | Living Room | 105677 | Living Room | 0.00049795
Table | Compact Fluorescent |  | Twist | 1 | 15 | Master Bedroom | 105678 | Master Bedroom | 0.00049795
Ceiling Fixture | Compact Fluorescent |  | Straight Tube | 2 | 15 | Master Bedroom | 105678 | Master Bedroom | 0.00049795
Chandelier (Hanging) | Compact Fluorescent |  | Twist | 5 | 15 | Kitchen | 105679 | Kitchen | 0.00049795
Ceiling Fixture | Compact Fluorescent |  | Twist | 1 | 15 | Kitchen | 105679 | Kitchen | 0.00049795
Ceiling Fixture | Compact Fluorescent |  | Twist | 1 | 14 | Garage | 1056710 | Garage | 0.00049795
Wall Mount | Compact Fluorescent |  | Globe | 3 | 15 | Bathroom | 1056711 | Bathroom | 0.00049795
Ceiling Fixture | Halogen |  | PAR | 1 | 75 | Bathroom | 1056711 | Bathroom | 0.00049795
Ceiling Fixture | Compact Fluorescent |  | Reflector | 1 | 15 | Bedroom | 1056712 | Bedroom | 0.00049795
Recessed Can | Incandescent |  | Reflector | 1 | 65 | Bedroom | 1056712 | Bedroom | 0.00049795
Table | Incandescent |  | Clear | 2 | 25 | Bedroom | 1056712 | Bedroom | 0.00049795
Table | Incandescent |  | Standard A Lamp | 1 | 60 | Bedroom | 1056712 | Bedroom | 0.00049795
Ceiling Fixture | Compact Fluorescent |  | Twist | 1 | 15 | Hall | 1056713 | Hall | 0.00049795
Ceiling Fixture | Compact Fluorescent |  | Twist | 2 | 15 | Bedroom | 1056714 | Bedroom | 0.00049795
Wall Mount | Incandescent |  | Standard A Lamp | 2 | 40 | Bathroom | 105791 | Bathroom | 0.0017229
Ceiling Fixture | Compact Fluorescent |  | A shape bulb | 1 | 15 | Office | 105792 | Office | 0.0017229
Table | Compact Fluorescent |  | Straight Tube | 1 | 27 | Office | 105792 | Office | 0.0017229
Ceiling Fixture | Incandescent |  | Standard A Lamp | 2 | 60 | Bedroom | 105793 | Bedroom | 0.0017229
Table | Incandescent |  | Standard A Lamp | 1 | 40 | Bedroom | 105793 | Bedroom | 0.0017229
Ceiling Fixture | Incandescent |  | Globe | 1 | 60 | Bedroom | 105794 | Bedroom | 0.0017229
Table | Incandescent |  | Decorative | 2 | 25 | Bedroom | 105794 | Bedroom | 0.0017229
Table | Incandescent |  | Standard A Lamp | 1 | 60 | Bedroom | 105794 | Bedroom | 0.0017229
Chandelier (Hanging) | Incandescent |  | Standard A Lamp | 1 | 60 | Dining Room | 105795 | Dining Room | 0.0017229
Ceiling Fixture | Linear Fluorescent | 48 | T-12 | 2 | 40 | Family Room | 105796 | Family Room | 0.0017229
Table | Incandescent |  | 3-Way Incandescent | 1 | 100 | Family Room | 105796 | Family Room | 0.0017229
Ceiling Fixture | Linear Fluorescent | 48 | T-12 | 2 | 40 | Garage | 105797 | Garage | 0.0017229
Ceiling Fixture | Compact Fluorescent |  | Circline (Screw Base) | 1 | 22 | Garage | 105797 | Garage | 0.0017229
Ceiling Fixture | Incandescent |  | Standard A Lamp | 1 | 40 | Garage | 105797 | Garage | 0.0017229
Ceiling Fixture | Compact Fluorescent |  | Twist | 1 | 22 | Hall | 105798 | Hall | 0.0017229
Chandelier (Hanging) | Incandescent |  | Decorative | 3 | 40 | Hall | 105798 | Hall | 0.0017229
Recessed Can | Halogen |  | MR | 1 | 75 | Kitchen | 105799 | Kitchen | 0.0017229
Recessed Can | Halogen |  | MR | 1 | 30 | Kitchen | 105799 | Kitchen | 0.0017229
Wall Mount | Compact Fluorescent |  | Twist | 2 | 15 | Bathroom | 1057910 | Bathroom | 0.0017229
Ceiling Fixture | Linear Fluorescent | 18 | T-12 | 2 | 16 | Bathroom | 1057910 | Bathroom | 0.0017229
Table | Incandescent |  | 3-Way Incandescent | 1 | 100 | Living Room | 1057911 | Living Room | 0.0017229
Table | Incandescent |  | Standard A Lamp | 4 | 40 | Living Room | 1057911 | Living Room | 0.0017229
Ceiling Fixture | Compact Fluorescent |  | Twist | 1 | 15 | Other | 105801 | Other | 0.00037892
Ceiling Fixture | Compact Fluorescent |  | Twist | 1 | 15 | Bathroom | 105802 | Bathroom | 0.00037892
Recessed Can | Compact Fluorescent |  | Straight Tube | 1 | 15 | Bathroom | 105803 | Bathroom | 0.00037892
Ceiling Fixture | Incandescent |  | Standard A Lamp | 3 | 40 | Bedroom | 105804 | Bedroom | 0.00037892
Table | Incandescent |  | Standard A Lamp | 1 | 60 | Bedroom | 105804 | Bedroom | 0.00037892
Ceiling Fixture | Incandescent |  | Standard A Lamp | 2 | 40 | Bedroom | 105805 | Bedroom | 0.00037892
Ceiling Fixture | Compact Fluorescent |  | Twist | 1 | 15 | Closet | 105806 | Closet | 0.00037892
Ceiling Fixture | Compact Fluorescent |  | Twist | 1 | 15 | Closet | 105807 | Closet | 0.00037892
Chandelier (Hanging) | Incandescent |  | Standard A Lamp | 5 | 40 | Dining Room | 105808 | Dining Room | 0.00037892
Floor lamp | Incandescent |  | Standard A Lamp | 4 | 40 | Family Room | 105809 | Family Room | 0.00037892
Floor lamp | Compact Fluorescent |  | Twist | 2 | 15 | Family Room | 105809 | Family Room | 0.00037892
Ceiling Fixture | Compact Fluorescent |  | Twist | 1 | 22 | Garage | 1058010 | Garage | 0.00037892
Ceiling Fixture | Compact Fluorescent |  | Twist | 2 | 15 | Hall | 1058011 | Hall | 0.00037892
Chandelier (Hanging) | Compact Fluorescent |  | Circline (Screw Base) | 1 | 28 | Kitchen | 1058012 | Kitchen | 0.00037892
Other | Incandescent |  | Standard A Lamp | 1 | 40 | Kitchen | 1058012 | Kitchen | 0.00037892
Ceiling Fixture | Compact Fluorescent |  | Twist | 1 | 15 | Laundry Room | 1058013 | Laundry Room | 0.00037892
Wall Mount | Compact Fluorescent |  | Twist | 3 | 13 | Bathroom | 105851 | Bathroom | 0.00049795
Ceiling Fan | Incandescent |  | Heat Lamp | 2 | 250 | Bathroom | 105851 | Bathroom | 0.00049795
Recessed Can | Compact Fluorescent |  | Twist | 1 | 13 | Bathroom | 105851 | Bathroom | 0.00049795
Chandelier (Hanging) | Incandescent |  | Other | 4 | 60 | Dining Room | 105852 | Dining Room | 0.00049795
Ceiling Fixture | Incandescent |  | Standard A Lamp | 1 | 100 | Closet | 105853 | Closet | 0.00049795
Ceiling Fan | Compact Fluorescent |  | Twist | 1 | 13 | Family Room | 105854 | Family Room | 0.00049795
Floor lamp | Compact Fluorescent |  | Twist | 1 | 23 | Family Room | 105854 | Family Room | 0.00049795
Ceiling Fixture | Incandescent |  | Standard A Lamp | 1 | 100 | Garage | 105855 | Garage | 0.00049795
Garage door opener | Incandescent |  | Standard A Lamp | 1 | 100 | Garage | 105855 | Garage | 0.00049795
Ceiling Fixture | Incandescent |  | Standard A Lamp | 1 | 100 | Closet | 105856 | Closet | 0.00049795
Recessed Can | Halogen |  | PAR | 1 | 75 | Hall | 105857 | Hall | 0.00049795
Recessed Can | Halogen |  | PAR | 1 | 75 | Kitchen | 105858 | Kitchen | 0.00049795
Ceiling Fan | Incandescent |  | Standard A Lamp | 1 | 60 | Living Room | 105859 | Living Room | 0.00049795
Table | Incandescent |  | 3-Way Incandescent | 1 | 250 | Living Room | 105859 | Living Room | 0.00049795
Floor lamp | Incandescent |  | Standard A Lamp | 1 | 100 | Living Room | 105859 | Living Room | 0.00049795
Recessed Can | Halogen |  | PAR | 1 | 75 | Living Room | 105859 | Living Room | 0.00049795
Wall Mount | Incandescent |  | Other | 2 | 75 | Bathroom | 1058510 | Bathroom | 0.00049795
Recessed Can | Incandescent |  | Heat Lamp | 2 | 250 | Bathroom | 1058510 | Bathroom | 0.00049795
Table | Incandescent |  | 3-Way Incandescent | 1 | 150 | Master Bedroom | 1058511 | Master Bedroom | 0.00049795
Table | Incandescent |  | Standard A Lamp | 1 | 15 | Master Bedroom | 1058511 | Master Bedroom | 0.00049795
Table | Incandescent |  | Decorative | 2 | 40 | Master Bedroom | 1058511 | Master Bedroom | 0.00049795
Recessed Can | Halogen |  | PAR | 1 | 75 | Closet | 1058512 | Closet | 0.00049795
Ceiling Fixture | Compact Fluorescent |  | Twist | 2 | 13 | Office | 1058513 | Office | 0.00049795
Table | Incandescent |  | Other | 1 | 75 | Office | 1058513 | Office | 0.00049795
Ceiling Fixture | Incandescent |  | Standard A Lamp | 2 | 60 | Bedroom | 1058514 | Bedroom | 0.00049795
Floor lamp | Halogen |  | Quartz Tube | 2 | 100 | Bedroom | 1058514 | Bedroom | 0.00049795
Table | Incandescent |  | 3-Way Incandescent | 1 | 150 | Bedroom | 1058514 | Bedroom | 0.00049795
Ceiling Fan | Incandescent |  | Standard A Lamp | 1 | 60 | Bathroom | 105951 | Bathroom | 0.00037892
Architectural | Halogen |  | MR | 1 | 20 | Bathroom | 105951 | Bathroom | 0.00037892
Ceiling Fixture | Compact Fluorescent |  | Twist | 1 | 15 | Family Room | 105952 | Family Room | 0.00037892
Ceiling Fixture | Incandescent |  | Standard A Lamp | 1 | 60 | Other | 105953 | Other | 0.00037892
Wall Mount | Incandescent |  | Standard A Lamp | 2 | 60 | Closet | 105954 | Closet | 0.00037892
Ceiling Fixture | Incandescent |  | Standard A Lamp | 1 | 60 | Closet | 105955 | Closet | 0.00037892
Chandelier (Hanging) | Incandescent |  | Standard A Lamp | 6 | 40 | Dining Room | 105956 | Dining Room | 0.00037892
Table | Incandescent |  | 3-Way Incandescent | 1 | 100 | Dining Room | 105956 | Dining Room | 0.00037892
Recessed Can | Incandescent |  | Standard A Lamp | 1 | 40 | Garage | 105957 | Garage | 0.00037892
Wall Mount | Incandescent |  | Standard A Lamp | 1 | 40 | Garage | 105957 | Garage | 0.00037892
Wall Mount | Incandescent |  | Standard A Lamp | 2 | 60 | Garage | 105957 | Garage | 0.00037892
Ceiling Fixture | Incandescent |  | Standard A Lamp | 1 | 60 | Hall | 105958 | Hall | 0.00037892
Chandelier (Hanging) | Incandescent |  | Globe | 1 | 150 | Kitchen | 105959 | Kitchen | 0.00037892
Other | Linear Fluorescent | 16 | T-4 | 1 | 16 | Kitchen | 105959 | Kitchen | 0.00037892
Ceiling Fixture | Incandescent |  | Standard A Lamp | 1 | 60 | Laundry Room | 1059510 | Laundry Room | 0.00037892
Floor lamp | Incandescent |  | 3-Way Incandescent | 1 | 100 | Living Room | 1059511 | Living Room | 0.00037892
Floor lamp | Incandescent |  | Standard A Lamp | 1 | 60 | Living Room | 1059511 | Living Room | 0.00037892
Table | Incandescent |  | Standard A Lamp | 1 | 60 | Living Room | 1059511 | Living Room | 0.00037892
Ceiling Fixture | Incandescent |  | Standard A Lamp | 2 | 60 | Master Bedroom | 1059512 | Master Bedroom | 0.00037892
Table | Compact Fluorescent |  | Twist | 1 | 15 | Master Bedroom | 1059512 | Master Bedroom | 0.00037892
Wall Mount | Incandescent |  | Globe | 6 | 40 | Bathroom | 1059513 | Bathroom | 0.00037892
Table | Incandescent |  | Standard A Lamp | 1 | 60 | Office | 1059514 | Office | 0.00037892
Table | Halogen |  | Quartz Tube | 1 | 50 | Office | 1059514 | Office | 0.00037892
Wall Mount | Compact Fluorescent |  | Twist | 3 | 15 | Bathroom | 106051 | Bathroom | 0.00049795
Ceiling Fan | Incandescent |  | Reflector | 2 | 150 | Bathroom | 106051 | Bathroom | 0.00049795
Ceiling Fixture | Incandescent |  | Standard A Lamp | 1 | 40 | Bathroom | 106052 | Bathroom | 0.00049795
Ceiling Fan | Incandescent |  | Standard A Lamp | 4 | 40 | Bedroom | 106053 | Bedroom | 0.00049795
Table | Incandescent |  | 3-Way Incandescent | 1 | 150 | Bedroom | 106053 | Bedroom | 0.00049795
Ceiling Fixture | Incandescent |  | Standard A Lamp | 2 | 40 | Bedroom | 106054 | Bedroom | 0.00049795
Ceiling Fixture | Compact Fluorescent |  | Twist | 3 | 15 | Bedroom | 106055 | Bedroom | 0.00049795
Chandelier (Hanging) | Compact Fluorescent |  | Twist | 1 | 15 | Dining Room | 106056 | Dining Room | 0.00049795
Ceiling Fixture | Compact Fluorescent |  | Twist | 2 | 15 | Family Room | 106057 | Family Room | 0.00049795
Ceiling Fixture | Compact Fluorescent |  | Twist | 1 | 15 | Other | 106058 | Other | 0.00049795
Architectural | Incandescent |  | Standard A Lamp | 3 | 40 | Hall | 106059 | Hall | 0.00049795
Ceiling Fixture | Incandescent |  | Standard A Lamp | 3 | 40 | Hall | 106059 | Hall | 0.00049795
Wall Mount | Incandescent |  | Standard A Lamp | 1 | 60 | Hall | 1060510 | Hall | 0.00049795
Recessed Can | Compact Fluorescent |  | Twist | 1 | 15 | Kitchen | 1060511 | Kitchen | 0.00049795
Ceiling Fixture | Compact Fluorescent |  | Twist | 2 | 15 | Laundry Room | 1060512 | Laundry Room | 0.00049795
Table | Compact Fluorescent |  | Twist | 1 | 15 | Family Room | 1060513 | Family Room | 0.00049795
Table | Incandescent |  | 3-Way Incandescent | 1 | 150 | Family Room | 1060513 | Family Room | 0.00049795
Floor lamp | Compact Fluorescent |  | Twist | 1 | 15 | Family Room | 1060513 | Family Room | 0.00049795
Ceiling Fixture | Compact Fluorescent |  | Twist | 2 | 15 | Dining Room | 1060514 | Dining Room | 0.00049795
Ceiling Fixture | Compact Fluorescent |  | Twist | 1 | 15 | Office | 1060515 | Office | 0.00049795
Table | Halogen |  | Quartz Tube | 1 | 20 | Office | 1060515 | Office | 0.00049795
Ceiling Fixture | Compact Fluorescent |  | Twist | 1 | 15 | Hall | 1060516 | Hall | 0.00049795
Ceiling Fixture | Compact Fluorescent |  | Twist | 1 | 15 | Other | 1060517 | Other | 0.00049795
Wall Mount | Linear Fluorescent | 48 | T-12 | 1 | 40 | Master Bedroom | 106121 | Master Bedroom | 0.0017229
Wall Mount | Linear Fluorescent | 48 | T-12 | 1 | 40 | Bathroom | 106122 | Bathroom | 0.0017229
Ceiling Fixture | Incandescent |  | Standard A Lamp | 1 | 60 | Bedroom | 106123 | Bedroom | 0.0017229
Ceiling Fixture | Compact Fluorescent |  | Twist | 1 | 15 | Garage | 106124 | Garage | 0.0017229
Ceiling Fixture | Incandescent |  | Standard A Lamp | 1 | 40 | Hall | 106125 | Hall | 0.0017229
Chandelier (Hanging) | Incandescent |  | Decorative | 3 | 25 | Hall | 106125 | Hall | 0.0017229
Other | Incandescent |  | Standard A Lamp | 1 | 40 | Kitchen | 106126 | Kitchen | 0.0017229
Ceiling Fixture | Compact Fluorescent |  | Pin base | 1 | 15 | Kitchen | 106126 | Kitchen | 0.0017229
Ceiling Fixture | Incandescent |  | Standard A Lamp | 1 | 40 | Kitchen | 106126 | Kitchen | 0.0017229
Ceiling Fixture | Linear Fluorescent | 36 | T-8 | 2 | 20 | Kitchen | 106126 | Kitchen | 0.0017229
Ceiling Fixture | Compact Fluorescent |  | Twist | 2 | 15 | Laundry Room | 106127 | Laundry Room | 0.0017229
Floor lamp | Compact Fluorescent |  | Twist | 1 | 12 | Living Room | 106128 | Living Room | 0.0017229
Torchiere | Incandescent |  | Standard A Lamp | 1 | 60 | Living Room | 106128 | Living Room | 0.0017229
Track | Halogen |  | PAR | 3 | 50 | Living Room | 106129 | Living Room | 0.0017229
Floor lamp | Compact Fluorescent |  | Twist | 1 | 15 | Living Room | 106129 | Living Room | 0.0017229
Floor lamp | Incandescent |  | Standard A Lamp | 1 | 100 | Master Bedroom | 1061210 | Master Bedroom | 0.0017229
Ceiling Fixture | Incandescent |  | Standard A Lamp | 3 | 40 | Master Bedroom | 1061210 | Master Bedroom | 0.0017229
Ceiling Fixture | Incandescent |  | Standard A Lamp | 1 | 40 | Office | 1061211 | Office | 0.0017229
Chandelier (Hanging) | Incandescent |  | Standard A Lamp | 4 | 40 | Other | 1061212 | Other | 0.0017229
Recessed - other | Halogen |  | PAR | 1 | 50 | Other | 1061212 | Other | 0.0017229
Floor lamp | Incandescent |  | 3-Way Incandescent | 1 | 70 | Bedroom | 106271 | Bedroom | 0.0017229
Table | Compact Fluorescent |  | Twist | 1 | 13 | Bedroom | 106271 | Bedroom | 0.0017229
Ceiling Fixture | Incandescent |  | Standard A Lamp | 2 | 60 | Bedroom | 106271 | Bedroom | 0.0017229
Ceiling Fixture | Incandescent |  | Standard A Lamp | 2 | 60 | Office | 106272 | Office | 0.0017229
Table | Incandescent |  | Standard A Lamp | 1 | 100 | Office | 106272 | Office | 0.0017229
Chandelier (Hanging) | Incandescent |  | Clear | 5 | 40 | Dining Room | 106273 | Dining Room | 0.0017229
Chandelier (Hanging) | Incandescent |  | Mini base | 6 | 40 | Dining Room | 106274 | Dining Room | 0.0017229
Recessed Can | Incandescent |  | Reflector | 1 | 75 | Family Room | 106275 | Family Room | 0.0017229
Floor lamp | Incandescent |  | 3-Way Incandescent | 1 | 200 | Family Room | 106275 | Family Room | 0.0017229
Ceiling Fixture | Incandescent |  | Standard A Lamp | 3 | 60 | Hall | 106276 | Hall | 0.0017229
Garage door opener | Incandescent |  | Standard A Lamp | 1 | 60 | Garage | 106277 | Garage | 0.0017229
Ceiling Fixture | Compact Fluorescent |  | Twist | 1 | 23 | Garage | 106277 | Garage | 0.0017229
Ceiling Fixture | Incandescent |  | Standard A Lamp | 1 | 100 | Garage | 106277 | Garage | 0.0017229
Ceiling Fixture | Incandescent |  | Standard A Lamp | 1 | 60 | Office | 106278 | Office | 0.0017229
Table | Incandescent |  | Standard A Lamp | 1 | 60 | Office | 106278 | Office | 0.0017229
Recessed Can | Incandescent |  | Reflector | 1 | 100 | Hall | 106279 | Hall | 0.0017229
High bay | Linear Fluorescent | 48 | T-12 | 2 | 40 | Kitchen | 1062710 | Kitchen | 0.0017229
Ceiling Fixture | Incandescent |  | Standard A Lamp | 1 | 60 | Laundry Room | 1062711 | Laundry Room | 0.0017229
Table | Incandescent |  | Standard A Lamp | 1 | 40 | Laundry Room | 1062711 | Laundry Room | 0.0017229
Table | Incandescent |  | Standard A Lamp | 1 | 150 | Living Room | 1062712 | Living Room | 0.0017229
Floor lamp | Incandescent |  | 3-Way Incandescent | 1 | 200 | Living Room | 1062712 | Living Room | 0.0017229
Table | Incandescent |  | Standard A Lamp | 1 | 60 | Living Room | 1062712 | Living Room | 0.0017229
Ceiling Fixture | Incandescent |  | Standard A Lamp | 1 | 60 | Other | 1062713 | Other | 0.0017229
Wall Mount | Incandescent |  | Standard A Lamp | 5 | 60 | Bathroom | 1062714 | Bathroom | 0.0017229
Ceiling Fixture | Incandescent |  | Reflector | 1 | 150 | Bathroom | 1062714 | Bathroom | 0.0017229
Table | Incandescent |  | Standard A Lamp | 1 | 40 | Master Bedroom | 1062715 | Master Bedroom | 0.0017229
Table | Incandescent |  | 3-Way Incandescent | 1 | 100 | Master Bedroom | 1062715 | Master Bedroom | 0.0017229
Ceiling Fan | Incandescent |  | Clear | 3 | 60 | Master Bedroom | 1062715 | Master Bedroom | 0.0017229
Ceiling Fixture | Incandescent |  | Standard A Lamp | 1 | 60 | Closet | 1062716 | Closet | 0.0017229
Ceiling Fixture | Incandescent |  | Standard A Lamp | 1 | 60 | Closet | 1062717 | Closet | 0.0017229
Wall Mount | Incandescent |  | Standard A Lamp | 2 | 60 | Bathroom | 1062718 | Bathroom | 0.0017229
Ceiling Fixture | Incandescent |  | Standard A Lamp | 2 | 60 | Hall | 1062719 | Hall | 0.0017229
Wall Mount | Incandescent |  | Globe | 8 | 60 | Bathroom | 1062720 | Bathroom | 0.0017229
Recessed Can | Incandescent |  | Reflector | 1 | 75 | Hall | 1062721 | Hall | 0.0017229
Recessed Can | Incandescent |  | Reflector | 1 | 65 | Hall | 106291 | Hall | 0.0012318
Wall Mount | Incandescent |  | Standard A Lamp | 1 | 75 | Master Bedroom | 106292 | Master Bedroom | 0.0012318
Wall Mount | Compact Fluorescent |  | Twist | 1 | 15 | Master Bedroom | 106292 | Master Bedroom | 0.0012318
Ceiling Fixture | Incandescent |  | Reflector | 3 | 65 | Office | 106293 | Office | 0.0012318
Ceiling Fixture | Linear Fluorescent | 48 | T-8 | 2 | 32 | Laundry Room | 106294 | Laundry Room | 0.0012318
Recessed Can | Compact Fluorescent |  | Reflector | 1 | 15 | Kitchen | 106295 | Kitchen | 0.0012318
Recessed Can | Compact Fluorescent |  | Reflector | 1 | 15 | Dining Room | 106296 | Dining Room | 0.0012318
Ceiling Fixture | Compact Fluorescent |  | Twist | 1 | 22 | Garage | 106297 | Garage | 0.0012318
Wall Mount | Incandescent |  | Globe | 8 | 60 | Bathroom | 106298 | Bathroom | 0.0012318
Ceiling Fixture | Compact Fluorescent |  | Twist | 1 | 15 | Bathroom | 106298 | Bathroom | 0.0012318
Table | Halogen |  | MR | 1 | 50 | Bedroom | 106299 | Bedroom | 0.0012318
Recessed Can | Incandescent |  | Reflector | 1 | 65 | Bedroom | 106299 | Bedroom | 0.0012318
Recessed Can | Compact Fluorescent |  | Twist | 1 | 15 | Bedroom | 1062910 | Bedroom | 0.0012318
Table | Compact Fluorescent |  | Twist | 1 | 15 | Bedroom | 1062910 | Bedroom | 0.0012318
Wall Mount | Incandescent |  | Standard A Lamp | 3 | 75 | Bathroom | 1062911 | Bathroom | 0.0012318
Table | Compact Fluorescent |  | A shape bulb | 2 | 7 | Living Room | 1062912 | Living Room | 0.0012318
Table | Incandescent |  | Standard A Lamp | 1 | 25 | Living Room | 1062912 | Living Room | 0.0012318
Ceiling Fixture | Compact Fluorescent |  | Twist | 1 | 15 | Hall | 1062913 | Hall | 0.0012318
Floor lamp | Compact Fluorescent |  | Twist | 1 | 22 | Living Room | 1062914 | Living Room | 0.0012318
Table | Compact Fluorescent |  | Twist | 1 | 22 | Living Room | 1062914 | Living Room | 0.0012318
Ceiling Fixture | Incandescent |  | Standard A Lamp | 1 | 60 | Laundry Room | 106301 | Laundry Room | 0.0012318
Table | Halogen |  | MR | 1 | 100 | Office | 106302 | Office | 0.0012318
Ceiling Fixture | Incandescent |  | Standard A Lamp | 1 | 40 | Bathroom | 106303 | Bathroom | 0.0012318
Wall Mount | Incandescent |  | Globe | 3 | 60 | Bathroom | 106303 | Bathroom | 0.0012318
Ceiling Fixture | Incandescent |  | Standard A Lamp | 1 | 75 | Closet | 106304 | Closet | 0.0012318
Ceiling Fixture | Linear Fluorescent | 48 | T-4 | 2 | 32 | Bathroom | 106305 | Bathroom | 0.0012318
Ceiling Fixture | Incandescent |  | Decorative | 1 | 100 | Hall | 106306 | Hall | 0.0012318
Ceiling Fixture | Incandescent |  | Mini base | 1 | 60 | Bedroom | 106307 | Bedroom | 0.0012318
Table | Incandescent |  | Standard A Lamp | 1 | 100 | Bedroom | 106307 | Bedroom | 0.0012318
Ceiling Fixture | Incandescent |  | Mini base | 1 | 60 | Bathroom | 106308 | Bathroom | 0.0012318
Wall Mount | Incandescent |  | Standard A Lamp | 1 | 40 | Bathroom | 106308 | Bathroom | 0.0012318
Recessed - other | Incandescent |  | Standard A Lamp | 1 | 40 | Bathroom | 106308 | Bathroom | 0.0012318
Table | Incandescent |  | Standard A Lamp | 1 | 40 | Bedroom | 106309 | Bedroom | 0.0012318
Recessed Can | Incandescent |  | Reflector | 1 | 75 | Hall | 1063010 | Hall | 0.0012318
Ceiling Fixture | Compact Fluorescent |  | Circline (Screw Base) | 1 | 22 | Closet | 1063011 | Closet | 0.0012318
Floor lamp | Incandescent |  | Standard A Lamp | 1 | 75 | Living Room | 1063012 | Living Room | 0.0012318
Floor lamp | Compact Fluorescent |  | A shape bulb | 3 | 22 | Living Room | 1063012 | Living Room | 0.0012318
Floor lamp | Halogen |  | MR | 3 | 100 | Living Room | 1063012 | Living Room | 0.0012318
Ceiling Fixture | Incandescent |  | Reflector | 1 | 75 | Kitchen | 1063013 | Kitchen | 0.0012318
Track | Incandescent |  | Standard A Lamp | 6 | 75 | Kitchen | 1063013 | Kitchen | 0.0012318
Low bay | Linear Fluorescent | 48 | T-12 | 2 | 40 | Other | 1063014 | Other | 0.0012318
Ceiling Fixture | Incandescent |  | Standard A Lamp | 1 | 75 | Other | 1063014 | Other | 0.0012318
Ceiling Fixture | Incandescent |  | Standard A Lamp | 2 | 60 | Dining Room | 1063015 | Dining Room | 0.0012318
Table | Incandescent |  | Standard A Lamp | 1 | 40 | Dining Room | 1063015 | Dining Room | 0.0012318
Table | Incandescent |  | Standard A Lamp | 1 | 60 | Master Bedroom | 1063016 | Master Bedroom | 0.0012318
Table | Incandescent |  | Standard A Lamp | 1 | 100 | Master Bedroom | 1063016 | Master Bedroom | 0.0012318
Ceiling Fixture | Halogen |  | MR | 2 | 50 | Bathroom | 106361 | Bathroom | 0.0012318
Wall Mount | Incandescent |  | Mini base | 1 | 7 | Bathroom | 106361 | Bathroom | 0.0012318
Ceiling Fixture | Compact Fluorescent |  | Twist | 2 | 15 | Bathroom | 106361 | Bathroom | 0.0012318
Wall Mount | Incandescent |  | Standard A Lamp | 1 | 75 | Closet | 106362 | Closet | 0.0012318
Table | Compact Fluorescent |  | Twist | 1 | 15 | Laundry Room | 106363 | Laundry Room | 0.0012318
Torchiere | Compact Fluorescent |  | Twist | 1 | 15 | Laundry Room | 106363 | Laundry Room | 0.0012318
Table | Incandescent |  | Standard A Lamp | 1 | 60 | Laundry Room | 106363 | Laundry Room | 0.0012318
Wall Mount | Incandescent |  | Reflector | 1 | 60 | Laundry Room | 106363 | Laundry Room | 0.0012318
Ceiling Fixture | Incandescent |  | Standard A Lamp | 1 | 60 | Other | 106364 | Other | 0.0012318
Ceiling Fixture | Compact Fluorescent |  | Twist | 2 | 15 | Hall | 106365 | Hall | 0.0012318
Recessed Can | Compact Fluorescent |  | Reflector | 1 | 15 | Master Bedroom | 106366 | Master Bedroom | 0.0012318
Table | Compact Fluorescent |  | Twist | 1 | 7 | Master Bedroom | 106366 | Master Bedroom | 0.0012318
Other | Compact Fluorescent |  | Twist | 2 | 15 | Kitchen | 106367 | Kitchen | 0.0012318
Ceiling Fixture | Halogen |  | MR | 1 | 50 | Kitchen | 106367 | Kitchen | 0.0012318
Ceiling Fixture | Halogen |  | MR | 2 | 50 | Kitchen | 106367 | Kitchen | 0.0012318
Ceiling Fixture | Other |  | LED Interior | 2 | 5 | Kitchen | 106367 | Kitchen | 0.0012318
Ceiling Fixture | Compact Fluorescent |  | Twist | 1 | 15 | Laundry Room | 106368 | Laundry Room | 0.0012318
Table | Incandescent |  | Mini base | 1 | 75 | Master Bedroom | 106369 | Master Bedroom | 0.0012318
Ceiling Fixture | Incandescent |  | Reflector | 1 | 65 | Master Bedroom | 106369 | Master Bedroom | 0.0012318
Ceiling Fixture | Compact Fluorescent |  | Twist | 1 | 15 | Closet | 1063610 | Closet | 0.0012318
Ceiling Fixture | Linear Fluorescent | 48 | T-12 | 2 | 40 | Garage | 1063611 | Garage | 0.0012318
Wall Mount | Other |  | LED Interior | 1 | 6 | Bathroom | 106371 | Bathroom | 0.00029524
Wall Mount | Halogen |  | MR | 1 | 50 | Bathroom | 106371 | Bathroom | 0.00029524
Ceiling Fixture | Compact Fluorescent |  | Twist | 2 | 15 | Bedroom | 106372 | Bedroom | 0.00029524
Table | Incandescent |  | Standard A Lamp | 1 | 60 | Bedroom | 106372 | Bedroom | 0.00029524
Ceiling Fixture | Halogen |  | PAR | 4 | 32 | Office | 106373 | Office | 0.00029524
Chandelier (Hanging) | Incandescent |  | Other | 9 | 15 | Dining Room | 106374 | Dining Room | 0.00029524
Track | Halogen |  | PAR | 5 | 32 | Hall | 106375 | Hall | 0.00029524
Recessed - other | Other |  | LED Interior | 1 | 6 | Hall | 106375 | Hall | 0.00029524
Chandelier (Hanging) | Compact Fluorescent |  | Twist | 3 | 15 | Hall | 106375 | Hall | 0.00029524
Ceiling Fixture | Compact Fluorescent |  | Twist | 2 | 15 | Hall | 106376 | Hall | 0.00029524
Ceiling Fixture | Compact Fluorescent |  | Twist | 1 | 15 | Kitchen | 106377 | Kitchen | 0.00029524
Recessed Can | Compact Fluorescent |  | Reflector | 1 | 22 | Kitchen | 106377 | Kitchen | 0.00029524
Ceiling Fixture | Linear Fluorescent | 48 | T-8 | 2 | 32 | Laundry Room | 106378 | Laundry Room | 0.00029524
Ceiling Fixture | Compact Fluorescent |  | Reflector | 1 | 22 | Living Room | 106379 | Living Room | 0.00029524
Recessed Can | Compact Fluorescent |  | Reflector | 2 | 22 | Living Room | 106379 | Living Room | 0.00029524
Table | Incandescent |  | Standard A Lamp | 1 | 100 | Living Room | 106379 | Living Room | 0.00029524
Recessed - other | Other |  | LED Interior | 1 | 6 | Living Room | 106379 | Living Room | 0.00029524
Wall Mount | Compact Fluorescent |  | Pin base | 1 | 28 | Bathroom | 1063710 | Bathroom | 0.00029524
Ceiling Fan | Compact Fluorescent |  | Twist | 2 | 15 | Bedroom | 1063711 | Bedroom | 0.00029524
Table | Incandescent |  | Standard A Lamp | 1 | 60 | Bedroom | 1063711 | Bedroom | 0.00029524
Ceiling Fixture | Linear Fluorescent | 48 | T-8 | 2 | 32 | Closet | 1063712 | Closet | 0.00029524
Wall Mount | Compact Fluorescent |  | Twist | 3 | 13 | Bathroom | 106381 | Bathroom | 0.00037892
Ceiling Fixture | Incandescent |  | Heat Lamp | 1 | 150 | Bathroom | 106381 | Bathroom | 0.00037892
Ceiling Fixture | Incandescent |  | Clear | 1 | 40 | Bedroom | 106382 | Bedroom | 0.00037892
Ceiling Fixture | Incandescent |  | Globe | 1 | 40 | Hall | 106383 | Hall | 0.00037892
Ceiling Fixture | Compact Fluorescent |  | Twist | 1 | 23 | Kitchen | 106384 | Kitchen | 0.00037892
Ceiling Fixture | Compact Fluorescent |  | Twist | 1 | 23 | Laundry Room | 106385 | Laundry Room | 0.00037892
Wall Mount | Incandescent |  | Standard A Lamp | 1 | 100 | Living Room | 106386 | Living Room | 0.00037892
Ceiling Fixture | Compact Fluorescent |  | Twist | 1 | 13 | Living Room | 106386 | Living Room | 0.00037892
Table | Compact Fluorescent |  | Twist | 1 | 13 | Master Bedroom | 106387 | Master Bedroom | 0.00037892
Ceiling Fixture | Incandescent |  | Standard A Lamp | 1 | 75 | Office | 106388 | Office | 0.00037892
Recessed Can | Incandescent |  | Reflector | 1 | 65 | Bathroom | 106491 | Bathroom | 0.0017229
Ceiling Fixture | Compact Fluorescent |  | Twist | 2 | 13 | Bedroom | 106492 | Bedroom | 0.0017229
Floor lamp | Incandescent |  | Decorative | 3 | 25 | Bedroom | 106492 | Bedroom | 0.0017229
Chandelier (Hanging) | Compact Fluorescent |  | Twist | 3 | 13 | Dining Room | 106493 | Dining Room | 0.0017229
Recessed Can | Incandescent |  | Reflector | 1 | 65 | Dining Room | 106493 | Dining Room | 0.0017229
Ceiling Fixture | Linear Fluorescent | 48 | T-12 | 2 | 25 | Garage | 106494 | Garage | 0.0017229
Ceiling Fixture | Compact Fluorescent |  | A shape bulb | 1 | 15 | Garage | 106494 | Garage | 0.0017229
Ceiling Fixture | Compact Fluorescent |  | Twist | 1 | 13 | Bathroom | 106495 | Bathroom | 0.0017229
Ceiling Fixture | Incandescent |  | Globe | 4 | 60 | Hall | 106496 | Hall | 0.0017229
Wall Mount | Incandescent |  | Mini base | 1 | 25 | Kitchen | 106497 | Kitchen | 0.0017229
Ceiling Fixture | Compact Fluorescent |  | Twist | 4 | 13 | Kitchen | 106497 | Kitchen | 0.0017229
Ceiling Fixture | Compact Fluorescent |  | Twist | 1 | 13 | Laundry Room | 106498 | Laundry Room | 0.0017229
Floor lamp | Compact Fluorescent |  | Twist | 1 | 13 | Living Room | 106499 | Living Room | 0.0017229
Floor lamp | Incandescent |  | Decorative | 1 | 40 | Living Room | 106499 | Living Room | 0.0017229
Floor lamp | Compact Fluorescent |  | A shape bulb | 1 | 15 | Living Room | 106499 | Living Room | 0.0017229
Ceiling Fixture | Compact Fluorescent |  | Twist | 1 | 13 | Master Bedroom | 1064910 | Master Bedroom | 0.0017229
Floor lamp | Compact Fluorescent |  | Twist | 1 | 13 | Family Room | 1064911 | Family Room | 0.0017229
Ceiling Fan | Incandescent |  | Decorative | 4 | 40 | Family Room | 1064911 | Family Room | 0.0017229
Architectural | Incandescent |  | Standard A Lamp | 1 | 60 | Other | 106571 | Other | 0.00037892
Ceiling Fixture | Incandescent |  | Heat Lamp | 2 | 250 | Bathroom | 106572 | Bathroom | 0.00037892
Track | Compact Fluorescent |  | Globe | 1 | 9 | Bathroom | 106572 | Bathroom | 0.00037892
Recessed Can | Incandescent |  | Reflector | 1 | 65 | Hall | 106573 | Hall | 0.00037892
Ceiling Fixture | Incandescent |  | Standard A Lamp | 2 | 40 | Kitchen | 106574 | Kitchen | 0.00037892
Other | Incandescent |  | Mini base | 1 | 100 | Kitchen | 106574 | Kitchen | 0.00037892
Ceiling Fixture | Incandescent |  | Standard A Lamp | 2 | 40 | Hall | 106575 | Hall | 0.00037892
Recessed Can | Incandescent |  | Reflector | 1 | 60 | Living Room | 106576 | Living Room | 0.00037892
Wall Mount | Compact Fluorescent |  | Globe | 2 | 9 | Bathroom | 106577 | Bathroom | 0.00037892
Other | Compact Fluorescent |  | Globe | 1 | 9 | Bathroom | 106577 | Bathroom | 0.00037892
Recessed Can | Incandescent |  | Reflector | 1 | 65 | Master Bedroom | 106578 | Master Bedroom | 0.00037892
Ceiling Fixture | Incandescent |  | Standard A Lamp | 2 | 40 | Office | 106579 | Office | 0.00037892
Ceiling Fixture | Incandescent |  | Standard A Lamp | 2 | 40 | Living Room | 1065710 | Living Room | 0.00037892
Floor lamp | Compact Fluorescent |  | Pin base | 1 | 23 | Living Room | 1065710 | Living Room | 0.00037892
Floor lamp | Compact Fluorescent |  | Twist | 1 | 19 | Living Room | 106581 | Living Room | 0.000364
Table | Compact Fluorescent |  | Twist | 1 | 19 | Living Room | 106581 | Living Room | 0.000364
Track | Halogen |  | MR | 4 | 50 | Living Room | 106581 | Living Room | 0.000364
Ceiling Fixture | Compact Fluorescent |  | Twist | 4 | 19 | Kitchen | 106582 | Kitchen | 0.000364
Ceiling Fixture | Linear Fluorescent | 48 | T-12 | 2 | 40 | Kitchen | 106582 | Kitchen | 0.000364
Ceiling Fixture | Compact Fluorescent |  | Twist | 1 | 19 | Kitchen | 106582 | Kitchen | 0.000364
Ceiling Fixture | Compact Fluorescent |  | Twist | 1 | 19 | Laundry Room | 106583 | Laundry Room | 0.000364
Ceiling Fixture | Linear Fluorescent | 48 | T-8 | 2 | 32 | Garage | 106584 | Garage | 0.000364
Ceiling Fixture | Linear Fluorescent | 48 | T-12 | 2 | 40 | Garage | 106584 | Garage | 0.000364
Garage door opener | Incandescent |  | Standard A Lamp | 2 | 60 | Garage | 106584 | Garage | 0.000364
Wall Mount | Incandescent |  | Mini base | 1 | 60 | Garage | 106584 | Garage | 0.000364
Wall Mount | Compact Fluorescent |  | Twist | 1 | 23 | Closet | 106585 | Closet | 0.000364
Ceiling Fixture | Compact Fluorescent |  | Twist | 2 | 23 | Family Room | 106586 | Family Room | 0.000364
Track | Incandescent |  | Reflector | 2 | 75 | Family Room | 106586 | Family Room | 0.000364
Ceiling Fixture | Compact Fluorescent |  | Twist | 1 | 23 | Closet | 106587 | Closet | 0.000364
Ceiling Fixture | Compact Fluorescent |  | Twist | 1 | 19 | Hall | 106588 | Hall | 0.000364
Ceiling Fixture | Incandescent |  | Standard A Lamp | 3 | 100 | Dining Room | 106589 | Dining Room | 0.000364
Ceiling Fixture | Compact Fluorescent |  | Twist | 2 | 19 | Hall | 1065810 | Hall | 0.000364
Ceiling Fixture | Compact Fluorescent |  | Twist | 2 | 19 | Bedroom | 1065811 | Bedroom | 0.000364
Table | Incandescent |  | 3-Way Incandescent | 1 | 100 | Bedroom | 1065811 | Bedroom | 0.000364
Ceiling Fixture | Incandescent |  | Standard A Lamp | 1 | 100 | Bathroom | 1065812 | Bathroom | 0.000364
High bay | Halogen |  | MR | 3 | 100 | Bathroom | 1065812 | Bathroom | 0.000364
Ceiling Fixture | Compact Fluorescent |  | Twist | 2 | 19 | Master Bedroom | 1065813 | Master Bedroom | 0.000364
Floor lamp | Incandescent |  | Standard A Lamp | 1 | 100 | Master Bedroom | 1065813 | Master Bedroom | 0.000364
Table | Compact Fluorescent |  | Twist | 1 | 19 | Master Bedroom | 1065813 | Master Bedroom | 0.000364
Ceiling Fixture | Incandescent |  | Heat Lamp | 1 | 150 | Bathroom | 1065814 | Bathroom | 0.000364
Wall Mount | Incandescent |  | Decorative | 3 | 60 | Bathroom | 1065814 | Bathroom | 0.000364
Ceiling Fixture | Compact Fluorescent |  | Twist | 2 | 19 | Bedroom | 1065815 | Bedroom | 0.000364
Wall Mount | Compact Fluorescent |  | Twist | 2 | 15 | Bathroom | 106611 | Bathroom | 0.00037892
Ceiling Fixture | Compact Fluorescent |  | Twist | 1 | 15 | Bedroom | 106612 | Bedroom | 0.00037892
Ceiling Fixture | Compact Fluorescent |  | Twist | 2 | 15 | Bedroom | 106613 | Bedroom | 0.00037892
Chandelier (Hanging) | Incandescent |  | Mini base | 5 | 25 | Dining Room | 106614 | Dining Room | 0.00037892
Ceiling Fixture | Linear Fluorescent | 48 | T-12 | 2 | 32 | Garage | 106615 | Garage | 0.00037892
Ceiling Fixture | Incandescent |  | Decorative | 1 | 60 | Hall | 106616 | Hall | 0.00037892
Recessed Can | Compact Fluorescent |  | Reflector | 1 | 7 | Kitchen | 106617 | Kitchen | 0.00037892
Ceiling Fixture | Incandescent |  | Standard A Lamp | 1 | 60 | Laundry Room | 106618 | Laundry Room | 0.00037892
Ceiling Fixture | Compact Fluorescent |  | A shape bulb | 2 | 15 | Living Room | 106619 | Living Room | 0.00037892
Table | Compact Fluorescent |  | A shape bulb | 1 | 15 | Living Room | 106619 | Living Room | 0.00037892
Wall Mount | Incandescent |  | Standard A Lamp | 1 | 60 | Bathroom | 1066110 | Bathroom | 0.00037892
Ceiling Fixture | Incandescent |  | Standard A Lamp | 2 | 60 | Bedroom | 1066111 | Bedroom | 0.00037892
Wall Mount | Incandescent |  | Standard A Lamp | 1 | 60 | Office | 1066112 | Office | 0.00037892
Wall Mount | Incandescent |  | Standard A Lamp | 1 | 60 | Hall | 1066113 | Hall | 0.00037892
Recessed Can | Incandescent |  | Reflector | 1 | 65 | Living Room | 106641 | Living Room | 0.0020539
Recessed Can | Incandescent |  | Reflector | 1 | 65 | Living Room | 106642 | Living Room | 0.0020539
Recessed Can | Incandescent |  | Reflector | 1 | 65 | Bedroom | 106643 | Bedroom | 0.0020539
Recessed Can | Incandescent |  | Reflector | 1 | 65 | Bathroom | 106644 | Bathroom | 0.0020539
Ceiling Fixture | Incandescent |  | Standard A Lamp | 1 | 60 | Bathroom | 106645 | Bathroom | 0.0020539
Wall Mount | Incandescent |  | Standard A Lamp | 3 | 60 | Bathroom | 106645 | Bathroom | 0.0020539
Ceiling Fan | Incandescent |  | Standard A Lamp | 2 | 75 | Bedroom | 106646 | Bedroom | 0.0020539
Ceiling Fan | Compact Fluorescent |  | A shape bulb | 1 | 11 | Bedroom | 106646 | Bedroom | 0.0020539
Floor lamp | Incandescent |  | Standard A Lamp | 1 | 75 | Bedroom | 106646 | Bedroom | 0.0020539
Ceiling Fixture | Halogen |  | PAR | 3 | 35 | Bedroom | 106647 | Bedroom | 0.0020539
Chandelier (Hanging) | Incandescent |  | Standard A Lamp | 1 | 100 | Dining Room | 106648 | Dining Room | 0.0020539
Wall Mount | Incandescent |  | Mini base | 1 | 40 | Bedroom | 106649 | Bedroom | 0.0020539
Wall Mount | Incandescent |  | Decorative | 1 | 25 | Bedroom | 106649 | Bedroom | 0.0020539
Ceiling Fixture | Compact Fluorescent |  | A shape bulb | 1 | 22 | Closet | 1066410 | Closet | 0.0020539
Recessed Can | Incandescent |  | Standard A Lamp | 1 | 100 | Closet | 1066411 | Closet | 0.0020539
Chandelier (Hanging) | Incandescent |  | Standard A Lamp | 6 | 60 | Dining Room | 1066412 | Dining Room | 0.0020539
Floor lamp | Incandescent |  | Standard A Lamp | 1 | 60 | Dining Room | 1066412 | Dining Room | 0.0020539
Ceiling Fixture | Incandescent |  | Standard A Lamp | 1 | 60 | Hall | 1066413 | Hall | 0.0020539
Wall Mount | Incandescent |  | Standard A Lamp | 1 | 60 | Other | 1066414 | Other | 0.0020539
Ceiling Fixture | Incandescent |  | Standard A Lamp | 1 | 60 | Hall | 1066415 | Hall | 0.0020539
Wall Mount | Incandescent |  | Standard A Lamp | 1 | 100 | Hall | 1066416 | Hall | 0.0020539
Ceiling Fixture | Incandescent |  | Standard A Lamp | 1 | 60 | Hall | 1066417 | Hall | 0.0020539
Ceiling Fixture | Incandescent |  | Standard A Lamp | 3 | 100 | Kitchen | 1066418 | Kitchen | 0.0020539
Low bay | Incandescent |  | Standard A Lamp | 1 | 60 | Kitchen | 1066418 | Kitchen | 0.0020539
Ceiling Fixture | Incandescent |  | Standard A Lamp | 1 | 100 | Laundry Room | 1066419 | Laundry Room | 0.0020539
Floor lamp | Incandescent |  | Standard A Lamp | 1 | 60 | Living Room | 1066420 | Living Room | 0.0020539
Table | Incandescent |  | Standard A Lamp | 1 | 100 | Living Room | 1066420 | Living Room | 0.0020539
Table | Compact Fluorescent |  | Twist | 1 | 13 | Living Room | 1066420 | Living Room | 0.0020539
Wall Mount | Incandescent |  | Globe | 6 | 40 | Bathroom | 1066421 | Bathroom | 0.0020539
Table | Incandescent |  | Standard A Lamp | 1 | 60 | Master Bedroom | 1066422 | Master Bedroom | 0.0020539
Ceiling Fixture | Incandescent |  | Standard A Lamp | 1 | 60 | Closet | 1066423 | Closet | 0.0020539
Ceiling Fixture | Incandescent |  | Standard A Lamp | 2 | 60 | Hall | 1066424 | Hall | 0.0020539
Ceiling Fixture | Incandescent |  | Standard A Lamp | 2 | 40 | Bedroom | 106811 | Bedroom | 0.00049795
Ceiling Fixture | Linear Fluorescent | 96 | T-12 | 2 | 40 | Bedroom | 106812 | Bedroom | 0.00049795
Table | Incandescent |  | Standard A Lamp | 1 | 60 | Bedroom | 106812 | Bedroom | 0.00049795
Floor lamp | Compact Fluorescent |  | Twist | 1 | 15 | Bedroom | 106812 | Bedroom | 0.00049795
Recessed Can | Compact Fluorescent |  | Reflector | 1 | 15 | Kitchen | 106813 | Kitchen | 0.00049795
Table | Compact Fluorescent |  | Twist | 1 | 15 | Kitchen | 106813 | Kitchen | 0.00049795
Track | Halogen |  | PAR | 1 | 50 | Kitchen | 106813 | Kitchen | 0.00049795
Recessed Can | Incandescent |  | Reflector | 1 | 60 | Kitchen | 106813 | Kitchen | 0.00049795
Ceiling Fixture | Incandescent |  | Standard A Lamp | 3 | 40 | Master Bedroom | 106814 | Master Bedroom | 0.00049795
Table | Incandescent |  | 3-Way Incandescent | 1 | 125 | Master Bedroom | 106814 | Master Bedroom | 0.00049795
Wall Mount | Incandescent |  | Mini base | 1 | 25 | Master Bedroom | 106814 | Master Bedroom | 0.00049795
Recessed Can | Compact Fluorescent |  | Reflector | 1 | 15 | Bathroom | 106815 | Bathroom | 0.00049795
Wall Mount | Halogen |  | PAR | 1 | 50 | Bathroom | 106815 | Bathroom | 0.00049795
Ceiling Fixture | Incandescent |  | Standard A Lamp | 2 | 60 | Closet | 106816 | Closet | 0.00049795
Ceiling Fixture | Incandescent |  | Decorative | 1 | 60 | Bedroom | 106817 | Bedroom | 0.00049795
Ceiling Fixture | Linear Fluorescent | 48 | T-12 | 1 | 40 | Other | 106818 | Other | 0.00049795
Ceiling Fixture | Compact Fluorescent |  | Twist | 1 | 15 | Hall | 106819 | Hall | 0.00049795
Wall Mount | Compact Fluorescent |  | Twist | 3 | 15 | Bathroom | 1068110 | Bathroom | 0.00049795
Ceiling Fixture | Incandescent |  | Globe | 4 | 40 | Family Room | 1068111 | Family Room | 0.00049795
Ceiling Fixture | Compact Fluorescent |  | Twist | 4 | 15 | Family Room | 1068111 | Family Room | 0.00049795
Table | Incandescent |  | Standard A Lamp | 1 | 60 | Family Room | 1068111 | Family Room | 0.00049795
Floor lamp | Incandescent |  | Standard A Lamp | 1 | 60 | Family Room | 1068111 | Family Room | 0.00049795
Ceiling Fixture | Linear Fluorescent | 96 | T-12 | 1 | 40 | Office | 1068112 | Office | 0.00049795
Ceiling Fixture | Incandescent |  | Standard A Lamp | 2 | 60 | Laundry Room | 1068113 | Laundry Room | 0.00049795
Ceiling Fan | Linear Fluorescent | 48 | T-12 | 2 | 40 | Garage | 1068114 | Garage | 0.00049795
Garage door opener | Incandescent |  | Standard A Lamp | 2 | 40 | Garage | 1068114 | Garage | 0.00049795
Ceiling Fixture | Compact Fluorescent |  | Twist | 2 | 15 | Hall | 1068115 | Hall | 0.00049795
Chandelier (Hanging) | Incandescent |  | Standard A Lamp | 5 | 60 | Dining Room | 1068116 | Dining Room | 0.00049795
Ceiling Fixture | Halogen |  | PAR | 1 | 50 | Dining Room | 1068116 | Dining Room | 0.00049795
Recessed Can | Compact Fluorescent |  | Twist | 1 | 15 | Living Room | 1068117 | Living Room | 0.00049795
Floor lamp | Incandescent |  | Standard A Lamp | 1 | 100 | Living Room | 1068117 | Living Room | 0.00049795
Floor lamp | Halogen |  | Quartz Tube | 1 | 100 | Living Room | 1068117 | Living Room | 0.00049795
Table | Compact Fluorescent |  | Twist | 1 | 22 | Living Room | 1068117 | Living Room | 0.00049795
Chandelier (Hanging) | Incandescent |  | Decorative | 3 | 25 | Living Room | 1068117 | Living Room | 0.00049795
Wall Mount | Incandescent |  | Standard A Lamp | 1 | 100 | Hall | 1068118 | Hall | 0.00049795
Wall Mount | Incandescent |  | Standard A Lamp | 4 | 60 | Bathroom | 1068119 | Bathroom | 0.00049795
Recessed - other | Compact Fluorescent |  | Decorative | 1 | 15 | Bathroom | 1068119 | Bathroom | 0.00049795
Ceiling Fixture | Incandescent |  | Standard A Lamp | 2 | 40 | Bedroom | 1068120 | Bedroom | 0.00049795
Table | Incandescent |  | Standard A Lamp | 1 | 60 | Bedroom | 1068120 | Bedroom | 0.00049795
Wall Mount | Incandescent |  | Standard A Lamp | 1 | 60 | Bathroom | 106881 | Bathroom | 0.00028601
Ceiling Fixture | Incandescent |  | Standard A Lamp | 1 | 60 | Bathroom | 106881 | Bathroom | 0.00028601
Ceiling Fixture | Compact Fluorescent |  | Twist | 1 | 13 | Bathroom | 106882 | Bathroom | 0.00028601
Wall Mount | Compact Fluorescent |  | Twist | 1 | 15 | Bathroom | 106882 | Bathroom | 0.00028601
Ceiling Fixture | Compact Fluorescent |  | Twist | 1 | 15 | Other | 106883 | Other | 0.00028601
Ceiling Fixture | Incandescent |  | Standard A Lamp | 2 | 40 | Other | 106883 | Other | 0.00028601
Ceiling Fixture | Linear Fluorescent | 48 | Fluorescent Other | 2 | 40 | Garage | 106884 | Garage | 0.00028601
Garage door opener | Incandescent |  | Clear | 1 | 25 | Garage | 106884 | Garage | 0.00028601
Ceiling Fixture | Compact Fluorescent |  | Twist | 1 | 22 | Garage | 106884 | Garage | 0.00028601
Ceiling Fixture | Compact Fluorescent |  | Twist | 2 | 15 | Kitchen | 106885 | Kitchen | 0.00028601
Wall Mount | Compact Fluorescent |  | Straight Tube | 1 | 20 | Kitchen | 106885 | Kitchen | 0.00028601
Other | Incandescent |  | Mini base | 1 | 5 | Kitchen | 106885 | Kitchen | 0.00028601
Chandelier (Hanging) | Incandescent |  | Standard A Lamp | 4 | 40 | Kitchen | 106885 | Kitchen | 0.00028601
Ceiling Fan | Compact Fluorescent |  | Twist | 4 | 15 | Bedroom | 106886 | Bedroom | 0.00028601
Table | Compact Fluorescent |  | Twist | 1 | 15 | Bedroom | 106886 | Bedroom | 0.00028601
Floor lamp | Compact Fluorescent |  | Twist | 1 | 9 | Bedroom | 106886 | Bedroom | 0.00028601
Ceiling Fixture | Incandescent |  | Standard A Lamp | 2 | 40 | Bedroom | 106887 | Bedroom | 0.00028601
Wall Mount | Linear Fluorescent | 48 | Fluorescent Other | 2 | 40 | Bedroom | 106887 | Bedroom | 0.00028601
Other | Incandescent |  | Mini base | 1 | 5 | Bedroom | 106887 | Bedroom | 0.00028601
Other | Compact Fluorescent |  | Twist | 1 | 15 | Bedroom | 106887 | Bedroom | 0.00028601
Ceiling Fixture | Incandescent |  | Standard A Lamp | 2 | 60 | Bedroom | 106888 | Bedroom | 0.00028601
Ceiling Fixture | Compact Fluorescent |  | Twist | 1 | 22 | Other | 106901 | Other | 0.00028601
Ceiling Fixture | Incandescent |  | Standard A Lamp | 1 | 60 | Other | 106901 | Other | 0.00028601
Ceiling Fixture | Compact Fluorescent |  | Twist | 1 | 22 | Bathroom | 106902 | Bathroom | 0.00028601
Recessed - other | Incandescent |  | Heat Lamp | 1 | 250 | Bathroom | 106902 | Bathroom | 0.00028601
Recessed - other | Incandescent |  | Standard A Lamp | 1 | 100 | Bathroom | 106902 | Bathroom | 0.00028601
Wall Mount | Incandescent |  | Globe | 6 | 40 | Bathroom | 106902 | Bathroom | 0.00028601
Recessed - other | Incandescent |  | Standard A Lamp | 1 | 60 | Bathroom | 106903 | Bathroom | 0.00028601
Ceiling Fixture | Compact Fluorescent |  | Twist | 1 | 15 | Bedroom | 106904 | Bedroom | 0.00028601
Wall Mount | Compact Fluorescent |  | Twist | 1 | 15 | Master Bedroom | 106905 | Master Bedroom | 0.00028601
Chandelier (Hanging) | Compact Fluorescent |  | Twist | 1 | 15 | Master Bedroom | 106905 | Master Bedroom | 0.00028601
Ceiling Fixture | Compact Fluorescent |  | Twist | 2 | 15 | Bedroom | 106906 | Bedroom | 0.00028601
Table | Incandescent |  | Standard A Lamp | 1 | 60 | Bedroom | 106906 | Bedroom | 0.00028601
Chandelier (Hanging) | Compact Fluorescent |  | Twist | 5 | 13 | Office | 106907 | Office | 0.00028601
Chandelier (Hanging) | Incandescent |  | Decorative | 5 | 40 | Office | 106907 | Office | 0.00028601
Table | Linear Fluorescent | 18 | T-8 | 1 | 15 | Office | 106907 | Office | 0.00028601
Recessed Can | Other |  | LED Interior | 1 | 7 | Hall | 106908 | Hall | 0.00028601
Ceiling Fixture | Other |  | LED Interior | 4 | 15 | Kitchen | 106909 | Kitchen | 0.00028601
Architectural | Compact Fluorescent |  | Twist | 1 | 15 | Kitchen | 106909 | Kitchen | 0.00028601
Recessed Can | Other |  | LED Interior | 1 | 12 | Laundry Room | 1069010 | Laundry Room | 0.00028601
Ceiling Fan | Compact Fluorescent |  | Twist | 4 | 15 | Living Room | 1069011 | Living Room | 0.00028601
Chandelier (Hanging) | Compact Fluorescent |  | Twist | 1 | 28 | Living Room | 1069011 | Living Room | 0.00028601
Table | Incandescent |  | Other | 1 | 40 | Living Room | 1069011 | Living Room | 0.00028601
Recessed Can | Incandescent |  | Decorative | 1 | 40 | Office | 1069012 | Office | 0.00028601
Track | Incandescent |  | Standard A Lamp | 1 | 60 | Laundry Room | 106951 | Laundry Room | 0.000364
Ceiling Fan | Incandescent |  | Standard A Lamp | 1 | 60 | Family Room | 106952 | Family Room | 0.000364
Table | Incandescent |  | Standard A Lamp | 1 | 75 | Family Room | 106952 | Family Room | 0.000364
Ceiling Fixture | Linear Fluorescent | 48 | T-12 | 2 | 40 | Kitchen | 106953 | Kitchen | 0.000364
Table | Compact Fluorescent |  | Twist | 1 | 15 | Bedroom | 106954 | Bedroom | 0.000364
Ceiling Fixture | Linear Fluorescent | 48 | T-12 | 1 | 40 | Laundry Room | 106955 | Laundry Room | 0.000364
Wall Mount | Incandescent |  | Globe | 6 | 40 | Bathroom | 106956 | Bathroom | 0.000364
Ceiling Fixture | Compact Fluorescent |  | Twist | 1 | 15 | Bedroom | 106957 | Bedroom | 0.000364
Chandelier (Hanging) | Incandescent |  | Globe | 5 | 60 | Dining Room | 106961 | Dining Room | 0.000364
Ceiling Fixture | Compact Fluorescent |  | Twist | 2 | 15 | Office | 106962 | Office | 0.000364
Other | Compact Fluorescent |  | Straight Tube | 1 | 22 | Office | 106962 | Office | 0.000364
Ceiling Fixture | Compact Fluorescent |  | Twist | 2 | 22 | Other | 106963 | Other | 0.000364
Wall Mount | Incandescent |  | Standard A Lamp | 2 | 60 | Bathroom | 106964 | Bathroom | 0.000364
Ceiling Fixture | Incandescent |  | Standard A Lamp | 1 | 40 | Hall | 106965 | Hall | 0.000364
Ceiling Fixture | Compact Fluorescent |  | Twist | 1 | 22 | Garage | 106966 | Garage | 0.000364
Ceiling Fixture | Incandescent |  | Standard A Lamp | 2 | 60 | Laundry Room | 106967 | Laundry Room | 0.000364
Table | Incandescent |  | Standard A Lamp | 1 | 100 | Laundry Room | 106967 | Laundry Room | 0.000364
Table | Compact Fluorescent |  | Twist | 1 | 15 | Living Room | 106968 | Living Room | 0.000364
Floor lamp | Incandescent |  | Standard A Lamp | 1 | 60 | Living Room | 106968 | Living Room | 0.000364
Floor lamp | Halogen |  | MR | 1 | 100 | Living Room | 106968 | Living Room | 0.000364
Ceiling Fixture | Incandescent |  | Standard A Lamp | 1 | 60 | Hall | 106969 | Hall | 0.000364
Ceiling Fixture | Incandescent |  | Heat Lamp | 1 | 250 | Bathroom | 1069610 | Bathroom | 0.000364
Wall Mount | Incandescent |  | Standard A Lamp | 2 | 40 | Bathroom | 1069610 | Bathroom | 0.000364
Ceiling Fixture | Compact Fluorescent |  | Twist | 3 | 15 | Kitchen | 1069611 | Kitchen | 0.000364
Ceiling Fixture | Incandescent |  | Standard A Lamp | 1 | 40 | Kitchen | 1069611 | Kitchen | 0.000364
Garage door opener | Incandescent |  | Standard A Lamp | 1 | 60 | Hall | 1069612 | Hall | 0.000364
Wall Mount | Incandescent |  | Standard A Lamp | 2 | 40 | Bathroom | 1069613 | Bathroom | 0.000364
Ceiling Fixture | Incandescent |  | Heat Lamp | 2 | 250 | Bathroom | 1069613 | Bathroom | 0.000364
Ceiling Fixture | Compact Fluorescent |  | Twist | 2 | 15 | Bedroom | 1069614 | Bedroom | 0.000364
Ceiling Fixture | Compact Fluorescent |  | Twist | 2 | 15 | Master Bedroom | 1069615 | Master Bedroom | 0.000364
Architectural | Incandescent |  | Standard A Lamp | 1 | 100 | Other | 106971 | Other | 0.00037892
Architectural | Incandescent |  | Standard A Lamp | 1 | 100 | Other | 106972 | Other | 0.00037892
Ceiling Fixture | Compact Fluorescent |  | Twist | 1 | 26 | Bathroom | 106973 | Bathroom | 0.00037892
Ceiling Fixture | Compact Fluorescent |  | Twist | 3 | 13 | Bedroom | 106974 | Bedroom | 0.00037892
Table | Compact Fluorescent |  | Twist | 1 | 13 | Bedroom | 106974 | Bedroom | 0.00037892
Ceiling Fixture | Incandescent |  | Standard A Lamp | 1 | 60 | Hall | 106975 | Hall | 0.00037892
Ceiling Fixture | Compact Fluorescent |  | A shape bulb | 2 | 15 | Kitchen | 106976 | Kitchen | 0.00037892
Ceiling Fixture | Incandescent |  | Standard A Lamp | 1 | 60 | Kitchen | 106976 | Kitchen | 0.00037892
Floor lamp | Compact Fluorescent |  | Twist | 1 | 20 | Living Room | 106977 | Living Room | 0.00037892
Table | Incandescent |  | Standard A Lamp | 1 | 60 | Living Room | 106977 | Living Room | 0.00037892
Table | Halogen |  | Other | 1 | 20 | Office | 106978 | Office | 0.00037892
Floor lamp | Compact Fluorescent |  | 3-Way CFL | 2 | 32 | Office | 106978 | Office | 0.00037892
Table | Compact Fluorescent |  | Twist | 1 | 13 | Office | 106978 | Office | 0.00037892
Architectural | Incandescent |  | Standard A Lamp | 1 | 60 | Garage | 106979 | Garage | 0.00037892
Wall Mount | Incandescent |  | Standard A Lamp | 6 | 75 | Bathroom | 106991 | Bathroom | 0.0017229
Ceiling Fixture | Halogen |  | PAR | 2 | 150 | Bathroom | 106991 | Bathroom | 0.0017229
Ceiling Fixture | Incandescent |  | Standard A Lamp | 2 | 60 | Bedroom | 106992 | Bedroom | 0.0017229
Ceiling Fixture | Incandescent |  | Standard A Lamp | 2 | 60 | Bedroom | 106993 | Bedroom | 0.0017229
Floor lamp | Incandescent |  | Standard A Lamp | 1 | 95 | Bedroom | 106993 | Bedroom | 0.0017229
Ceiling Fixture | Incandescent |  | Standard A Lamp | 1 | 60 | Hall | 106994 | Hall | 0.0017229
Ceiling Fan | Compact Fluorescent |  | Twist | 4 | 20 | Kitchen | 106995 | Kitchen | 0.0017229
Floor lamp | Compact Fluorescent |  | Twist | 1 | 13 | Living Room | 106996 | Living Room | 0.0017229
Floor lamp | Incandescent |  | Standard A Lamp | 1 | 100 | Living Room | 106996 | Living Room | 0.0017229
Ceiling Fan | Incandescent |  | Standard A Lamp | 1 | 100 | Bedroom | 106997 | Bedroom | 0.0017229
Ceiling Fixture | Incandescent |  | Standard A Lamp | 1 | 60 | Bathroom | 107011 | Bathroom | 0.0012318
Wall Mount | Incandescent |  | Globe | 2 | 60 | Bathroom | 107012 | Bathroom | 0.0012318
Ceiling Fixture | Incandescent |  | Standard A Lamp | 1 | 60 | Bathroom | 107012 | Bathroom | 0.0012318
Recessed Can | Incandescent |  | Standard A Lamp | 1 | 65 | Closet | 107013 | Closet | 0.0012318
Chandelier (Hanging) | Incandescent |  | Standard A Lamp | 3 | 60 | Dining Room | 107014 | Dining Room | 0.0012318
Ceiling Fixture | Incandescent |  | Standard A Lamp | 1 | 60 | Hall | 107015 | Hall | 0.0012318
Ceiling Fixture | Incandescent |  | Standard A Lamp | 2 | 60 | Family Room | 107016 | Family Room | 0.0012318
Wall Mount | Incandescent |  | Mini base | 1 | 7 | Family Room | 107016 | Family Room | 0.0012318
Ceiling Fixture | Incandescent |  | Standard A Lamp | 1 | 100 | Garage | 107017 | Garage | 0.0012318
Garage door opener | Incandescent |  | Standard A Lamp | 1 | 60 | Garage | 107017 | Garage | 0.0012318
Ceiling Fixture | Incandescent |  | Standard A Lamp | 1 | 60 | Hall | 107018 | Hall | 0.0012318
Recessed Can | Incandescent |  | Reflector | 1 | 65 | Kitchen | 107019 | Kitchen | 0.0012318
Ceiling Fixture | Incandescent |  | Standard A Lamp | 2 | 60 | Laundry Room | 1070110 | Laundry Room | 0.0012318
Ceiling Fan | Incandescent |  | Standard A Lamp | 1 | 60 | Living Room | 1070111 | Living Room | 0.0012318
Recessed Can | Incandescent |  | Reflector | 1 | 65 | Living Room | 1070111 | Living Room | 0.0012318
Table | Incandescent |  | Standard A Lamp | 1 | 60 | Living Room | 1070111 | Living Room | 0.0012318
Table | Incandescent |  | Standard A Lamp | 1 | 75 | Living Room | 1070111 | Living Room | 0.0012318
Table | Compact Fluorescent |  | Twist | 1 | 22 | Living Room | 1070111 | Living Room | 0.0012318
Wall Mount | Halogen |  | PAR | 1 | 75 | Bathroom | 1070112 | Bathroom | 0.0012318
Wall Mount | Incandescent |  | Globe | 1 | 60 | Bathroom | 1070112 | Bathroom | 0.0012318
Ceiling Fixture | Incandescent |  | Standard A Lamp | 1 | 60 | Bathroom | 1070112 | Bathroom | 0.0012318
Ceiling Fixture | Incandescent |  | Standard A Lamp | 2 | 60 | Bedroom | 1070113 | Bedroom | 0.0012318
Chandelier (Hanging) | Incandescent |  | Standard A Lamp | 1 | 100 | Bedroom | 1070113 | Bedroom | 0.0012318
Table | Incandescent |  | Standard A Lamp | 1 | 60 | Bedroom | 1070113 | Bedroom | 0.0012318
Table | Incandescent |  | Standard A Lamp | 1 | 75 | Bedroom | 1070113 | Bedroom | 0.0012318
Ceiling Fixture | Incandescent |  | Mini base | 1 | 65 | Office | 1070114 | Office | 0.0012318
Ceiling Fixture | Compact Fluorescent |  | Twist | 2 | 15 | Office | 1070115 | Office | 0.0012318
Wall Mount | Compact Fluorescent |  | Twist | 3 | 13 | Bathroom | 107051 | Bathroom | 0.000364
Wall Mount | Incandescent |  | Globe | 7 | 50 | Bathroom | 107052 | Bathroom | 0.000364
Recessed Can | Compact Fluorescent |  | Reflector | 1 | 15 | Bedroom | 107053 | Bedroom | 0.000364
Table | Incandescent |  | Mini base | 3 | 15 | Bedroom | 107053 | Bedroom | 0.000364
Recessed Can | Incandescent |  | Reflector | 1 | 75 | Bedroom | 107054 | Bedroom | 0.000364
Floor lamp | Incandescent |  | 3-Way Incandescent | 1 | 75 | Bedroom | 107054 | Bedroom | 0.000364
Recessed Can | Incandescent |  | Reflector | 1 | 75 | Closet | 107055 | Closet | 0.000364
Chandelier (Hanging) | Incandescent |  | Decorative | 6 | 40 | Dining Room | 107056 | Dining Room | 0.000364
Recessed Can | Incandescent |  | Reflector | 1 | 65 | Hall | 107057 | Hall | 0.000364
Torchiere | Halogen |  | Quartz Tube | 1 | 250 | Family Room | 107058 | Family Room | 0.000364
Ceiling Fixture | Compact Fluorescent |  | Twist | 1 | 13 | Garage | 107059 | Garage | 0.000364
Ceiling Fixture | Incandescent |  | Standard A Lamp | 1 | 60 | Garage | 107059 | Garage | 0.000364
Garage door opener | Incandescent |  | Standard A Lamp | 1 | 60 | Garage | 107059 | Garage | 0.000364
Wall Mount | Compact Fluorescent |  | Twist | 1 | 13 | Hall | 1070510 | Hall | 0.000364
Recessed Can | Compact Fluorescent |  | Reflector | 1 | 15 | Hall | 1070511 | Hall | 0.000364
Recessed Can | Compact Fluorescent |  | Reflector | 1 | 15 | Kitchen | 1070512 | Kitchen | 0.000364
Recessed Can | Incandescent |  | Reflector | 1 | 65 | Kitchen | 1070512 | Kitchen | 0.000364
Recessed Can | Incandescent |  | Reflector | 1 | 75 | Laundry Room | 1070513 | Laundry Room | 0.000364
Floor lamp | Compact Fluorescent |  | Twist | 2 | 20 | Living Room | 1070514 | Living Room | 0.000364
Recessed Can | Incandescent |  | Reflector | 1 | 65 | Bathroom | 1070515 | Bathroom | 0.000364
Wall Mount | Incandescent |  | Globe | 8 | 60 | Bathroom | 1070515 | Bathroom | 0.000364
Recessed Can | Compact Fluorescent |  | Reflector | 1 | 15 | Office | 1070516 | Office | 0.000364
Table | Compact Fluorescent |  | Twist | 1 | 13 | Office | 1070516 | Office | 0.000364
Recessed Can | Incandescent |  | Reflector | 1 | 75 | Master Bedroom | 1070517 | Master Bedroom | 0.000364
Table | Incandescent |  | Standard A Lamp | 3 | 60 | Master Bedroom | 1070517 | Master Bedroom | 0.000364
Wall Mount | Compact Fluorescent |  | Twist | 1 | 13 | Other | 1070518 | Other | 0.000364
Wall Mount | Incandescent |  | Standard A Lamp | 3 | 60 | Bathroom | 107091 | Bathroom | 0.00037892
Chandelier (Hanging) | Incandescent |  | Standard A Lamp | 2 | 60 | Bedroom | 107092 | Bedroom | 0.00037892
Chandelier (Hanging) | Incandescent |  | Standard A Lamp | 1 | 60 | Bedroom | 107093 | Bedroom | 0.00037892
Chandelier (Hanging) | Incandescent |  | Globe | 1 | 100 | Dining Room | 107094 | Dining Room | 0.00037892
Ceiling Fixture | Compact Fluorescent |  | A shape bulb | 1 | 15 | Other | 107095 | Other | 0.00037892
Chandelier (Hanging) | Incandescent |  | Decorative | 2 | 25 | Hall | 107096 | Hall | 0.00037892
Recessed Can | Incandescent |  | Reflector | 1 | 60 | Family Room | 107097 | Family Room | 0.00037892
Chandelier (Hanging) | Incandescent |  | Globe | 3 | 60 | Family Room | 107097 | Family Room | 0.00037892
Ceiling Fixture | Incandescent |  | Standard A Lamp | 1 | 100 | Kitchen | 107098 | Kitchen | 0.00037892
Ceiling Fixture | Incandescent |  | Standard A Lamp | 1 | 100 | Hall | 107099 | Hall | 0.00037892
Recessed Can | Incandescent |  | Reflector | 1 | 75 | Hall | 1070910 | Hall | 0.00037892
Ceiling Fixture | Incandescent |  | Standard A Lamp | 1 | 100 | Kitchen | 1070911 | Kitchen | 0.00037892
Chandelier (Hanging) | Incandescent |  | Decorative | 1 | 40 | Kitchen | 1070911 | Kitchen | 0.00037892
Ceiling Fixture | Incandescent |  | Standard A Lamp | 1 | 60 | Laundry Room | 1070912 | Laundry Room | 0.00037892
Floor lamp | Compact Fluorescent |  | Twist | 1 | 15 | Living Room | 1070913 | Living Room | 0.00037892
Wall Mount | Incandescent |  | Standard A Lamp | 1 | 40 | Bathroom | 1070914 | Bathroom | 0.00037892
Floor lamp | Incandescent |  | Globe | 3 | 25 | Bathroom | 1070914 | Bathroom | 0.00037892
Ceiling Fixture | Incandescent |  | Mini base | 4 | 25 | Bathroom | 1070914 | Bathroom | 0.00037892
Recessed Can | Halogen |  | PAR | 1 | 20 | Master Bedroom | 1070915 | Master Bedroom | 0.00037892
Chandelier (Hanging) | Incandescent |  | Standard A Lamp | 5 | 40 | Master Bedroom | 1070915 | Master Bedroom | 0.00037892
Table | Compact Fluorescent |  | Twist | 1 | 15 | Master Bedroom | 1070915 | Master Bedroom | 0.00037892
Floor lamp | Incandescent |  | Standard A Lamp | 1 | 65 | Master Bedroom | 1070915 | Master Bedroom | 0.00037892
Chandelier (Hanging) | Compact Fluorescent |  | Twist | 3 | 15 | Dining Room | 1070916 | Dining Room | 0.00037892
Chandelier (Hanging) | Incandescent |  | Standard A Lamp | 2 | 60 | Office | 1070917 | Office | 0.00037892
Wall Mount | Compact Fluorescent |  | Twist | 2 | 15 | Hall | 1070918 | Hall | 0.00037892
Ceiling Fixture | Incandescent |  | Standard A Lamp | 1 | 60 | Hall | 1070918 | Hall | 0.00037892
Ceiling Fixture | Incandescent |  | Standard A Lamp | 1 | 40 | Other | 1070919 | Other | 0.00037892
Wall Mount | Incandescent |  | Standard A Lamp | 3 | 60 | Bathroom | 107101 | Bathroom | 0.0017229
Floor lamp | Compact Fluorescent |  | Twist | 2 | 13 | Other | 107102 | Other | 0.0017229
Wall Mount | Incandescent |  | Mini base | 1 | 35 | Other | 107102 | Other | 0.0017229
Ceiling Fan | Incandescent |  | Decorative | 3 | 25 | Other | 107102 | Other | 0.0017229
Ceiling Fixture | Incandescent |  | Standard A Lamp | 2 | 60 | Other | 107102 | Other | 0.0017229
Chandelier (Hanging) | Incandescent |  | Decorative | 5 | 40 | Family Room | 107103 | Family Room | 0.0017229
Ceiling Fixture | Incandescent |  | Standard A Lamp | 1 | 60 | Garage | 107104 | Garage | 0.0017229
Garage door opener | Incandescent |  | Standard A Lamp | 1 | 40 | Garage | 107104 | Garage | 0.0017229
Ceiling Fixture | Incandescent |  | Decorative | 5 | 60 | Bedroom | 107105 | Bedroom | 0.0017229
Ceiling Fixture | Incandescent |  | Decorative | 3 | 40 | Hall | 107106 | Hall | 0.0017229
Ceiling Fixture | Incandescent |  | Standard A Lamp | 1 | 40 | Kitchen | 107107 | Kitchen | 0.0017229
Floor lamp | Incandescent |  | Standard A Lamp | 1 | 60 | Living Room | 107108 | Living Room | 0.0017229
Floor lamp | Incandescent |  | Standard A Lamp | 1 | 100 | Living Room | 107108 | Living Room | 0.0017229
Wall Mount | Incandescent |  | Standard A Lamp | 3 | 60 | Bathroom | 107109 | Bathroom | 0.0017229
Recessed Can | Incandescent |  | Reflector | 1 | 65 | Bathroom | 107109 | Bathroom | 0.0017229
Recessed Can | Incandescent |  | Reflector | 1 | 65 | Master Bedroom | 1071010 | Master Bedroom | 0.0017229
Floor lamp | Compact Fluorescent |  | Twist | 1 | 13 | Master Bedroom | 1071010 | Master Bedroom | 0.0017229
Chandelier (Hanging) | Incandescent |  | Decorative | 5 | 40 | Office | 1071011 | Office | 0.0017229
Floor lamp | Incandescent |  | Standard A Lamp | 1 | 40 | Office | 1071011 | Office | 0.0017229
Ceiling Fixture | Incandescent |  | Standard A Lamp | 2 | 60 | Office | 1071012 | Office | 0.0017229
Floor lamp | Compact Fluorescent |  | Twist | 1 | 23 | Office | 1071012 | Office | 0.0017229
Ceiling Fixture | Incandescent |  | Standard A Lamp | 2 | 60 | Bedroom | 1071013 | Bedroom | 0.0017229
Wall Mount | Incandescent |  | Standard A Lamp | 3 | 40 | Bathroom | 107131 | Bathroom | 0.0017229
Ceiling Fixture | Incandescent |  | Heat Lamp | 1 | 250 | Bathroom | 107131 | Bathroom | 0.0017229
Ceiling Fixture | Incandescent |  | Standard A Lamp | 1 | 40 | Bathroom | 107131 | Bathroom | 0.0017229
Wall Mount | Incandescent |  | Globe | 4 | 40 | Bathroom | 107131 | Bathroom | 0.0017229
Recessed Can | Halogen |  | PAR | 1 | 75 | Dining Room | 107132 | Dining Room | 0.0017229
Chandelier (Hanging) | Incandescent |  | Standard A Lamp | 3 | 100 | Dining Room | 107132 | Dining Room | 0.0017229
Wall Mount | Incandescent |  | Standard A Lamp | 3 | 25 | Bathroom | 107133 | Bathroom | 0.0017229
Chandelier (Hanging) | Incandescent |  | Decorative | 12 | 60 | Other | 107134 | Other | 0.0017229
Recessed Can | Halogen |  | PAR | 1 | 75 | Family Room | 107135 | Family Room | 0.0017229
Floor lamp | Incandescent |  | 3-Way Incandescent | 1 | 150 | Family Room | 107135 | Family Room | 0.0017229
Floor lamp | Incandescent |  | Other | 1 | 250 | Family Room | 107135 | Family Room | 0.0017229
Ceiling Fixture | Incandescent |  | Standard A Lamp | 1 | 60 | Garage | 107136 | Garage | 0.0017229
Ceiling Fixture | Linear Fluorescent | 48 | T-12 | 2 | 25 | Garage | 107136 | Garage | 0.0017229
Garage door opener | Incandescent |  | Standard A Lamp | 2 | 60 | Garage | 107136 | Garage | 0.0017229
Recessed Can | Halogen |  | PAR | 1 | 75 | Hall | 107137 | Hall | 0.0017229
Recessed Can | Halogen |  | PAR | 1 | 75 | Kitchen | 107138 | Kitchen | 0.0017229
Chandelier (Hanging) | Incandescent |  | Standard A Lamp | 3 | 60 | Kitchen | 107138 | Kitchen | 0.0017229
Wall Mount | Linear Fluorescent | 24 | T-8 | 1 | 40 | Kitchen | 107138 | Kitchen | 0.0017229
Ceiling Fixture | Linear Fluorescent | 48 | T-12 | 4 | 40 | Laundry Room | 107139 | Laundry Room | 0.0017229
Floor lamp | Incandescent |  | Other | 1 | 60 | Living Room | 1071310 | Living Room | 0.0017229
Wall Mount | Incandescent |  | Decorative | 2 | 60 | Living Room | 1071310 | Living Room | 0.0017229
Wall Mount | Incandescent |  | Standard A Lamp | 3 | 40 | Bathroom | 1071311 | Bathroom | 0.0017229
Ceiling Fixture | Incandescent |  | Heat Lamp | 1 | 250 | Bathroom | 1071311 | Bathroom | 0.0017229
Floor lamp | Incandescent |  | Standard A Lamp | 1 | 100 | Master Bedroom | 1071312 | Master Bedroom | 0.0017229
Wall Mount | Linear Fluorescent | 48 | T-12 | 2 | 40 | Closet | 1071313 | Closet | 0.0017229
Floor lamp | Compact Fluorescent |  | Twist | 1 | 26 | Office | 1071314 | Office | 0.0017229
Recessed Can | Halogen |  | PAR | 1 | 75 | Bedroom | 1071315 | Bedroom | 0.0017229
Floor lamp | Other |  | LED Interior | 1 | 3 | Bedroom | 1071315 | Bedroom | 0.0017229
Floor lamp | Compact Fluorescent |  | Twist | 1 | 26 | Bedroom | 1071315 | Bedroom | 0.0017229
Wall Mount | Incandescent |  | Globe | 4 | 40 | Bathroom | 1071316 | Bathroom | 0.0017229
Ceiling Fixture | Incandescent |  | Heat Lamp | 1 | 250 | Bathroom | 1071316 | Bathroom | 0.0017229
Ceiling Fixture | Compact Fluorescent |  | Twist | 1 | 26 | Bathroom | 1071316 | Bathroom | 0.0017229
Recessed Can | Halogen |  | PAR | 1 | 75 | Office | 1071317 | Office | 0.0017229
Floor lamp | Compact Fluorescent |  | Twist | 2 | 13 | Office | 1071317 | Office | 0.0017229
Wall Mount | Linear Fluorescent | 24 | T-12 | 2 | 20 | Closet | 1071318 | Closet | 0.0017229
Recessed Can | Halogen |  | PAR | 1 | 75 | Closet | 1071319 | Closet | 0.0017229
Wall Mount | Incandescent |  | Globe | 4 | 40 | Bathroom | 1071320 | Bathroom | 0.0017229
Floor lamp | Compact Fluorescent |  | Twist | 3 | 26 | Bedroom | 1071321 | Bedroom | 0.0017229
Floor lamp | Incandescent |  | Standard A Lamp | 1 | 60 | Bedroom | 1071321 | Bedroom | 0.0017229
Recessed Can | Halogen |  | PAR | 1 | 75 | Bedroom | 1071321 | Bedroom | 0.0017229
Recessed Can | Halogen |  | PAR | 1 | 75 | Hall | 1071322 | Hall | 0.0017229
Recessed Can | Halogen |  | PAR | 1 | 75 | Bedroom | 1071323 | Bedroom | 0.0017229
Floor lamp | Incandescent |  | Standard A Lamp | 5 | 40 | Bedroom | 1071323 | Bedroom | 0.0017229
Floor lamp | Other |  | LED Interior | 1 | 1 | Bedroom | 1071323 | Bedroom | 0.0017229
Ceiling Fixture | Linear Fluorescent | 48 | T-12 | 2 | 40 | Other | 107151 | Other | 0.0012318
Ceiling Fixture | Compact Fluorescent |  | Twist | 2 | 28 | Bathroom | 107152 | Bathroom | 0.0012318
Wall Mount | Compact Fluorescent |  | Twist | 1 | 22 | Bathroom | 107152 | Bathroom | 0.0012318
Wall Mount | Compact Fluorescent |  | Twist | 2 | 15 | Bathroom | 107153 | Bathroom | 0.0012318
Ceiling Fixture | Compact Fluorescent |  | Twist | 1 | 15 | Bathroom | 107153 | Bathroom | 0.0012318
Wall Mount | Incandescent |  | Standard A Lamp | 1 | 40 | Bedroom | 107154 | Bedroom | 0.0012318
Ceiling Fixture | Compact Fluorescent |  | Twist | 2 | 15 | Bedroom | 107154 | Bedroom | 0.0012318
Ceiling Fixture | Compact Fluorescent |  | Twist | 2 | 15 | Bedroom | 107155 | Bedroom | 0.0012318
Floor lamp | Compact Fluorescent |  | Twist | 1 | 15 | Bedroom | 107155 | Bedroom | 0.0012318
Table | Halogen |  | Quartz Tube | 1 | 20 | Bedroom | 107155 | Bedroom | 0.0012318
Ceiling Fixture | Compact Fluorescent |  | Twist | 2 | 15 | Bedroom | 107156 | Bedroom | 0.0012318
Table | Compact Fluorescent |  | Twist | 2 | 15 | Bedroom | 107156 | Bedroom | 0.0012318
Ceiling Fixture | Compact Fluorescent |  | Twist | 1 | 15 | Bedroom | 107157 | Bedroom | 0.0012318
Table | Compact Fluorescent |  | Twist | 1 | 15 | Bedroom | 107157 | Bedroom | 0.0012318
Ceiling Fixture | Compact Fluorescent |  | Twist | 1 | 15 | Hall | 107158 | Hall | 0.0012318
Table | Compact Fluorescent |  | Twist | 1 | 15 | Hall | 107158 | Hall | 0.0012318
Ceiling Fan | Compact Fluorescent |  | Twist | 2 | 15 | Kitchen | 107159 | Kitchen | 0.0012318
Chandelier (Hanging) | Incandescent |  | Decorative | 5 | 40 | Kitchen | 107159 | Kitchen | 0.0012318
Recessed Can | Compact Fluorescent |  | Reflector | 1 | 15 | Kitchen | 107159 | Kitchen | 0.0012318
Chandelier (Hanging) | Incandescent |  | Standard A Lamp | 1 | 60 | Kitchen | 107159 | Kitchen | 0.0012318
Ceiling Fixture | Halogen |  | PAR | 1 | 20 | Kitchen | 107159 | Kitchen | 0.0012318
Ceiling Fixture | Compact Fluorescent |  | Twist | 2 | 22 | Laundry Room | 1071510 | Laundry Room | 0.0012318
Table | Compact Fluorescent |  | Twist | 1 | 22 | Living Room | 1071511 | Living Room | 0.0012318
Ceiling Fixture | Compact Fluorescent |  | Twist | 1 | 15 | Living Room | 1071511 | Living Room | 0.0012318
Wall Mount | Halogen |  | PAR | 3 | 20 | Living Room | 1071511 | Living Room | 0.0012318
Other | Other |  | LED Interior | 1 | 1 | Living Room | 1071511 | Living Room | 0.0012318
Ceiling Fixture | Compact Fluorescent |  | Twist | 1 | 15 | Office | 1071512 | Office | 0.0012318
Ceiling Fixture | Compact Fluorescent |  | Twist | 1 | 23 | Other | 107281 | Other | 0.00049795
Ceiling Fixture | Linear Fluorescent | 48 | T-12 | 2 | 40 | Other | 107281 | Other | 0.00049795
Exterior | Incandescent |  | Standard A Lamp | 1 | 60 | Other | 107281 | Other | 0.00049795
Ceiling Fixture | Compact Fluorescent |  | Twist | 2 | 13 | Hall | 107282 | Hall | 0.00049795
Ceiling Fixture | Linear Fluorescent | 96 | T-12 | 1 | 72 | Other | 107283 | Other | 0.00049795
Recessed Can | Compact Fluorescent |  | Twist | 1 | 13 | Bathroom | 107284 | Bathroom | 0.00049795
Ceiling Fixture | Compact Fluorescent |  | Straight Tube | 2 | 23 | Bathroom | 107284 | Bathroom | 0.00049795
Recessed Can | Compact Fluorescent |  | Twist | 1 | 23 | Bathroom | 107285 | Bathroom | 0.00049795
Ceiling Fixture | Compact Fluorescent |  | Reflector | 2 | 23 | Bathroom | 107285 | Bathroom | 0.00049795
Ceiling Fixture | Compact Fluorescent |  | Twist | 2 | 13 | Bedroom | 107286 | Bedroom | 0.00049795
Table | Compact Fluorescent |  | Twist | 1 | 23 | Bedroom | 107286 | Bedroom | 0.00049795
Ceiling Fixture | Compact Fluorescent |  | Twist | 1 | 13 | Closet | 107287 | Closet | 0.00049795
Chandelier (Hanging) | Incandescent |  | Decorative | 5 | 40 | Dining Room | 107288 | Dining Room | 0.00049795
Chandelier (Hanging) | Incandescent |  | Decorative | 8 | 40 | Family Room | 107289 | Family Room | 0.00049795
Ceiling Fixture | Incandescent |  | Reflector | 2 | 65 | Family Room | 107289 | Family Room | 0.00049795
Table | Compact Fluorescent |  | Twist | 1 | 13 | Family Room | 107289 | Family Room | 0.00049795
Ceiling Fixture | Linear Fluorescent | 96 | T-12 | 2 | 56 | Garage | 1072810 | Garage | 0.00049795
Ceiling Fixture | Compact Fluorescent |  | Twist | 1 | 13 | Hall | 1072811 | Hall | 0.00049795
Ceiling Fixture | Compact Fluorescent |  | Twist | 1 | 13 | Hall | 1072812 | Hall | 0.00049795
Track | Compact Fluorescent |  | Twist | 3 | 13 | Kitchen | 1072813 | Kitchen | 0.00049795
Chandelier (Hanging) | Incandescent |  | Decorative | 1 | 60 | Kitchen | 1072813 | Kitchen | 0.00049795
Ceiling Fixture | Compact Fluorescent |  | Twist | 1 | 27 | Laundry Room | 1072814 | Laundry Room | 0.00049795
Recessed Can | Compact Fluorescent |  | Twist | 1 | 13 | Master Bedroom | 1072815 | Master Bedroom | 0.00049795
Table | Compact Fluorescent |  | Twist | 1 | 23 | Master Bedroom | 1072815 | Master Bedroom | 0.00049795
Ceiling Fixture | Compact Fluorescent |  | Twist | 2 | 13 | Office | 1072816 | Office | 0.00049795
Wall Mount | Compact Fluorescent |  | Twist | 1 | 13 | Office | 1072816 | Office | 0.00049795
Ceiling Fixture | Linear Fluorescent | 24 | T-12 | 4 | 20 | Office | 1072816 | Office | 0.00049795
Ceiling Fixture | Compact Fluorescent |  | Twist | 2 | 27 | Other | 1072817 | Other | 0.00049795
Ceiling Fixture | Compact Fluorescent |  | Twist | 1 | 13 | Other | 1072818 | Other | 0.00049795
Exterior | Halogen |  | Quartz Tube | 1 | 100 | Other | 1072818 | Other | 0.00049795
Table | Compact Fluorescent |  | Twist | 1 | 15 | Office | 107331 | Office | 0.00037892
Ceiling Fixture | Incandescent |  | Standard A Lamp | 1 | 75 | Office | 107331 | Office | 0.00037892
Floor lamp | Compact Fluorescent |  | Twist | 1 | 15 | Office | 107331 | Office | 0.00037892
Wall Mount | Halogen |  | Quartz Tube | 4 | 75 | Bathroom | 107332 | Bathroom | 0.00037892
Ceiling Fixture | Incandescent |  | Standard A Lamp | 1 | 60 | Master Bedroom | 107333 | Master Bedroom | 0.00037892
Table | Incandescent |  | Standard A Lamp | 1 | 60 | Master Bedroom | 107333 | Master Bedroom | 0.00037892
Table | Compact Fluorescent |  | Twist | 1 | 15 | Master Bedroom | 107333 | Master Bedroom | 0.00037892
Wall Mount | Incandescent |  | Standard A Lamp | 3 | 40 | Bathroom | 107334 | Bathroom | 0.00037892
Recessed Can | Incandescent |  | Reflector | 1 | 65 | Bathroom | 107334 | Bathroom | 0.00037892
Recessed Can | Incandescent |  | Reflector | 1 | 65 | Bedroom | 107335 | Bedroom | 0.00037892
Table | Incandescent |  | Standard A Lamp | 1 | 60 | Bedroom | 107335 | Bedroom | 0.00037892
Recessed Can | Incandescent |  | Reflector | 1 | 65 | Hall | 107336 | Hall | 0.00037892
Ceiling Fixture | Incandescent |  | Standard A Lamp | 1 | 75 | Laundry Room | 107337 | Laundry Room | 0.00037892
Ceiling Fixture | Incandescent |  | Standard A Lamp | 1 | 100 | Laundry Room | 107337 | Laundry Room | 0.00037892
Track | Halogen |  | MR | 5 | 50 | Dining Room | 107338 | Dining Room | 0.00037892
Table | Compact Fluorescent |  | Twist | 1 | 15 | Dining Room | 107338 | Dining Room | 0.00037892
Recessed Can | Incandescent |  | Reflector | 1 | 65 | Family Room | 107339 | Family Room | 0.00037892
Ceiling Fixture | Compact Fluorescent |  | Twist | 1 | 22 | Hall | 1073310 | Hall | 0.00037892
Ceiling Fixture | Compact Fluorescent |  | Twist | 1 | 15 | Kitchen | 1073311 | Kitchen | 0.00037892
Wall Mount | Halogen |  | MR | 3 | 30 | Kitchen | 1073311 | Kitchen | 0.00037892
Floor lamp | Compact Fluorescent |  | Twist | 1 | 15 | Living Room | 1073312 | Living Room | 0.00037892
Wall Mount | Compact Fluorescent |  | Twist | 3 | 15 | Bathroom | 107381 | Bathroom | 0.00029524
Ceiling Fixture | Compact Fluorescent |  | Twist | 1 | 15 | Bathroom | 107381 | Bathroom | 0.00029524
Ceiling Fixture | Incandescent |  | Standard A Lamp | 2 | 75 | Bedroom | 107382 | Bedroom | 0.00029524
Table | Compact Fluorescent |  | Twist | 1 | 15 | Bedroom | 107383 | Bedroom | 0.00029524
Ceiling Fixture | Incandescent |  | Standard A Lamp | 2 | 60 | Bedroom | 107383 | Bedroom | 0.00029524
Table | Compact Fluorescent |  | Twist | 1 | 28 | Family Room | 107384 | Family Room | 0.00029524
Ceiling Fan | Compact Fluorescent |  | Twist | 3 | 28 | Family Room | 107384 | Family Room | 0.00029524
Ceiling Fixture | Incandescent |  | Standard A Lamp | 2 | 75 | Kitchen | 107385 | Kitchen | 0.00029524
Ceiling Fixture | Compact Fluorescent |  | Twist | 1 | 15 | Laundry Room | 107386 | Laundry Room | 0.00029524
Ceiling Fixture | Incandescent |  | Standard A Lamp | 1 | 75 | Laundry Room | 107386 | Laundry Room | 0.00029524
Table | Incandescent |  | Standard A Lamp | 1 | 100 | Living Room | 107387 | Living Room | 0.00029524
Floor lamp | Halogen |  | Quartz Tube | 1 | 100 | Living Room | 107387 | Living Room | 0.00029524
Floor lamp | Incandescent |  | Clear | 1 | 75 | Living Room | 107387 | Living Room | 0.00029524
Ceiling Fixture | Incandescent |  | Standard A Lamp | 2 | 60 | Living Room | 107387 | Living Room | 0.00029524
Ceiling Fixture | Compact Fluorescent |  | Twist | 1 | 28 | Closet | 107411 | Closet | 0.00037892
Table | Incandescent |  | Standard A Lamp | 1 | 40 | Laundry Room | 107412 | Laundry Room | 0.00037892
Ceiling Fixture | Incandescent |  | Standard A Lamp | 1 | 60 | Hall | 107413 | Hall | 0.00037892
Ceiling Fixture | Incandescent |  | Standard A Lamp | 1 | 100 | Garage | 107414 | Garage | 0.00037892
Ceiling Fixture | Incandescent |  | Standard A Lamp | 2 | 60 | Kitchen | 107415 | Kitchen | 0.00037892
Ceiling Fixture | Incandescent |  | Standard A Lamp | 2 | 25 | Dining Room | 107416 | Dining Room | 0.00037892
Table | Incandescent |  | Standard A Lamp | 1 | 25 | Dining Room | 107416 | Dining Room | 0.00037892
Table | Halogen |  | MR | 1 | 100 | Dining Room | 107416 | Dining Room | 0.00037892
Ceiling Fixture | Incandescent |  | Standard A Lamp | 1 | 40 | Living Room | 107417 | Living Room | 0.00037892
Table | Incandescent |  | Standard A Lamp | 1 | 40 | Living Room | 107417 | Living Room | 0.00037892
Table | Incandescent |  | Standard A Lamp | 1 | 100 | Living Room | 107417 | Living Room | 0.00037892
Table | Incandescent |  | Reflector | 1 | 60 | Living Room | 107417 | Living Room | 0.00037892
Floor lamp | Incandescent |  | Standard A Lamp | 1 | 150 | Living Room | 107417 | Living Room | 0.00037892
Floor lamp | Halogen |  | MR | 1 | 30 | Living Room | 107417 | Living Room | 0.00037892
Ceiling Fixture | Incandescent |  | Standard A Lamp | 2 | 60 | Office | 107418 | Office | 0.00037892
Table | Halogen |  | MR | 1 | 30 | Office | 107418 | Office | 0.00037892
Ceiling Fixture | Incandescent |  | Reflector | 1 | 40 | Master Bedroom | 107419 | Master Bedroom | 0.00037892
Table | Incandescent |  | Standard A Lamp | 1 | 40 | Master Bedroom | 107419 | Master Bedroom | 0.00037892
Table | Incandescent |  | Standard A Lamp | 1 | 60 | Master Bedroom | 107419 | Master Bedroom | 0.00037892
Other | Incandescent |  |  | 1 | 5 | Master Bedroom | 107419 | Master Bedroom | 0.00037892
Ceiling Fixture | Incandescent |  | Standard A Lamp | 1 | 25 | Closet | 1074110 | Closet | 0.00037892
Ceiling Fixture | Compact Fluorescent |  | Twist | 1 | 15 | Bathroom | 1074111 | Bathroom | 0.00037892
Floor lamp | Incandescent |  | 3-Way Incandescent | 1 | 100 | Laundry Room | 107521 | Laundry Room | 0.0012318
Table | Incandescent |  | Standard A Lamp | 1 | 40 | Laundry Room | 107521 | Laundry Room | 0.0012318
Table | Compact Fluorescent |  | Twist | 1 | 15 | Laundry Room | 107521 | Laundry Room | 0.0012318
Ceiling Fixture | Compact Fluorescent |  | Twist | 2 | 15 | Bedroom | 107522 | Bedroom | 0.0012318
Table | Incandescent |  | 3-Way Incandescent | 1 | 100 | Bedroom | 107522 | Bedroom | 0.0012318
Wall Mount | Incandescent |  | Clear | 2 | 60 | Bathroom | 107523 | Bathroom | 0.0012318
Ceiling Fixture | Incandescent |  | Standard A Lamp | 1 | 40 | Bathroom | 107524 | Bathroom | 0.0012318
Ceiling Fixture | Compact Fluorescent |  | Twist | 2 | 15 | Master Bedroom | 107525 | Master Bedroom | 0.0012318
Track | Halogen |  | MR | 3 | 50 | Master Bedroom | 107525 | Master Bedroom | 0.0012318
Table | Incandescent |  | Standard A Lamp | 3 | 60 | Master Bedroom | 107525 | Master Bedroom | 0.0012318
Wall Mount | Incandescent |  | Globe | 2 | 40 | Bathroom | 107526 | Bathroom | 0.0012318
Ceiling Fixture | Incandescent |  | Standard A Lamp | 1 | 40 | Bathroom | 107526 | Bathroom | 0.0012318
Ceiling Fixture | Incandescent |  | Standard A Lamp | 1 | 40 | Closet | 107527 | Closet | 0.0012318
Wall Mount | Incandescent |  | Standard A Lamp | 2 | 60 | Bathroom | 107528 | Bathroom | 0.0012318
Ceiling Fixture | Incandescent |  | Standard A Lamp | 1 | 60 | Garage | 107529 | Garage | 0.0012318
Garage door opener | Incandescent |  | Standard A Lamp | 2 | 60 | Garage | 107529 | Garage | 0.0012318
Ceiling Fixture | Compact Fluorescent |  | A shape bulb | 2 | 15 | Hall | 1075210 | Hall | 0.0012318
Ceiling Fixture | Incandescent |  | Standard A Lamp | 2 | 60 | Hall | 1075210 | Hall | 0.0012318
Track | Halogen |  | MR | 5 | 50 | Office | 1075211 | Office | 0.0012318
Ceiling Fixture | Incandescent |  | Standard A Lamp | 5 | 60 | Dining Room | 1075212 | Dining Room | 0.0012318
Recessed Can | Compact Fluorescent |  | Reflector | 1 | 22 | Kitchen | 1075213 | Kitchen | 0.0012318
Other | Linear Fluorescent | 12 | T-4 | 5 | 13 | Kitchen | 1075213 | Kitchen | 0.0012318
Track | Halogen |  | MR | 3 | 50 | Living Room | 1075214 | Living Room | 0.0012318
Ceiling Fixture | Compact Fluorescent |  | A shape bulb | 2 | 22 | Living Room | 1075214 | Living Room | 0.0012318
Ceiling Fixture | Incandescent |  | Standard A Lamp | 2 | 60 | Hall | 1075215 | Hall | 0.0012318
Table | Incandescent |  | Standard A Lamp | 1 | 60 | Bedroom | 1075216 | Bedroom | 0.0012318
Ceiling Fixture | Incandescent |  | Standard A Lamp | 3 | 60 | Bedroom | 1075216 | Bedroom | 0.0012318
Track | Halogen |  | MR | 5 | 50 | Bedroom | 1075217 | Bedroom | 0.0012318
Table | Compact Fluorescent |  | Twist | 2 | 15 | Bedroom | 1075217 | Bedroom | 0.0012318
Table | Incandescent |  | Standard A Lamp | 1 | 60 | Bedroom | 1075217 | Bedroom | 0.0012318
Table | Halogen |  | MR | 1 | 50 | Bedroom | 1075217 | Bedroom | 0.0012318
Wall Mount | Incandescent |  | Globe | 6 | 40 | Bathroom | 107641 | Bathroom | 0.00037892
Ceiling Fixture | Incandescent |  | Heat Lamp | 2 | 150 | Bathroom | 107641 | Bathroom | 0.00037892
Wall Mount | Incandescent |  | Globe | 6 | 40 | Bathroom | 107642 | Bathroom | 0.00037892
Ceiling Fixture | Incandescent |  | Standard A Lamp | 3 | 60 | Bedroom | 107643 | Bedroom | 0.00037892
Floor lamp | Incandescent |  | Standard A Lamp | 2 | 75 | Bedroom | 107643 | Bedroom | 0.00037892
Ceiling Fixture | Incandescent |  | Standard A Lamp | 3 | 60 | Bedroom | 107644 | Bedroom | 0.00037892
Table | Incandescent |  | Standard A Lamp | 1 | 60 | Bedroom | 107644 | Bedroom | 0.00037892
Recessed Can | Halogen |  | PAR | 1 | 50 | Family Room | 107645 | Family Room | 0.00037892
Ceiling Fixture | Halogen |  | PAR | 1 | 75 | Garage | 107646 | Garage | 0.00037892
Ceiling Fixture | Compact Fluorescent |  | Straight Tube | 1 | 25 | Garage | 107646 | Garage | 0.00037892
Ceiling Fixture | Incandescent |  | Standard A Lamp | 2 | 60 | Hall | 107647 | Hall | 0.00037892
Chandelier (Hanging) | Incandescent |  | Colored | 1 | 40 | Kitchen | 107648 | Kitchen | 0.00037892
Recessed Can | Halogen |  | PAR | 1 | 50 | Kitchen | 107648 | Kitchen | 0.00037892
Recessed Can | Halogen |  | PAR | 1 | 40 | Kitchen | 107648 | Kitchen | 0.00037892
Ceiling Fixture | Incandescent |  | Standard A Lamp | 2 | 60 | Laundry Room | 107649 | Laundry Room | 0.00037892
Table | Compact Fluorescent |  | Twist | 1 | 20 | Living Room | 1076410 | Living Room | 0.00037892
Floor lamp | Incandescent |  | Standard A Lamp | 2 | 75 | Living Room | 1076410 | Living Room | 0.00037892
Table | Incandescent |  | Standard A Lamp | 1 | 75 | Living Room | 1076410 | Living Room | 0.00037892
Ceiling Fixture | Incandescent |  | Standard A Lamp | 2 | 60 | Master Bedroom | 1076411 | Master Bedroom | 0.00037892
Table | Incandescent |  | Clear | 1 | 40 | Master Bedroom | 1076411 | Master Bedroom | 0.00037892
Ceiling Fixture | Incandescent |  | Standard A Lamp | 1 | 60 | Other | 107861 | Other | 0.00049795
Wall Mount | Incandescent |  | Standard A Lamp | 3 | 75 | Bathroom | 107862 | Bathroom | 0.00049795
Ceiling Fixture | Compact Fluorescent |  | Twist | 1 | 15 | Bathroom | 107862 | Bathroom | 0.00049795
Chandelier (Hanging) | Incandescent |  | Mini base | 5 | 5 | Bedroom | 107863 | Bedroom | 0.00049795
Chandelier (Hanging) | Compact Fluorescent |  | Twist | 1 | 15 | Bedroom | 107863 | Bedroom | 0.00049795
Ceiling Fixture | Linear Fluorescent | 48 | T-12 | 2 | 32 | Other | 107864 | Other | 0.00049795
Ceiling Fixture | Incandescent |  | Standard A Lamp | 1 | 60 | Other | 107864 | Other | 0.00049795
Ceiling Fixture | Linear Fluorescent | 48 | T-12 | 2 | 32 | Closet | 107865 | Closet | 0.00049795
Ceiling Fixture | Incandescent |  | Standard A Lamp | 2 | 60 | Office | 107866 | Office | 0.00049795
Table | Compact Fluorescent |  | Twist | 1 | 15 | Office | 107866 | Office | 0.00049795
Chandelier (Hanging) | Incandescent |  | Decorative | 1 | 60 | Office | 107866 | Office | 0.00049795
Chandelier (Hanging) | Incandescent |  | Standard A Lamp | 3 | 60 | Dining Room | 107867 | Dining Room | 0.00049795
Ceiling Fixture | Incandescent |  | Standard A Lamp | 2 | 60 | Hall | 107868 | Hall | 0.00049795
Recessed - other | Linear Fluorescent | 48 | T-12 | 3 | 32 | Kitchen | 107869 | Kitchen | 0.00049795
Table | Compact Fluorescent |  | Twist | 1 | 15 | Living Room | 1078610 | Living Room | 0.00049795
Chandelier (Hanging) | Incandescent |  | Standard A Lamp | 3 | 60 | Living Room | 1078610 | Living Room | 0.00049795
Ceiling Fixture | Compact Fluorescent |  | Twist | 2 | 15 | Office | 1078611 | Office | 0.00049795
Ceiling Fixture | Incandescent |  | Standard A Lamp | 1 | 60 | Hall | 1078612 | Hall | 0.00049795
Wall Mount | Incandescent |  | Standard A Lamp | 3 | 75 | Bathroom | 107951 | Bathroom | 0.0017229
Ceiling Fixture | Incandescent |  | Standard A Lamp | 3 | 60 | Dining Room | 107952 | Dining Room | 0.0017229
Ceiling Fixture | Linear Fluorescent | 24 | T-12 | 2 | 40 | Garage | 107953 | Garage | 0.0017229
Track | Incandescent |  | Mini base | 4 | 40 | Hall | 107954 | Hall | 0.0017229
Recessed Can | Incandescent |  | Reflector | 1 | 65 | Kitchen | 107955 | Kitchen | 0.0017229
Recessed Can | Incandescent |  | Reflector | 1 | 45 | Kitchen | 107955 | Kitchen | 0.0017229
Torchiere | Halogen |  | Quartz Tube | 1 | 300 | Living Room | 107956 | Living Room | 0.0017229
Floor lamp | Incandescent |  | 3-Way Incandescent | 1 | 150 | Living Room | 107956 | Living Room | 0.0017229
Ceiling Fixture | Incandescent |  | Standard A Lamp | 2 | 60 | Master Bedroom | 107957 | Master Bedroom | 0.0017229
Floor lamp | Incandescent |  | Standard A Lamp | 1 | 60 | Master Bedroom | 107957 | Master Bedroom | 0.0017229
Wall Mount | Incandescent |  | Standard A Lamp | 4 | 60 | Master Bedroom | 107957 | Master Bedroom | 0.0017229
Ceiling Fixture | Incandescent |  | Standard A Lamp | 1 | 60 | Office | 107958 | Office | 0.0017229
Floor lamp | Incandescent |  | Mini base | 1 | 40 | Office | 107958 | Office | 0.0017229
Wall Mount | Incandescent |  | Globe | 5 | 40 | Bathroom | 108011 | Bathroom | 0.0012318
Recessed - other | Incandescent |  | Heat Lamp | 1 | 250 | Bathroom | 108011 | Bathroom | 0.0012318
Ceiling Fan | Compact Fluorescent |  | Twist | 3 | 15 | Bedroom | 108012 | Bedroom | 0.0012318
Ceiling Fan | Compact Fluorescent |  | Twist | 3 | 15 | Bedroom | 108013 | Bedroom | 0.0012318
Ceiling Fan | Compact Fluorescent |  | Twist | 3 | 15 | Other | 108014 | Other | 0.0012318
Chandelier (Hanging) | Compact Fluorescent |  | Twist | 4 | 15 | Dining Room | 108015 | Dining Room | 0.0012318
Chandelier (Hanging) | Incandescent |  | Standard A Lamp | 4 | 40 | Dining Room | 108016 | Dining Room | 0.0012318
Ceiling Fixture | Linear Fluorescent | 48 | T-12 | 2 | 40 | Garage | 108017 | Garage | 0.0012318
Ceiling Fixture | Incandescent |  | Standard A Lamp | 1 | 60 | Garage | 108017 | Garage | 0.0012318
Garage door opener | Incandescent |  | Standard A Lamp | 1 | 60 | Garage | 108017 | Garage | 0.0012318
Wall Mount | Compact Fluorescent |  | Twist | 1 | 15 | Hall | 108018 | Hall | 0.0012318
Ceiling Fixture | Compact Fluorescent |  | Twist | 1 | 15 | Hall | 108019 | Hall | 0.0012318
Ceiling Fixture | Incandescent |  | Standard A Lamp | 1 | 60 | Kitchen | 1080110 | Kitchen | 0.0012318
Recessed Can | Incandescent |  | Reflector | 1 | 65 | Kitchen | 1080110 | Kitchen | 0.0012318
Ceiling Fixture | Compact Fluorescent |  | Twist | 1 | 15 | Laundry Room | 1080111 | Laundry Room | 0.0012318
Ceiling Fan | Incandescent |  | Standard A Lamp | 4 | 60 | Living Room | 1080112 | Living Room | 0.0012318
Wall Mount | Incandescent |  | Standard A Lamp | 4 | 60 | Bathroom | 1080113 | Bathroom | 0.0012318
Ceiling Fan | Compact Fluorescent |  | Twist | 3 | 15 | Master Bedroom | 1080114 | Master Bedroom | 0.0012318
Wall Mount | Compact Fluorescent |  | Twist | 1 | 15 | Other | 1080115 | Other | 0.0012318
Wall Mount | Incandescent |  | Standard A Lamp | 3 | 60 | Bathroom | 108071 | Bathroom | 0.00037892
Recessed Can | Compact Fluorescent |  | Twist | 1 | 22 | Bathroom | 108071 | Bathroom | 0.00037892
Wall Mount | Compact Fluorescent |  | Twist | 2 | 15 | Bathroom | 108072 | Bathroom | 0.00037892
Recessed Can | Incandescent |  | Reflector | 1 | 60 | Bathroom | 108072 | Bathroom | 0.00037892
Recessed Can | Incandescent |  | Reflector | 1 | 60 | Other | 108073 | Other | 0.00037892
Chandelier (Hanging) | Incandescent |  | Clear | 1 | 100 | Dining Room | 108074 | Dining Room | 0.00037892
Recessed Can | Incandescent |  | Reflector | 1 | 60 | Dining Room | 108074 | Dining Room | 0.00037892
Table | Compact Fluorescent |  | Twist | 1 | 15 | Dining Room | 108074 | Dining Room | 0.00037892
Recessed Can | Incandescent |  | Standard A Lamp | 1 | 100 | Other | 108075 | Other | 0.00037892
Recessed Can | Incandescent |  | Reflector | 1 | 60 | Kitchen | 108076 | Kitchen | 0.00037892
Architectural | Halogen |  | Other | 1 | 10 | Kitchen | 108076 | Kitchen | 0.00037892
Other | Halogen |  | Other | 1 | 10 | Kitchen | 108076 | Kitchen | 0.00037892
Chandelier (Hanging) | Compact Fluorescent |  | Twist | 1 | 15 | Kitchen | 108076 | Kitchen | 0.00037892
Recessed Can | Incandescent |  | Reflector | 1 | 60 | Living Room | 108077 | Living Room | 0.00037892
Floor lamp | Compact Fluorescent |  | Twist | 1 | 7 | Living Room | 108077 | Living Room | 0.00037892
Table | Incandescent |  | 3-Way Incandescent | 1 | 100 | Living Room | 108077 | Living Room | 0.00037892
Table | Incandescent |  | Standard A Lamp | 1 | 75 | Living Room | 108077 | Living Room | 0.00037892
Recessed Can | Halogen |  | PAR | 1 | 60 | Master Bedroom | 108078 | Master Bedroom | 0.00037892
Table | Compact Fluorescent |  | Twist | 2 | 15 | Master Bedroom | 108078 | Master Bedroom | 0.00037892
Recessed Can | Compact Fluorescent |  | Twist | 1 | 22 | Closet | 108079 | Closet | 0.00037892
Recessed Can | Incandescent |  | Reflector | 1 | 60 | Hall | 1080710 | Hall | 0.00037892
Recessed Can | Incandescent |  | Standard A Lamp | 1 | 60 | Office | 1080711 | Office | 0.00037892
Recessed Can | Compact Fluorescent |  | Twist | 1 | 22 | Office | 1080711 | Office | 0.00037892
Table | Compact Fluorescent |  | Twist | 1 | 15 | Office | 1080711 | Office | 0.00037892
Recessed Can | Compact Fluorescent |  | Twist | 1 | 22 | Hall | 1080712 | Hall | 0.00037892
Recessed Can | Compact Fluorescent |  | Twist | 1 | 15 | Other | 1080713 | Other | 0.00037892
Recessed Can | Compact Fluorescent |  | Flood | 1 | 22 | Other | 1080713 | Other | 0.00037892
Recessed Can | Compact Fluorescent |  | Twist | 1 | 15 | Other | 1080714 | Other | 0.00037892
Ceiling Fixture | Linear Fluorescent | 18 | T-8 | 1 | 20 | Other | 1080714 | Other | 0.00037892
Chandelier (Hanging) | Compact Fluorescent |  | Twist | 8 | 15 | Living Room | 108091 | Living Room | 0.0012318
Table | Compact Fluorescent |  | Twist | 2 | 15 | Living Room | 108091 | Living Room | 0.0012318
Ceiling Fixture | Halogen |  | MR | 1 | 50 | Living Room | 108091 | Living Room | 0.0012318
Track | Halogen |  | MR | 4 | 50 | Office | 108092 | Office | 0.0012318
Table | Incandescent |  | Standard A Lamp | 1 | 60 | Office | 108092 | Office | 0.0012318
Table | Compact Fluorescent |  | Twist | 2 | 15 | Office | 108092 | Office | 0.0012318
Ceiling Fixture | Compact Fluorescent |  | Twist | 3 | 15 | Laundry Room | 108093 | Laundry Room | 0.0012318
Wall Mount | Compact Fluorescent |  | Twist | 3 | 15 | Bathroom | 108094 | Bathroom | 0.0012318
Recessed Can | Incandescent |  | Reflector | 1 | 65 | Hall | 108095 | Hall | 0.0012318
Ceiling Fixture | Compact Fluorescent |  | Twist | 3 | 15 | Bedroom | 108096 | Bedroom | 0.0012318
Table | Compact Fluorescent |  | Twist | 1 | 15 | Bedroom | 108096 | Bedroom | 0.0012318
Ceiling Fixture | Compact Fluorescent |  | Twist | 3 | 15 | Bedroom | 108097 | Bedroom | 0.0012318
Table | Compact Fluorescent |  | Twist | 1 | 15 | Bedroom | 108097 | Bedroom | 0.0012318
Chandelier (Hanging) | Compact Fluorescent |  | Twist | 3 | 15 | Dining Room | 108098 | Dining Room | 0.0012318
Recessed Can | Incandescent |  | Reflector | 1 | 65 | Dining Room | 108098 | Dining Room | 0.0012318
Table | Compact Fluorescent |  | Twist | 1 | 15 | Dining Room | 108098 | Dining Room | 0.0012318
Recessed Can | Incandescent |  | Reflector | 1 | 65 | Kitchen | 108099 | Kitchen | 0.0012318
Ceiling Fixture | Compact Fluorescent |  | Twist | 1 | 15 | Kitchen | 108099 | Kitchen | 0.0012318
Other | Linear Fluorescent | 12 | T-5 | 1 | 16 | Kitchen | 108099 | Kitchen | 0.0012318
Ceiling Fixture | Compact Fluorescent |  | Twist | 1 | 15 | Garage | 1080910 | Garage | 0.0012318
Garage door opener | Compact Fluorescent |  | Twist | 1 | 15 | Garage | 1080910 | Garage | 0.0012318
Recessed Can | Incandescent |  | Reflector | 1 | 65 | Hall | 1080911 | Hall | 0.0012318
Ceiling Fixture | Halogen |  | MR | 1 | 50 | Hall | 1080911 | Hall | 0.0012318
Ceiling Fixture | Compact Fluorescent |  | Twist | 2 | 15 | Hall | 1080911 | Hall | 0.0012318
Ceiling Fixture | Compact Fluorescent |  | Twist | 2 | 15 | Bathroom | 1080912 | Bathroom | 0.0012318
Recessed Can | Incandescent |  | Reflector | 1 | 65 | Bathroom | 1080912 | Bathroom | 0.0012318
Recessed Can | Incandescent |  | Reflector | 1 | 65 | Master Bedroom | 1080913 | Master Bedroom | 0.0012318
Table | Compact Fluorescent |  | Twist | 1 | 15 | Master Bedroom | 1080913 | Master Bedroom | 0.0012318
Ceiling Fixture | Compact Fluorescent |  | Twist | 3 | 15 | Closet | 1080914 | Closet | 0.0012318
Ceiling Fixture | Compact Fluorescent |  | Twist | 1 | 15 | Closet | 1080914 | Closet | 0.0012318
Wall Mount | Compact Fluorescent |  | Twist | 3 | 15 | Bathroom | 1080915 | Bathroom | 0.0012318
Recessed Can | Compact Fluorescent |  | Twist | 1 | 15 | Bathroom | 1080915 | Bathroom | 0.0012318
Wall Mount | Incandescent |  | Globe | 4 | 40 | Bathroom | 108111 | Bathroom | 0.00049795
Ceiling Fan | Incandescent |  | Heat Lamp | 2 | 250 | Bathroom | 108111 | Bathroom | 0.00049795
Ceiling Fixture | Incandescent |  | Standard A Lamp | 2 | 40 | Bedroom | 108112 | Bedroom | 0.00049795
Table | Compact Fluorescent |  | Twist | 1 | 13 | Bedroom | 108112 | Bedroom | 0.00049795
Chandelier (Hanging) | Incandescent |  | Globe | 5 | 40 | Family Room | 108113 | Family Room | 0.00049795
Recessed - other | Incandescent |  | Standard A Lamp | 3 | 75 | Office | 108114 | Office | 0.00049795
Ceiling Fixture | Incandescent |  | Standard A Lamp | 2 | 60 | Kitchen | 108115 | Kitchen | 0.00049795
Recessed Can | Compact Fluorescent |  | Reflector | 1 | 15 | Kitchen | 108115 | Kitchen | 0.00049795
Other | Halogen |  | MR | 2 | 20 | Kitchen | 108115 | Kitchen | 0.00049795
Architectural | Incandescent |  | Standard A Lamp | 1 | 90 | Kitchen | 108115 | Kitchen | 0.00049795
Floor lamp | Linear Fluorescent | 48 | T-4 | 0 | 40 | Living Room | 108116 | Living Room | 0.00049795
Ceiling Fixture | Incandescent |  | Standard A Lamp | 2 | 60 | Living Room | 108116 | Living Room | 0.00049795
Floor lamp | Compact Fluorescent |  | Twist | 1 | 13 | Living Room | 108116 | Living Room | 0.00049795
Table | Compact Fluorescent |  | Twist | 1 | 13 | Living Room | 108116 | Living Room | 0.00049795
Wall Mount | Incandescent |  | Standard A Lamp | 2 | 60 | Bathroom | 108117 | Bathroom | 0.00049795
Ceiling Fan | Incandescent |  | Standard A Lamp | 1 | 60 | Bathroom | 108117 | Bathroom | 0.00049795
Ceiling Fan | Incandescent |  | Standard A Lamp | 3 | 40 | Bedroom | 108118 | Bedroom | 0.00049795
Table | Compact Fluorescent |  | Twist | 1 | 15 | Bedroom | 108118 | Bedroom | 0.00049795
Table | Compact Fluorescent |  | Twist | 1 | 15 | Bedroom | 108118 | Bedroom | 0.00049795
Ceiling Fixture | Incandescent |  | Standard A Lamp | 2 | 60 | Bedroom | 108119 | Bedroom | 0.00049795
Ceiling Fixture | Compact Fluorescent |  | Twist | 1 | 15 | Bedroom | 108221 | Bedroom | 0.00049795
Ceiling Fixture | Compact Fluorescent |  | Twist | 1 | 15 | Dining Room | 108222 | Dining Room | 0.00049795
Ceiling Fixture | Compact Fluorescent |  | Twist | 2 | 15 | Hall | 108223 | Hall | 0.00049795
Recessed - other | Incandescent |  | Standard A Lamp | 1 | 60 | Kitchen | 108224 | Kitchen | 0.00049795
Ceiling Fixture | Compact Fluorescent |  | Twist | 3 | 15 | Kitchen | 108224 | Kitchen | 0.00049795
Ceiling Fan | Compact Fluorescent |  | Twist | 1 | 15 | Laundry Room | 108225 | Laundry Room | 0.00049795
Recessed Can | Compact Fluorescent |  | Twist | 1 | 15 | Living Room | 108226 | Living Room | 0.00049795
Wall Mount | Compact Fluorescent |  | Twist | 1 | 15 | Living Room | 108226 | Living Room | 0.00049795
Table | Incandescent |  | Mini base | 1 | 25 | Master Bedroom | 108227 | Master Bedroom | 0.00049795
Floor lamp | Compact Fluorescent |  | Twist | 3 | 15 | Master Bedroom | 108227 | Master Bedroom | 0.00049795
Table | Incandescent |  | Standard A Lamp | 1 | 100 | Master Bedroom | 108227 | Master Bedroom | 0.00049795
Table | Incandescent |  | Globe | 2 | 40 | Master Bedroom | 108227 | Master Bedroom | 0.00049795
Wall Mount | Incandescent |  | Globe | 8 | 40 | Bathroom | 108228 | Bathroom | 0.00049795
Ceiling Fixture | Compact Fluorescent |  | Twist | 2 | 15 | Bedroom | 108229 | Bedroom | 0.00049795
Table | Incandescent |  | Mini base | 1 | 25 | Bedroom | 108229 | Bedroom | 0.00049795
Ceiling Fixture | Compact Fluorescent |  | Twist | 1 | 15 | Bedroom | 1082210 | Bedroom | 0.00049795
Ceiling Fixture | Compact Fluorescent |  | Twist | 1 | 15 | Bedroom | 1082211 | Bedroom | 0.00049795
Ceiling Fixture | Compact Fluorescent |  | Twist | 2 | 15 | Hall | 1082212 | Hall | 0.00049795
Ceiling Fixture | Compact Fluorescent |  | Twist | 1 | 15 | Closet | 1082213 | Closet | 0.00049795
Ceiling Fixture | Compact Fluorescent |  | Twist | 2 | 15 | Bedroom | 1082214 | Bedroom | 0.00049795
Ceiling Fixture | Compact Fluorescent |  | Twist | 2 | 15 | Hall | 1082215 | Hall | 0.00049795
Ceiling Fixture | Incandescent |  | Standard A Lamp | 1 | 60 | Bathroom | 108231 | Bathroom | 0.00037892
Architectural | Incandescent |  | Standard A Lamp | 1 | 40 | Closet | 108232 | Closet | 0.00037892
Ceiling Fixture | Compact Fluorescent |  | A shape bulb | 2 | 15 | Bedroom | 108233 | Bedroom | 0.00037892
Chandelier (Hanging) | Incandescent |  | Mini base | 6 | 40 | Dining Room | 108234 | Dining Room | 0.00037892
Floor lamp | Incandescent |  | Standard A Lamp | 3 | 60 | Dining Room | 108234 | Dining Room | 0.00037892
Floor lamp | Incandescent |  | 3-Way Incandescent | 1 | 100 | Dining Room | 108234 | Dining Room | 0.00037892
Wall Mount | Incandescent |  | Globe | 3 | 40 | Bathroom | 108235 | Bathroom | 0.00037892
Ceiling Fixture | Incandescent |  | Heat Lamp | 1 | 250 | Bathroom | 108235 | Bathroom | 0.00037892
Chandelier (Hanging) | Incandescent |  | Clear | 1 | 60 | Hall | 108236 | Hall | 0.00037892
Ceiling Fixture | Incandescent |  | Globe | 1 | 40 | Bedroom | 108237 | Bedroom | 0.00037892
Table | Incandescent |  | Clear | 1 | 40 | Bedroom | 108237 | Bedroom | 0.00037892
Recessed Can | Incandescent |  | Reflector | 1 | 65 | Kitchen | 108238 | Kitchen | 0.00037892
Ceiling Fixture | Incandescent |  | Standard A Lamp | 1 | 60 | Kitchen | 108238 | Kitchen | 0.00037892
Low bay | Linear Fluorescent | 34 | T-8 | 1 | 25 | Kitchen | 108238 | Kitchen | 0.00037892
High bay | Linear Fluorescent | 47 | T-12 | 2 | 40 | Laundry Room | 108239 | Laundry Room | 0.00037892
Architectural | Compact Fluorescent |  | Twist | 1 | 9 | Laundry Room | 108239 | Laundry Room | 0.00037892
Ceiling Fixture | Compact Fluorescent |  | A shape bulb | 3 | 15 | Master Bedroom | 1082310 | Master Bedroom | 0.00037892
Table | Compact Fluorescent |  | Twist | 1 | 23 | Master Bedroom | 1082310 | Master Bedroom | 0.00037892
Ceiling Fixture | Incandescent |  | Clear | 2 | 40 | Office | 1082311 | Office | 0.00037892
Table | Incandescent |  | Clear | 1 | 40 | Office | 1082311 | Office | 0.00037892
Table | Incandescent |  | Standard A Lamp | 1 | 60 | Living Room | 1082312 | Living Room | 0.00037892
Floor lamp | Incandescent |  | Standard A Lamp | 1 | 60 | Living Room | 1082312 | Living Room | 0.00037892
Table | Incandescent |  | Standard A Lamp | 1 | 60 | Living Room | 1082312 | Living Room | 0.00037892
Floor lamp | Incandescent |  | Standard A Lamp | 1 | 100 | Living Room | 1082312 | Living Room | 0.00037892
Table | Incandescent |  | Clear | 2 | 40 | Living Room | 1082312 | Living Room | 0.00037892
High bay | Compact Fluorescent |  | Twist | 1 | 9 | Hall | 1082313 | Hall | 0.00037892
High bay | Linear Fluorescent | 47 | T-12 | 2 | 32 | Other | 1082314 | Other | 0.00037892
Recessed Can | Incandescent |  | Standard A Lamp | 1 | 60 | Family Room | 1082315 | Family Room | 0.00037892
Wall Mount | Incandescent |  | Standard A Lamp | 1 | 40 | Bathroom | 1082316 | Bathroom | 0.00037892
Ceiling Fixture | Incandescent |  | Standard A Lamp | 1 | 60 | Hall | 1082317 | Hall | 0.00037892
Ceiling Fixture | Compact Fluorescent |  | Twist | 1 | 15 | Other | 108401 | Other | 0.00037892
Wall Mount | Incandescent |  | Standard A Lamp | 1 | 60 | Other | 108401 | Other | 0.00037892
Wall Mount | Incandescent |  | Globe | 3 | 40 | Bathroom | 108402 | Bathroom | 0.00037892
Ceiling Fixture | Compact Fluorescent |  | Twist | 1 | 15 | Bedroom | 108403 | Bedroom | 0.00037892
Ceiling Fixture | Compact Fluorescent |  | Twist | 1 | 15 | Bedroom | 108404 | Bedroom | 0.00037892
Ceiling Fixture | Incandescent |  | Standard A Lamp | 2 | 75 | Dining Room | 108405 | Dining Room | 0.00037892
Ceiling Fixture | Incandescent |  | Standard A Lamp | 2 | 60 | Hall | 108406 | Hall | 0.00037892
Garage door opener | Incandescent |  | Standard A Lamp | 1 | 60 | Garage | 108407 | Garage | 0.00037892
Ceiling Fixture | Incandescent |  | Standard A Lamp | 1 | 60 | Hall | 108408 | Hall | 0.00037892
Ceiling Fixture | Compact Fluorescent |  | Twist | 1 | 15 | Kitchen | 108409 | Kitchen | 0.00037892
Table | Incandescent |  | Standard A Lamp | 1 | 60 | Living Room | 1084010 | Living Room | 0.00037892
Table | Compact Fluorescent |  | Twist | 1 | 15 | Living Room | 1084010 | Living Room | 0.00037892
Ceiling Fixture | Incandescent |  | Standard A Lamp | 2 | 60 | Other | 1084011 | Other | 0.00037892
Ceiling Fixture | Compact Fluorescent |  | Twist | 1 | 15 | Other | 1084011 | Other | 0.00037892
Wall Mount | Incandescent |  | Standard A Lamp | 2 | 60 | Bathroom | 108431 | Bathroom | 0.00049795
Recessed Can | Incandescent |  | Reflector | 1 | 40 | Bathroom | 108431 | Bathroom | 0.00049795
Ceiling Fixture | Compact Fluorescent |  | A shape bulb | 2 | 15 | Bathroom | 108432 | Bathroom | 0.00049795
Chandelier (Hanging) | Compact Fluorescent |  | Twist | 2 | 15 | Bedroom | 108433 | Bedroom | 0.00049795
Ceiling Fixture | Compact Fluorescent |  | A shape bulb | 2 | 15 | Bedroom | 108434 | Bedroom | 0.00049795
Recessed Can | Incandescent |  | Reflector | 1 | 25 | Dining Room | 108435 | Dining Room | 0.00049795
Chandelier (Hanging) | Compact Fluorescent |  | Twist | 3 | 15 | Family Room | 108436 | Family Room | 0.00049795
Wall Mount | Compact Fluorescent |  | Twist | 1 | 15 | Kitchen | 108437 | Kitchen | 0.00049795
Recessed Can | Compact Fluorescent |  | Reflector | 1 | 15 | Kitchen | 108438 | Kitchen | 0.00049795
Ceiling Fan | Incandescent |  | Mini base | 6 | 25 | Living Room | 108439 | Living Room | 0.00049795
Ceiling Fixture | Compact Fluorescent |  | Twist | 2 | 15 | Master Bedroom | 1084310 | Master Bedroom | 0.00049795
Chandelier (Hanging) | Compact Fluorescent |  | Twist | 3 | 15 | Office | 1084311 | Office | 0.00049795
Wall Mount | Compact Fluorescent |  | Twist | 1 | 15 | Office | 1084311 | Office | 0.00049795
Wall Mount | Compact Fluorescent |  | Twist | 1 | 15 | Hall | 1084312 | Hall | 0.00049795
Ceiling Fixture | Linear Fluorescent | 48 | T-8 | 2 | 32 | Laundry Room | 1084313 | Laundry Room | 0.00049795
Wall Mount | Compact Fluorescent |  | Twist | 3 | 15 | Bathroom | 108481 | Bathroom | 0.00037892
Ceiling Fixture | Incandescent |  | Standard A Lamp | 1 | 60 | Bedroom | 108482 | Bedroom | 0.00037892
Table | Incandescent |  | Decorative | 1 | 40 | Bedroom | 108482 | Bedroom | 0.00037892
Ceiling Fixture | Compact Fluorescent |  | Circline (Screw Base) | 1 | 22 | Bedroom | 108483 | Bedroom | 0.00037892
Table | Incandescent |  | Standard A Lamp | 1 | 75 | Bedroom | 108483 | Bedroom | 0.00037892
Track | Compact Fluorescent |  | Twist | 2 | 15 | Kitchen | 108484 | Kitchen | 0.00037892
Chandelier (Hanging) | Incandescent |  | Standard A Lamp | 3 | 60 | Kitchen | 108484 | Kitchen | 0.00037892
Ceiling Fixture | Incandescent |  | Standard A Lamp | 1 | 40 | Kitchen | 108484 | Kitchen | 0.00037892
Ceiling Fixture | Compact Fluorescent |  | Straight Tube | 1 | 15 | Laundry Room | 108485 | Laundry Room | 0.00037892
Floor lamp | Compact Fluorescent |  | Twist | 5 | 15 | Living Room | 108486 | Living Room | 0.00037892
Wall Mount | Compact Fluorescent |  | Twist | 1 | 15 | Living Room | 108486 | Living Room | 0.00037892
Wall Mount | Compact Fluorescent |  | Twist | 1 | 22 | Other | 108487 | Other | 0.00037892
Ceiling Fixture | Compact Fluorescent |  | Twist | 1 | 15 | Office | 108488 | Office | 0.00037892
Table | Incandescent |  | Standard A Lamp | 1 | 60 | Office | 108488 | Office | 0.00037892
Ceiling Fixture | Linear Fluorescent | 96 | T-12 | 2 | 100 | Garage | 108521 | Garage | 0.00029524
Ceiling Fixture | Linear Fluorescent | 36 | T-12 | 2 | 40 | Garage | 108521 | Garage | 0.00029524
Ceiling Fixture | Incandescent |  | Standard A Lamp | 2 | 60 | Bedroom | 108522 | Bedroom | 0.00029524
Floor lamp | Incandescent |  | Standard A Lamp | 2 | 60 | Bedroom | 108522 | Bedroom | 0.00029524
Ceiling Fixture | Compact Fluorescent |  | Twist | 1 | 22 | Hall | 108523 | Hall | 0.00029524
Chandelier (Hanging) | Incandescent |  | Clear | 4 | 40 | Kitchen | 108524 | Kitchen | 0.00029524
Ceiling Fixture | Compact Fluorescent |  | Twist | 3 | 15 | Kitchen | 108524 | Kitchen | 0.00029524
Wall Mount | Linear Fluorescent | 16 | T-8 | 1 | 16 | Kitchen | 108524 | Kitchen | 0.00029524
Wall Mount | Incandescent |  | Standard A Lamp | 1 | 25 | Kitchen | 108524 | Kitchen | 0.00029524
Recessed Can | Compact Fluorescent |  | Twist | 1 | 22 | Kitchen | 108524 | Kitchen | 0.00029524
Floor lamp | Incandescent |  | Standard A Lamp | 1 | 75 | Living Room | 108525 | Living Room | 0.00029524
Floor lamp | Compact Fluorescent |  | Twist | 1 | 22 | Living Room | 108525 | Living Room | 0.00029524
Ceiling Fixture | Compact Fluorescent |  | Twist | 1 | 15 | Bedroom | 108526 | Bedroom | 0.00029524
Table | Incandescent |  | Mini base | 3 | 25 | Bedroom | 108526 | Bedroom | 0.00029524
Wall Mount | Linear Fluorescent | 16 | T-5 | 1 | 16 | Bedroom | 108526 | Bedroom | 0.00029524
Wall Mount | Incandescent |  | Heat Lamp | 1 | 60 | Bedroom | 108526 | Bedroom | 0.00029524
Wall Mount | Incandescent |  | Standard A Lamp | 6 | 40 | Bathroom | 108527 | Bathroom | 0.00029524
Recessed Can | Incandescent |  | Reflector | 1 | 65 | Family Room | 108661 | Family Room | 0.00049795
Floor lamp | Incandescent |  | Mini base | 3 | 40 | Family Room | 108661 | Family Room | 0.00049795
Table | Incandescent |  | Standard A Lamp | 1 | 60 | Family Room | 108661 | Family Room | 0.00049795
Table | Incandescent |  | Standard A Lamp | 1 | 25 | Living Room | 108662 | Living Room | 0.00049795
Floor lamp | Compact Fluorescent |  | Twist | 1 | 22 | Living Room | 108662 | Living Room | 0.00049795
Wall Mount | Compact Fluorescent |  | Twist | 2 | 15 | Bathroom | 108663 | Bathroom | 0.00049795
Recessed Can | Compact Fluorescent |  | Reflector | 1 | 15 | Bathroom | 108663 | Bathroom | 0.00049795
Recessed Can | Incandescent |  | Reflector | 1 | 65 | Kitchen | 108664 | Kitchen | 0.00049795
Ceiling Fan | Compact Fluorescent |  | Twist | 2 | 15 | Laundry Room | 108665 | Laundry Room | 0.00049795
Ceiling Fixture | Compact Fluorescent |  | Twist | 3 | 22 | Garage | 108666 | Garage | 0.00049795
Garage door opener | Incandescent |  | Standard A Lamp | 2 | 60 | Garage | 108666 | Garage | 0.00049795
Ceiling Fixture | Compact Fluorescent |  | Twist | 2 | 15 | Office | 108667 | Office | 0.00049795
Table | Linear Fluorescent | 48 | Fluorescent Unknown | 1 | 20 | Office | 108667 | Office | 0.00049795
Recessed Can | Incandescent |  | Reflector | 1 | 60 | Hall | 108668 | Hall | 0.00049795
Recessed Can | Compact Fluorescent |  | Twist | 2 | 22 | Hall | 108668 | Hall | 0.00049795
Ceiling Fixture | Linear Fluorescent |  | T-4 | 3 | 60 | Master Bedroom | 108669 | Master Bedroom | 0.00049795
Table | Incandescent |  | Standard A Lamp | 1 | 60 | Master Bedroom | 108669 | Master Bedroom | 0.00049795
Table | Compact Fluorescent |  | Twist | 1 | 15 | Master Bedroom | 108669 | Master Bedroom | 0.00049795
Wall Mount | Compact Fluorescent |  | Twist | 2 | 15 | Bathroom | 1086610 | Bathroom | 0.00049795
Wall Mount | Incandescent |  | Standard A Lamp | 6 | 60 | Bathroom | 1086610 | Bathroom | 0.00049795
Ceiling Fixture | Incandescent |  | Reflector | 1 | 60 | Bathroom | 1086610 | Bathroom | 0.00049795
Ceiling Fixture | Incandescent |  | Standard A Lamp | 2 | 60 | Closet | 1086611 | Closet | 0.00049795
Ceiling Fixture | Incandescent |  | Standard A Lamp | 2 | 60 | Bedroom | 1086612 | Bedroom | 0.00049795
Floor lamp | Incandescent |  | Standard A Lamp | 1 | 60 | Bedroom | 1086612 | Bedroom | 0.00049795
Ceiling Fixture | Compact Fluorescent |  | Reflector | 1 | 15 | Bathroom | 1086613 | Bathroom | 0.00049795
Wall Mount | Incandescent |  | Globe | 8 | 40 | Bathroom | 1086613 | Bathroom | 0.00049795
Ceiling Fixture | Compact Fluorescent |  | Twist | 2 | 15 | Bedroom | 1086614 | Bedroom | 0.00049795
Recessed Can | Compact Fluorescent |  | Reflector | 1 | 15 | Family Room | 1086615 | Family Room | 0.00049795
Floor lamp | Compact Fluorescent |  | Straight Tube | 1 | 22 | Family Room | 1086615 | Family Room | 0.00049795
Recessed Can | Incandescent |  | Reflector | 1 | 65 | Dining Room | 1086616 | Dining Room | 0.00049795
Chandelier (Hanging) | Incandescent |  | Mini base | 6 | 40 | Dining Room | 1086616 | Dining Room | 0.00049795
Table | Incandescent |  | Mini base | 1 | 40 | Dining Room | 1086616 | Dining Room | 0.00049795
Recessed Can | Compact Fluorescent |  | Reflector | 1 | 22 | Hall | 1086617 | Hall | 0.00049795
Wall Mount | Halogen |  | MR | 1 | 50 | Closet | 1086618 | Closet | 0.00049795
Ceiling Fixture | Compact Fluorescent |  | Twist | 2 | 22 | Office | 1086619 | Office | 0.00049795
Table | Compact Fluorescent |  | Mini base | 1 | 15 | Office | 1086619 | Office | 0.00049795
Table | Compact Fluorescent |  | Twist | 1 | 15 | Office | 1086619 | Office | 0.00049795
Table | Halogen |  | PAR | 1 | 30 | Office | 1086619 | Office | 0.00049795
Wall Mount | Compact Fluorescent |  | Twist | 1 | 22 | Closet | 1086620 | Closet | 0.00049795
Table | Incandescent |  | Decorative | 1 | 40 | Bedroom | 108871 | Bedroom | 0.000364
Track | Incandescent |  | Reflector | 3 | 50 | Bedroom | 108871 | Bedroom | 0.000364
Table | Incandescent |  | Standard A Lamp | 2 | 60 | Bedroom | 108871 | Bedroom | 0.000364
Table | Incandescent |  | Mini base | 1 | 5 | Bedroom | 108871 | Bedroom | 0.000364
Chandelier (Hanging) | Incandescent |  | Mini base | 5 | 60 | Family Room | 108872 | Family Room | 0.000364
Chandelier (Hanging) | Incandescent |  | Standard A Lamp | 1 | 100 | Dining Room | 108873 | Dining Room | 0.000364
Table | Incandescent |  | Mini base | 1 | 5 | Dining Room | 108873 | Dining Room | 0.000364
Wall Mount | Incandescent |  | Standard A Lamp | 3 | 40 | Bathroom | 108874 | Bathroom | 0.000364
Ceiling Fixture | Compact Fluorescent |  | Straight Tube | 1 | 29 | Office | 108875 | Office | 0.000364
Table | Incandescent |  | Other | 1 | 40 | Office | 108875 | Office | 0.000364
Ceiling Fixture | Incandescent |  | Standard A Lamp | 2 | 40 | Hall | 108876 | Hall | 0.000364
Wall Mount | Incandescent |  | Mini base | 1 | 5 | Hall | 108876 | Hall | 0.000364
Ceiling Fixture | Compact Fluorescent |  | Twist | 1 | 13 | Hall | 108876 | Hall | 0.000364
Chandelier (Hanging) | Incandescent |  | Globe | 1 | 100 | Kitchen | 108877 | Kitchen | 0.000364
Recessed Can | Incandescent |  | Standard A Lamp | 1 | 75 | Kitchen | 108877 | Kitchen | 0.000364
Recessed Can | Incandescent |  | Standard A Lamp | 1 | 100 | Kitchen | 108877 | Kitchen | 0.000364
Ceiling Fixture | Incandescent |  | Standard A Lamp | 2 | 60 | Living Room | 108878 | Living Room | 0.000364
Floor lamp | Incandescent |  | Standard A Lamp | 1 | 100 | Living Room | 108878 | Living Room | 0.000364
Table | Compact Fluorescent |  | Twist | 1 | 26 | Living Room | 108878 | Living Room | 0.000364
Wall Mount | Incandescent |  | Decorative | 1 | 40 | Living Room | 108878 | Living Room | 0.000364
Floor lamp | Incandescent |  | Decorative | 1 | 60 | Living Room | 108878 | Living Room | 0.000364
Table | Incandescent |  | 3-Way Incandescent | 1 | 100 | Bedroom | 108879 | Bedroom | 0.000364
Table | Incandescent |  | Standard A Lamp | 1 | 60 | Bedroom | 108879 | Bedroom | 0.000364
Ceiling Fixture | Compact Fluorescent |  | Twist | 1 | 13 | Hall | 1088710 | Hall | 0.000364
Wall Mount | Incandescent |  | Standard A Lamp | 3 | 60 | Bathroom | 1088711 | Bathroom | 0.000364
Recessed - other | Incandescent |  | Standard A Lamp | 1 | 75 | Bathroom | 1088711 | Bathroom | 0.000364
Wall Mount | Incandescent |  | 3-Way Incandescent | 1 | 150 | Master Bedroom | 1088712 | Master Bedroom | 0.000364
Table | Incandescent |  | Standard A Lamp | 1 | 60 | Master Bedroom | 1088712 | Master Bedroom | 0.000364
Ceiling Fixture | Incandescent |  | Standard A Lamp | 1 | 60 | Closet | 1088713 | Closet | 0.000364
Ceiling Fixture | Incandescent |  | Standard A Lamp | 1 | 60 | Other | 1088714 | Other | 0.000364
Ceiling Fixture | Incandescent |  | Standard A Lamp | 1 | 100 | Other | 1088714 | Other | 0.000364
Wall Mount | Incandescent |  | Standard A Lamp | 1 | 40 | Laundry Room | 1088715 | Laundry Room | 0.000364
Ceiling Fixture | Linear Fluorescent | 48 | T-12 | 2 | 40 | Garage | 1088716 | Garage | 0.000364
Ceiling Fixture | Incandescent |  | Standard A Lamp | 1 | 75 | Garage | 1088716 | Garage | 0.000364
Wall Mount | Incandescent |  | Standard A Lamp | 1 | 60 | Bathroom | 108951 | Bathroom | 0.00037892
Ceiling Fixture | Linear Fluorescent | 48 | T-12 | 2 | 40 | Bathroom | 108951 | Bathroom | 0.00037892
Wall Mount | Compact Fluorescent |  | Twist | 1 | 15 | Bathroom | 108951 | Bathroom | 0.00037892
Ceiling Fixture | Incandescent |  | Heat Lamp | 1 | 250 | Bathroom | 108951 | Bathroom | 0.00037892
Ceiling Fixture | Linear Fluorescent | 48 | T-12 | 2 | 40 | Bathroom | 108952 | Bathroom | 0.00037892
Ceiling Fixture | Compact Fluorescent |  | Twist | 2 | 22 | Bedroom | 108953 | Bedroom | 0.00037892
Wall Mount | Compact Fluorescent |  | Twist | 1 | 15 | Bedroom | 108953 | Bedroom | 0.00037892
Ceiling Fixture | Compact Fluorescent |  | Twist | 2 | 22 | Bedroom | 108954 | Bedroom | 0.00037892
Table | Compact Fluorescent |  | Straight Tube | 1 | 42 | Bedroom | 108954 | Bedroom | 0.00037892
Ceiling Fixture | Compact Fluorescent |  | Twist | 2 | 15 | Bedroom | 108955 | Bedroom | 0.00037892
Ceiling Fixture | Compact Fluorescent |  | Twist | 2 | 15 | Other | 108956 | Other | 0.00037892
Ceiling Fixture | Incandescent |  | Standard A Lamp | 1 | 60 | Other | 108956 | Other | 0.00037892
Chandelier (Hanging) | Incandescent |  | Mini base | 4 | 40 | Family Room | 108957 | Family Room | 0.00037892
Ceiling Fixture | Compact Fluorescent |  | Twist | 1 | 15 | Family Room | 108957 | Family Room | 0.00037892
Ceiling Fixture | Linear Fluorescent | 48 | T-12 | 2 | 40 | Kitchen | 108958 | Kitchen | 0.00037892
Ceiling Fixture | Compact Fluorescent |  | Twist | 3 | 15 | Laundry Room | 108959 | Laundry Room | 0.00037892
Floor lamp | Incandescent |  | Standard A Lamp | 1 | 40 | Living Room | 1089510 | Living Room | 0.00037892
Floor lamp | Compact Fluorescent |  | Twist | 2 | 15 | Living Room | 1089510 | Living Room | 0.00037892
Table | Incandescent |  | Standard A Lamp | 2 | 60 | Living Room | 1089510 | Living Room | 0.00037892
Wall Mount | Compact Fluorescent |  | Straight Tube | 1 | 15 | Living Room | 1089510 | Living Room | 0.00037892
Wall Mount | Compact Fluorescent |  | Twist | 1 | 22 | Living Room | 1089510 | Living Room | 0.00037892
Table | Compact Fluorescent |  | Twist | 1 | 22 | Living Room | 1089510 | Living Room | 0.00037892
Ceiling Fan | Incandescent |  | Standard A Lamp | 1 | 25 | Living Room | 1089510 | Living Room | 0.00037892
Wall Mount | Incandescent |  | Standard A Lamp | 1 | 60 | Garage | 1089511 | Garage | 0.00037892
Ceiling Fixture | Compact Fluorescent |  | Twist | 1 | 15 | Other | 109111 | Other | 0.000364
Floor lamp | Incandescent |  | Standard A Lamp | 1 | 60 | Other | 109111 | Other | 0.000364
Ceiling Fixture | Incandescent |  | Standard A Lamp | 1 | 60 | Bedroom | 109112 | Bedroom | 0.000364
Wall Mount | Compact Fluorescent |  | Twist | 1 | 15 | Bedroom | 109112 | Bedroom | 0.000364
Wall Mount | Compact Fluorescent |  | Globe | 4 | 7 | Bathroom | 109113 | Bathroom | 0.000364
Ceiling Fixture | Compact Fluorescent |  | Twist | 1 | 15 | Bedroom | 109114 | Bedroom | 0.000364
Ceiling Fan | Compact Fluorescent |  | Twist | 1 | 15 | Bedroom | 109115 | Bedroom | 0.000364
Table | Compact Fluorescent |  | Twist | 1 | 15 | Bedroom | 109115 | Bedroom | 0.000364
Ceiling Fixture | Compact Fluorescent |  | Twist | 1 | 15 | Hall | 109116 | Hall | 0.000364
Ceiling Fixture | Compact Fluorescent |  | Twist | 1 | 15 | Kitchen | 109117 | Kitchen | 0.000364
Ceiling Fan | Compact Fluorescent |  | Twist | 1 | 15 | Laundry Room | 109118 | Laundry Room | 0.000364
Table | Compact Fluorescent |  | Twist | 2 | 15 | Living Room | 109119 | Living Room | 0.000364
Wall Mount | Compact Fluorescent |  | Twist | 1 | 20 | Bathroom | 109151 | Bathroom | 0.000364
Ceiling Fixture | Compact Fluorescent |  | Twist | 1 | 13 | Bedroom | 109152 | Bedroom | 0.000364
Ceiling Fixture | Compact Fluorescent |  | Twist | 1 | 13 | Bedroom | 109153 | Bedroom | 0.000364
Ceiling Fixture | Compact Fluorescent |  | Twist | 1 | 13 | Bedroom | 109154 | Bedroom | 0.000364
Ceiling Fixture | Compact Fluorescent |  | Twist | 1 | 20 | Bedroom | 109155 | Bedroom | 0.000364
Ceiling Fixture | Compact Fluorescent |  | Twist | 1 | 20 | Other | 109156 | Other | 0.000364
Table | Compact Fluorescent |  | Twist | 1 | 13 | Family Room | 109157 | Family Room | 0.000364
Ceiling Fixture | Compact Fluorescent |  | Twist | 1 | 13 | Hall | 109158 | Hall | 0.000364
Ceiling Fixture | Compact Fluorescent |  | Twist | 1 | 13 | Kitchen | 109159 | Kitchen | 0.000364
Ceiling Fixture | Linear Fluorescent | 24 | T-12 | 2 | 20 | Kitchen | 109159 | Kitchen | 0.000364
Wall Mount | Compact Fluorescent |  | Twist | 2 | 20 | Laundry Room | 1091510 | Laundry Room | 0.000364
Wall Mount | Incandescent |  | Globe | 3 | 25 | Bathroom | 109271 | Bathroom | 0.00037892
Ceiling Fixture | Compact Fluorescent |  | Circline (Screw Base) | 1 | 15 | Bathroom | 109271 | Bathroom | 0.00037892
Track | Compact Fluorescent |  | Twist | 3 | 22 | Laundry Room | 109272 | Laundry Room | 0.00037892
Wall Mount | Incandescent |  | Globe | 3 | 25 | Bathroom | 109273 | Bathroom | 0.00037892
Ceiling Fixture | Compact Fluorescent |  | Twist | 1 | 15 | Bedroom | 109274 | Bedroom | 0.00037892
Ceiling Fixture | Compact Fluorescent |  | Twist | 1 | 15 | Garage | 109275 | Garage | 0.00037892
Ceiling Fixture | Compact Fluorescent |  | Twist | 1 | 15 | Living Room | 109276 | Living Room | 0.00037892
Floor lamp | Incandescent |  | Mini base | 3 | 40 | Living Room | 109276 | Living Room | 0.00037892
Ceiling Fixture | Incandescent |  | Standard A Lamp | 2 | 60 | Master Bedroom | 109277 | Master Bedroom | 0.00037892
Ceiling Fixture | Incandescent |  | Standard A Lamp | 1 | 60 | Master Bedroom | 109277 | Master Bedroom | 0.00037892
Table | Incandescent |  | Standard A Lamp | 1 | 60 | Master Bedroom | 109277 | Master Bedroom | 0.00037892
Ceiling Fixture | Compact Fluorescent |  | Twist | 1 | 15 | Office | 109278 | Office | 0.00037892
Table | Halogen |  | Quartz Tube | 1 | 75 | Office | 109278 | Office | 0.00037892
Recessed Can | Incandescent |  | Reflector | 1 | 75 | Bathroom | 109461 | Bathroom | 0.0012318
Recessed Can | Halogen |  | PAR | 1 | 75 | Bathroom | 109462 | Bathroom | 0.0012318
Recessed Can | Incandescent |  | Standard A Lamp | 1 | 60 | Bathroom | 109462 | Bathroom | 0.0012318
Wall Mount | Incandescent |  | Standard A Lamp | 2 | 40 | Bathroom | 109462 | Bathroom | 0.0012318
Wall Mount | Incandescent |  | Mini base | 1 | 75 | Bathroom | 109462 | Bathroom | 0.0012318
Recessed Can | Halogen |  | PAR | 1 | 75 | Bedroom | 109463 | Bedroom | 0.0012318
Table | Incandescent |  | 3-Way Incandescent | 1 | 150 | Bedroom | 109463 | Bedroom | 0.0012318
Table | Incandescent |  | Standard A Lamp | 1 | 60 | Bedroom | 109463 | Bedroom | 0.0012318
Table | Incandescent |  | Reflector | 1 | 60 | Bedroom | 109463 | Bedroom | 0.0012318
Table | Incandescent |  | Standard A Lamp | 1 | 60 | Bedroom | 109464 | Bedroom | 0.0012318
Garage door opener | Halogen |  | PAR | 1 | 75 | Bedroom | 109464 | Bedroom | 0.0012318
Recessed Can | Halogen |  | PAR | 1 | 75 | Bedroom | 109465 | Bedroom | 0.0012318
Table | Halogen |  | Other | 1 | 50 | Bedroom | 109465 | Bedroom | 0.0012318
Chandelier (Hanging) | Halogen |  | MR | 2 | 50 | Dining Room | 109466 | Dining Room | 0.0012318
Wall Mount | Halogen |  | PAR | 1 | 50 | Dining Room | 109466 | Dining Room | 0.0012318
Recessed Can | Halogen |  | PAR | 1 | 75 | Hall | 109467 | Hall | 0.0012318
Recessed Can | Halogen |  | PAR | 1 | 50 | Hall | 109467 | Hall | 0.0012318
Wall Mount | Incandescent |  | Mini base | 1 | 75 | Hall | 109467 | Hall | 0.0012318
Wall Mount | Incandescent |  | Standard A Lamp | 1 | 60 | Closet | 109468 | Closet | 0.0012318
Ceiling Fixture | Incandescent |  | Standard A Lamp | 1 | 60 | Other | 109469 | Other | 0.0012318
Wall Mount | Incandescent |  | Standard A Lamp | 1 | 60 | Other | 1094610 | Other | 0.0012318
Ceiling Fixture | Incandescent |  | Standard A Lamp | 1 | 60 | Garage | 1094611 | Garage | 0.0012318
Garage door opener | Incandescent |  | Standard A Lamp | 1 | 60 | Garage | 1094611 | Garage | 0.0012318
Recessed Can | Halogen |  | PAR | 1 | 75 | Hall | 1094612 | Hall | 0.0012318
Recessed Can | Halogen |  | PAR | 1 | 50 | Hall | 1094612 | Hall | 0.0012318
Recessed Can | Incandescent |  | Reflector | 1 | 60 | Hall | 1094613 | Hall | 0.0012318
Wall Mount | Linear Fluorescent | 48 | T-12 | 1 | 40 | Closet | 1094614 | Closet | 0.0012318
Wall Mount | Linear Fluorescent | 48 | T-12 | 1 | 40 | Closet | 1094615 | Closet | 0.0012318
Other | Halogen |  | Other | 1 | 25 | Kitchen | 1094616 | Kitchen | 0.0012318
Recessed Can | Halogen |  | PAR | 1 | 75 | Kitchen | 1094616 | Kitchen | 0.0012318
Recessed Can | Halogen |  | PAR | 1 | 50 | Kitchen | 1094616 | Kitchen | 0.0012318
Recessed - other | Halogen |  | PAR | 1 | 50 | Kitchen | 1094616 | Kitchen | 0.0012318
Recessed - other | Incandescent |  | Heat Lamp | 1 | 250 | Kitchen | 1094616 | Kitchen | 0.0012318
Recessed Can | Halogen |  | Other | 1 | 35 | Laundry Room | 1094617 | Laundry Room | 0.0012318
Recessed Can | Halogen |  | PAR | 1 | 50 | Laundry Room | 1094617 | Laundry Room | 0.0012318
Recessed Can | Halogen |  | PAR | 1 | 75 | Living Room | 1094618 | Living Room | 0.0012318
Track | Halogen |  | PAR | 2 | 75 | Living Room | 1094618 | Living Room | 0.0012318
Floor lamp | Incandescent |  | Standard A Lamp | 1 | 75 | Living Room | 1094618 | Living Room | 0.0012318
Recessed Can | Halogen |  | PAR | 1 | 75 | Family Room | 1094619 | Family Room | 0.0012318
Table | Compact Fluorescent |  | Pin base | 1 | 5 | Family Room | 1094619 | Family Room | 0.0012318
Wall Mount | Halogen |  | PAR | 1 | 75 | Family Room | 1094619 | Family Room | 0.0012318
Table | Compact Fluorescent |  | Pin base | 1 | 15 | Family Room | 1094619 | Family Room | 0.0012318
Floor lamp | Incandescent |  | Other | 1 | 100 | Family Room | 1094619 | Family Room | 0.0012318
Floor lamp | Incandescent |  | Standard A Lamp | 1 | 60 | Family Room | 1094619 | Family Room | 0.0012318
Wall Mount | Incandescent |  | Standard A Lamp | 1 | 60 | Closet | 1094620 | Closet | 0.0012318
Recessed Can | Incandescent |  | Standard A Lamp | 1 | 60 | Family Room | 1094621 | Family Room | 0.0012318
Recessed Can | Halogen |  | PAR | 1 | 75 | Family Room | 1094621 | Family Room | 0.0012318
Recessed Can | Incandescent |  | Reflector | 1 | 60 | Family Room | 1094621 | Family Room | 0.0012318
Wall Mount | Incandescent |  | Mini base | 1 | 75 | Family Room | 1094621 | Family Room | 0.0012318
Recessed Can | Halogen |  | PAR | 1 | 75 | Bathroom | 1094622 | Bathroom | 0.0012318
Wall Mount | Incandescent |  | Other | 1 | 60 | Bathroom | 1094622 | Bathroom | 0.0012318
Recessed Can | Incandescent |  | Reflector | 1 | 60 | Bathroom | 1094623 | Bathroom | 0.0012318
Wall Mount | Incandescent |  | Reflector | 1 | 50 | Bathroom | 1094623 | Bathroom | 0.0012318
Ceiling Fixture | Incandescent |  | Standard A Lamp | 1 | 60 | Other | 109481 | Other | 0.00049795
High bay | Linear Fluorescent | 48 | T-8 | 2 | 32 | Other | 109482 | Other | 0.00049795
Ceiling Fixture | Compact Fluorescent |  | Twist | 1 | 15 | Other | 109482 | Other | 0.00049795
Ceiling Fixture | Incandescent |  | Standard A Lamp | 1 | 75 | Other | 109482 | Other | 0.00049795
Ceiling Fixture | Incandescent |  | Standard A Lamp | 1 | 60 | Other | 109483 | Other | 0.00049795
Ceiling Fixture | Incandescent |  | Standard A Lamp | 2 | 60 | Other | 109483 | Other | 0.00049795
Wall Mount | Incandescent |  | Standard A Lamp | 1 | 60 | Bathroom | 109484 | Bathroom | 0.00049795
Wall Mount | Compact Fluorescent |  | Twist | 1 | 13 | Bathroom | 109484 | Bathroom | 0.00049795
Ceiling Fixture | Compact Fluorescent |  | Twist | 2 | 15 | Bedroom | 109485 | Bedroom | 0.00049795
Ceiling Fixture | Incandescent |  | Mini base | 2 | 40 | Bedroom | 109486 | Bedroom | 0.00049795
Ceiling Fixture | Compact Fluorescent |  | Twist | 2 | 15 | Dining Room | 109487 | Dining Room | 0.00049795
Ceiling Fixture | Compact Fluorescent |  | Twist | 1 | 13 | Hall | 109488 | Hall | 0.00049795
Wall Mount | Incandescent |  | Mini base | 1 | 40 | Hall | 109489 | Hall | 0.00049795
Ceiling Fixture | Compact Fluorescent |  | Twist | 2 | 15 | Kitchen | 1094810 | Kitchen | 0.00049795
Ceiling Fixture | Incandescent |  | Colored | 1 | 60 | Hall | 1094812 | Hall | 0.00049795
Wall Mount | Incandescent |  | Standard A Lamp | 4 | 60 | Bathroom | 109511 | Bathroom | 0.0012318
Ceiling Fixture | Compact Fluorescent |  | Twist | 2 | 14 | Bathroom | 109511 | Bathroom | 0.0012318
Wall Mount | Incandescent |  | Standard A Lamp | 3 | 60 | Bathroom | 109512 | Bathroom | 0.0012318
Recessed Can | Halogen |  | PAR | 1 | 75 | Bathroom | 109512 | Bathroom | 0.0012318
Recessed Can | Incandescent |  | Standard A Lamp | 1 | 25 | Bedroom | 109513 | Bedroom | 0.0012318
Floor lamp | Incandescent |  | Standard A Lamp | 1 | 60 | Bedroom | 109513 | Bedroom | 0.0012318
Table | Incandescent |  | Standard A Lamp | 1 | 60 | Bedroom | 109513 | Bedroom | 0.0012318
Recessed Can | Incandescent |  | Standard A Lamp | 1 | 60 | Bedroom | 109514 | Bedroom | 0.0012318
Table | Incandescent |  | Standard A Lamp | 1 | 60 | Bedroom | 109514 | Bedroom | 0.0012318
Floor lamp | Compact Fluorescent |  | Twist | 1 | 18 | Bedroom | 109514 | Bedroom | 0.0012318
Chandelier (Hanging) | Halogen |  | MR | 1 | 40 | Dining Room | 109515 | Dining Room | 0.0012318
Floor lamp | Compact Fluorescent |  | Twist | 3 | 14 | Dining Room | 109515 | Dining Room | 0.0012318
Chandelier (Hanging) | Incandescent |  | Decorative | 3 | 40 | Family Room | 109516 | Family Room | 0.0012318
Table | Compact Fluorescent |  | Twist | 1 | 23 | Family Room | 109516 | Family Room | 0.0012318
Chandelier (Hanging) | Incandescent |  | Standard A Lamp | 3 | 60 | Family Room | 109516 | Family Room | 0.0012318
Ceiling Fixture | Linear Fluorescent | 96 | T-12 | 2 | 75 | Garage | 109517 | Garage | 0.0012318
Garage door opener | Compact Fluorescent |  | A shape bulb | 2 | 14 | Garage | 109517 | Garage | 0.0012318
Recessed Can | Incandescent |  | Reflector | 1 | 65 | Hall | 109518 | Hall | 0.0012318
Ceiling Fixture | Halogen |  | MR | 4 | 50 | Kitchen | 109519 | Kitchen | 0.0012318
Recessed Can | Halogen |  | PAR | 1 | 75 | Kitchen | 109519 | Kitchen | 0.0012318
Ceiling Fixture | Halogen |  | MR | 4 | 50 | Laundry Room | 1095110 | Laundry Room | 0.0012318
Ceiling Fixture | Halogen |  | MR | 3 | 50 | Laundry Room | 1095110 | Laundry Room | 0.0012318
Floor lamp | Compact Fluorescent |  | Twist | 1 | 20 | Master Bedroom | 1095111 | Master Bedroom | 0.0012318
Table | Incandescent |  | Standard A Lamp | 1 | 40 | Master Bedroom | 1095111 | Master Bedroom | 0.0012318
Wall Mount | Incandescent |  | Clear | 3 | 40 | Bathroom | 109651 | Bathroom | 0.0012318
Recessed - other | Incandescent |  | Heat Lamp | 1 | 250 | Bathroom | 109651 | Bathroom | 0.0012318
Ceiling Fixture | Incandescent |  | Standard A Lamp | 3 | 60 | Bedroom | 109652 | Bedroom | 0.0012318
Ceiling Fixture | Compact Fluorescent |  | Twist | 2 | 15 | Bedroom | 109653 | Bedroom | 0.0012318
Ceiling Fixture | Incandescent |  | Standard A Lamp | 3 | 60 | Hall | 109654 | Hall | 0.0012318
Ceiling Fixture | Incandescent |  | Standard A Lamp | 3 | 60 | Kitchen | 109655 | Kitchen | 0.0012318
Floor lamp | Halogen |  | MR | 1 | 30 | Living Room | 109656 | Living Room | 0.0012318
Ceiling Fixture | Compact Fluorescent |  | A shape bulb | 1 | 15 | Bathroom | 109781 | Bathroom | 0.00037892
Ceiling Fan | Compact Fluorescent |  | Twist | 1 | 15 | Bathroom | 109781 | Bathroom | 0.00037892
Ceiling Fixture | Incandescent |  | Reflector | 1 | 250 | Bathroom | 109781 | Bathroom | 0.00037892
Ceiling Fixture | Halogen |  | Quartz Tube | 1 | 50 | Bathroom | 109781 | Bathroom | 0.00037892
Ceiling Fixture | Compact Fluorescent |  | Twist | 1 | 7 | Closet | 109782 | Closet | 0.00037892
Track | Compact Fluorescent |  | Reflector | 4 | 15 | Dining Room | 109783 | Dining Room | 0.00037892
Ceiling Fixture | Compact Fluorescent |  | Twist | 1 | 15 | Garage | 109784 | Garage | 0.00037892
Ceiling Fixture | Incandescent |  | Standard A Lamp | 1 | 100 | Garage | 109784 | Garage | 0.00037892
Exterior | Linear Fluorescent | 48 | T-12 | 2 | 40 | Garage | 109784 | Garage | 0.00037892
Table | Compact Fluorescent |  | Twist | 1 | 15 | Garage | 109784 | Garage | 0.00037892
Ceiling Fixture | Compact Fluorescent |  | Twist | 1 | 22 | Hall | 109785 | Hall | 0.00037892
Ceiling Fixture | Compact Fluorescent |  | Twist | 1 | 22 | Hall | 109786 | Hall | 0.00037892
Ceiling Fixture | Compact Fluorescent |  | Twist | 2 | 15 | Kitchen | 109787 | Kitchen | 0.00037892
Other | Linear Fluorescent | 36 | Fluorescent Other | 1 | 16 | Kitchen | 109787 | Kitchen | 0.00037892
Wall Mount | Compact Fluorescent |  | Twist | 1 | 15 | Living Room | 109788 | Living Room | 0.00037892
Table | Compact Fluorescent |  | Twist | 1 | 22 | Living Room | 109788 | Living Room | 0.00037892
Recessed - other | Halogen |  | MR | 1 | 50 | Living Room | 109788 | Living Room | 0.00037892
Ceiling Fixture | Compact Fluorescent |  | Twist | 1 | 15 | Living Room | 109788 | Living Room | 0.00037892
Ceiling Fixture | Compact Fluorescent |  | Twist | 2 | 15 | Master Bedroom | 109789 | Master Bedroom | 0.00037892
Chandelier (Hanging) | Compact Fluorescent |  | Twist | 2 | 15 | Master Bedroom | 1097810 | Master Bedroom | 0.00037892
Ceiling Fixture | Compact Fluorescent |  | Twist | 1 | 22 | Other | 1097811 | Other | 0.00037892
Wall Mount | Compact Fluorescent |  | Twist | 1 | 22 | Other | 1097811 | Other | 0.00037892
Ceiling Fixture | Compact Fluorescent |  | Twist | 1 | 15 | Office | 1097812 | Office | 0.00037892
Track | Compact Fluorescent |  | Twist | 1 | 15 | Office | 1097812 | Office | 0.00037892
Ceiling Fixture | Incandescent |  | Standard A Lamp | 2 | 60 | Family Room | 109861 | Family Room | 0.00049795
Floor lamp | Compact Fluorescent |  | Twist | 1 | 28 | Family Room | 109861 | Family Room | 0.00049795
Floor lamp | Compact Fluorescent |  | Twist | 1 | 22 | Family Room | 109861 | Family Room | 0.00049795
Chandelier (Hanging) | Incandescent |  | Mini base | 8 | 40 | Living Room | 109862 | Living Room | 0.00049795
Ceiling Fixture | Compact Fluorescent |  | Twist | 1 | 15 | Hall | 109863 | Hall | 0.00049795
Ceiling Fixture | Compact Fluorescent |  | Twist | 1 | 15 | Bedroom | 109864 | Bedroom | 0.00049795
Floor lamp | Incandescent |  | 3-Way Incandescent | 1 | 100 | Bedroom | 109864 | Bedroom | 0.00049795
Ceiling Fixture | Incandescent |  | Standard A Lamp | 2 | 60 | Bedroom | 109865 | Bedroom | 0.00049795
Table | Compact Fluorescent |  | Twist | 1 | 22 | Bedroom | 109865 | Bedroom | 0.00049795
Ceiling Fixture | Compact Fluorescent |  | Twist | 2 | 15 | Office | 109866 | Office | 0.00049795
Ceiling Fixture | Compact Fluorescent |  | Twist | 2 | 15 | Master Bedroom | 109867 | Master Bedroom | 0.00049795
Table | Incandescent |  | Standard A Lamp | 1 | 100 | Master Bedroom | 109867 | Master Bedroom | 0.00049795
Table | Incandescent |  | Standard A Lamp | 1 | 100 | Master Bedroom | 109867 | Master Bedroom | 0.00049795
Ceiling Fixture | Linear Fluorescent | 48 | Fluorescent Unknown | 1 | 40 | Bathroom | 109868 | Bathroom | 0.00049795
Table | Incandescent |  | Standard A Lamp | 1 | 75 | Living Room | 109869 | Living Room | 0.00049795
Floor lamp | Compact Fluorescent |  | Twist | 4 | 22 | Living Room | 109869 | Living Room | 0.00049795
Ceiling Fixture | Incandescent |  | Clear | 2 | 40 | Hall | 1098610 | Hall | 0.00049795
Ceiling Fixture | Linear Fluorescent | 48 | T-12 | 1 | 40 | Kitchen | 1098611 | Kitchen | 0.00049795
Ceiling Fixture | Compact Fluorescent |  | Twist | 2 | 15 | Laundry Room | 1098612 | Laundry Room | 0.00049795
Ceiling Fixture | Linear Fluorescent | 48 | T-12 | 2 | 40 | Garage | 1098613 | Garage | 0.00049795
Ceiling Fixture | Compact Fluorescent |  | Twist | 2 | 15 | Bathroom | 1098614 | Bathroom | 0.00049795
Ceiling Fixture | Linear Fluorescent | 48 | T-12 | 1 | 40 | Bathroom | 1098615 | Bathroom | 0.00049795
Wall Mount | Incandescent |  | Globe | 4 | 40 | Bathroom | 1098615 | Bathroom | 0.00049795
Table | Incandescent |  | Standard A Lamp | 1 | 100 | Master Bedroom | 109901 | Master Bedroom | 0.00049795
Table | Incandescent |  | Standard A Lamp | 1 | 75 | Master Bedroom | 109901 | Master Bedroom | 0.00049795
Recessed Can | Compact Fluorescent |  | Twist | 1 | 15 | Master Bedroom | 109901 | Master Bedroom | 0.00049795
Table | Compact Fluorescent |  | Twist | 2 | 15 | Living Room | 109902 | Living Room | 0.00049795
Table | Compact Fluorescent |  | Twist | 1 | 22 | Living Room | 109902 | Living Room | 0.00049795
Torchiere | Incandescent |  | Mini base | 5 | 25 | Living Room | 109902 | Living Room | 0.00049795
Ceiling Fixture | Incandescent |  | Standard A Lamp | 1 | 75 | Kitchen | 109903 | Kitchen | 0.00049795
Ceiling Fixture | Incandescent |  | Mini base | 2 | 40 | Bedroom | 109904 | Bedroom | 0.00049795
Table | Incandescent |  | Standard A Lamp | 2 | 75 | Bedroom | 109904 | Bedroom | 0.00049795
Floor lamp | Compact Fluorescent |  | Twist | 3 | 15 | Bedroom | 109904 | Bedroom | 0.00049795
Wall Mount | Incandescent |  | Globe | 10 | 40 | Bathroom | 109905 | Bathroom | 0.00049795
Recessed Can | Incandescent |  | Standard A Lamp | 1 | 75 | Bathroom | 109905 | Bathroom | 0.00049795
Ceiling Fixture | Incandescent |  | Mini base | 2 | 40 | Hall | 109906 | Hall | 0.00049795
Other | Other |  | Other | 1 | 12 | Hall | 109907 | Hall | 0.00049795
Chandelier (Hanging) | Incandescent |  | Mini base | 7 | 25 | Dining Room | 109908 | Dining Room | 0.00049795
Ceiling Fixture | Incandescent |  | Mini base | 2 | 40 | Office | 109909 | Office | 0.00049795
Table | Compact Fluorescent |  | Twist | 1 | 15 | Office | 109909 | Office | 0.00049795
Ceiling Fixture | Incandescent |  | Standard A Lamp | 1 | 25 | Bathroom | 1099010 | Bathroom | 0.00049795
Wall Mount | Incandescent |  | Mini base | 4 | 40 | Bathroom | 1099010 | Bathroom | 0.00049795
Ceiling Fixture | Incandescent |  | Standard A Lamp | 1 | 40 | Closet | 1099011 | Closet | 0.00049795
Track | Compact Fluorescent |  | Twist | 1 | 15 | Laundry Room | 1099012 | Laundry Room | 0.00049795
Track | Incandescent |  | Standard A Lamp | 1 | 60 | Laundry Room | 1099012 | Laundry Room | 0.00049795
Ceiling Fixture | Incandescent |  | Mini base | 2 | 60 | Bedroom | 1099013 | Bedroom | 0.00049795
Table | Compact Fluorescent |  | Twist | 1 | 22 | Bedroom | 1099013 | Bedroom | 0.00049795
Ceiling Fixture | Compact Fluorescent |  | Twist | 1 | 15 | Closet | 109951 | Closet | 0.0012318
Ceiling Fixture | Compact Fluorescent |  | Twist | 2 | 15 | Hall | 109952 | Hall | 0.0012318
Ceiling Fixture | Linear Fluorescent | 48 | T-12 | 2 | 40 | Kitchen | 109953 | Kitchen | 0.0012318
Wall Mount | Compact Fluorescent |  | Globe | 3 | 15 | Bathroom | 109954 | Bathroom | 0.0012318
Ceiling Fixture | Compact Fluorescent |  | Twist | 2 | 15 | Laundry Room | 109955 | Laundry Room | 0.0012318
Ceiling Fixture | Compact Fluorescent |  | Twist | 2 | 15 | Garage | 109956 | Garage | 0.0012318
Table | Incandescent |  | Standard A Lamp | 1 | 60 | Master Bedroom | 109957 | Master Bedroom | 0.0012318
Wall Mount | Compact Fluorescent |  | Globe | 3 | 15 | Bathroom | 109958 | Bathroom | 0.0012318
Wall Mount | Compact Fluorescent |  | Globe | 3 | 15 | Bathroom | 109959 | Bathroom | 0.0012318
Recessed - other | Incandescent |  | Heat Lamp | 1 | 150 | Bathroom | 109959 | Bathroom | 0.0012318
Ceiling Fixture | Compact Fluorescent |  | Twist | 2 | 15 | Bedroom | 1099510 | Bedroom | 0.0012318
Table | Incandescent |  | Mini base | 1 | 40 | Bedroom | 1099510 | Bedroom | 0.0012318
Ceiling Fixture | Compact Fluorescent |  | Twist | 2 | 15 | Bedroom | 1099511 | Bedroom | 0.0012318
Chandelier (Hanging) | Compact Fluorescent |  | Twist | 1 | 15 | Hall | 1099512 | Hall | 0.0012318
Ceiling Fixture | Halogen |  | MR | 1 | 50 | Living Room | 1099513 | Living Room | 0.0012318
Chandelier (Hanging) | Compact Fluorescent |  | Twist | 4 | 15 | Dining Room | 1099514 | Dining Room | 0.0012318
Ceiling Fixture | Incandescent |  | Standard A Lamp | 3 | 60 | Living Room | 110031 | Living Room | 0.00049795
Table | Compact Fluorescent |  | Twist | 1 | 15 | Living Room | 110031 | Living Room | 0.00049795
Floor lamp | Incandescent |  | Standard A Lamp | 1 | 60 | Living Room | 110031 | Living Room | 0.00049795
Ceiling Fixture | Other |  | Other | 1 | 15 | Closet | 110032 | Closet | 0.00049795
Ceiling Fan | Incandescent |  | Standard A Lamp | 4 | 60 | Dining Room | 110033 | Dining Room | 0.00049795
Ceiling Fixture | Incandescent |  | Standard A Lamp | 1 | 60 | Dining Room | 110033 | Dining Room | 0.00049795
Table | Incandescent |  | Standard A Lamp | 1 | 60 | Bedroom | 110034 | Bedroom | 0.00049795
Chandelier (Hanging) | Incandescent |  | Standard A Lamp | 1 | 60 | Bedroom | 110034 | Bedroom | 0.00049795
Ceiling Fixture | Incandescent |  | Standard A Lamp | 1 | 60 | Hall | 110035 | Hall | 0.00049795
Ceiling Fixture | Incandescent |  | Standard A Lamp | 1 | 60 | Bedroom | 110036 | Bedroom | 0.00049795
Wall Mount | Incandescent |  | Standard A Lamp | 1 | 40 | Bathroom | 110037 | Bathroom | 0.00049795
Ceiling Fixture | Compact Fluorescent |  | Twist | 1 | 15 | Kitchen | 110038 | Kitchen | 0.00049795
Ceiling Fixture | Linear Fluorescent | 48 | T-8 | 2 | 32 | Laundry Room | 110039 | Laundry Room | 0.00049795
Recessed Can | Incandescent |  | Standard A Lamp | 1 | 100 | Office | 110061 | Office | 0.00037892
Ceiling Fixture | Compact Fluorescent |  | Twist | 1 | 22 | Office | 110061 | Office | 0.00037892
Ceiling Fixture | Compact Fluorescent |  | Twist | 1 | 15 | Office | 110061 | Office | 0.00037892
Ceiling Fixture | Incandescent |  | Standard A Lamp | 1 | 100 | Office | 110061 | Office | 0.00037892
Wall Mount | Incandescent |  | Standard A Lamp | 1 | 100 | Bathroom | 110062 | Bathroom | 0.00037892
Ceiling Fixture | Incandescent |  | Standard A Lamp | 1 | 60 | Bathroom | 110062 | Bathroom | 0.00037892
Ceiling Fixture | Incandescent |  | Standard A Lamp | 2 | 60 | Bedroom | 110063 | Bedroom | 0.00037892
Table | Incandescent |  | Standard A Lamp | 2 | 60 | Bedroom | 110063 | Bedroom | 0.00037892
Table | Incandescent |  | Standard A Lamp | 1 | 60 | Bedroom | 110063 | Bedroom | 0.00037892
Ceiling Fixture | Incandescent |  | Standard A Lamp | 2 | 60 | Bedroom | 110064 | Bedroom | 0.00037892
Table | Incandescent |  | Standard A Lamp | 2 | 60 | Bedroom | 110064 | Bedroom | 0.00037892
Ceiling Fixture | Incandescent |  | Standard A Lamp | 4 | 100 | Dining Room | 110065 | Dining Room | 0.00037892
Ceiling Fixture | Incandescent |  | Standard A Lamp | 1 | 100 | Hall | 110066 | Hall | 0.00037892
Recessed Can | Incandescent |  | Standard A Lamp | 1 | 100 | Kitchen | 110067 | Kitchen | 0.00037892
Chandelier (Hanging) | Incandescent |  | Colored | 3 | 40 | Kitchen | 110067 | Kitchen | 0.00037892
Ceiling Fixture | Incandescent |  | Standard A Lamp | 1 | 100 | Laundry Room | 110068 | Laundry Room | 0.00037892
Table | Incandescent |  | Standard A Lamp | 1 | 100 | Living Room | 110069 | Living Room | 0.00037892
Ceiling Fixture | Incandescent |  | Decorative | 1 | 40 | Bathroom | 110141 | Bathroom | 0.00029524
Wall Mount | Incandescent |  | Decorative | 1 | 40 | Bathroom | 110141 | Bathroom | 0.00029524
Chandelier (Hanging) | Incandescent |  | Heat Lamp | 1 | 500 | Bathroom | 110141 | Bathroom | 0.00029524
Wall Mount | Incandescent |  | Globe | 3 | 40 | Bathroom | 110142 | Bathroom | 0.00029524
Ceiling Fixture | Incandescent |  | Heat Lamp | 1 | 500 | Bathroom | 110142 | Bathroom | 0.00029524
Ceiling Fixture | Incandescent |  | Clear | 5 | 40 | Bathroom | 110142 | Bathroom | 0.00029524
Ceiling Fixture | Incandescent |  | Standard A Lamp | 3 | 60 | Bedroom | 110143 | Bedroom | 0.00029524
Table | Compact Fluorescent |  | Twist | 2 | 15 | Bedroom | 110143 | Bedroom | 0.00029524
Wall Mount | Halogen |  | Other | 1 | 40 | Bedroom | 110143 | Bedroom | 0.00029524
Table | Compact Fluorescent |  | Twist | 1 | 15 | Bedroom | 110144 | Bedroom | 0.00029524
Ceiling Fixture | Incandescent |  | Standard A Lamp | 1 | 60 | Bedroom | 110144 | Bedroom | 0.00029524
Table | Incandescent |  | Standard A Lamp | 1 | 60 | Bedroom | 110144 | Bedroom | 0.00029524
Ceiling Fixture | Incandescent |  | Standard A Lamp | 1 | 60 | Dining Room | 110145 | Dining Room | 0.00029524
Ceiling Fixture | Compact Fluorescent |  | Twist | 1 | 15 | Living Room | 110146 | Living Room | 0.00029524
Wall Mount | Compact Fluorescent |  | Twist | 1 | 15 | Living Room | 110146 | Living Room | 0.00029524
Ceiling Fixture | Linear Fluorescent | 48 | T-12 | 2 | 40 | Garage | 110147 | Garage | 0.00029524
Garage door opener | Incandescent |  | Clear | 1 | 60 | Garage | 110147 | Garage | 0.00029524
Ceiling Fixture | Incandescent |  | Standard A Lamp | 1 | 60 | Hall | 110148 | Hall | 0.00029524
Ceiling Fixture | Compact Fluorescent |  | Twist | 1 | 15 | Hall | 110148 | Hall | 0.00029524
Ceiling Fixture | Incandescent |  | Globe | 1 | 40 | Kitchen | 110149 | Kitchen | 0.00029524
Recessed Can | Incandescent |  | Reflector | 1 | 65 | Kitchen | 110149 | Kitchen | 0.00029524
Ceiling Fixture | Halogen |  | PAR | 1 | 65 | Living Room | 1101410 | Living Room | 0.00029524
Table | Compact Fluorescent |  | Twist | 1 | 22 | Living Room | 1101410 | Living Room | 0.00029524
Floor lamp | Compact Fluorescent |  | Twist | 1 | 22 | Living Room | 1101410 | Living Room | 0.00029524
Ceiling Fixture | Halogen |  | MR | 3 | 50 | Bedroom | 1101411 | Bedroom | 0.00029524
Ceiling Fixture | Incandescent |  | Decorative | 1 | 40 | Bedroom | 1101411 | Bedroom | 0.00029524
Table | Compact Fluorescent |  | Twist | 2 | 15 | Bedroom | 1101411 | Bedroom | 0.00029524
Floor lamp | Incandescent |  | Decorative | 5 | 40 | Bedroom | 1101411 | Bedroom | 0.00029524
Ceiling Fixture | Compact Fluorescent |  | Twist | 2 | 22 | Bedroom | 1101412 | Bedroom | 0.00029524
Ceiling Fixture | Compact Fluorescent |  | Twist | 1 | 13 | Bathroom | 110211 | Bathroom | 0.000364
Wall Mount | Compact Fluorescent |  | Twist | 1 | 13 | Bathroom | 110211 | Bathroom | 0.000364
Ceiling Fixture | Compact Fluorescent |  | Twist | 2 | 13 | Bedroom | 110212 | Bedroom | 0.000364
Ceiling Fixture | Compact Fluorescent |  | Twist | 1 | 13 | Bedroom | 110213 | Bedroom | 0.000364
Ceiling Fixture | Compact Fluorescent |  | Twist | 1 | 20 | Bedroom | 110213 | Bedroom | 0.000364
Ceiling Fixture | Incandescent |  | Mini base | 3 | 40 | Dining Room | 110214 | Dining Room | 0.000364
Ceiling Fixture | Incandescent |  | Decorative | 1 | 40 | Other | 110215 | Other | 0.000364
Ceiling Fixture | Compact Fluorescent |  | Twist | 1 | 20 | Other | 110215 | Other | 0.000364
Floor lamp | Compact Fluorescent |  | Twist | 1 | 20 | Family Room | 110216 | Family Room | 0.000364
Other | Linear Fluorescent | 24 | T-8 | 1 | 20 | Family Room | 110216 | Family Room | 0.000364
Ceiling Fan | Compact Fluorescent |  | Twist | 3 | 14 | Kitchen | 110217 | Kitchen | 0.000364
Ceiling Fixture | Compact Fluorescent |  | Twist | 1 | 13 | Kitchen | 110217 | Kitchen | 0.000364
Ceiling Fixture | Compact Fluorescent |  | Twist | 1 | 20 | Master Bedroom | 110218 | Master Bedroom | 0.000364
Ceiling Fixture | Linear Fluorescent | 24 | T-8 | 2 | 16 | Bathroom | 110301 | Bathroom | 0.000364
Ceiling Fixture | Incandescent |  | Standard A Lamp | 1 | 60 | Bedroom | 110302 | Bedroom | 0.000364
Ceiling Fixture | Incandescent |  | Standard A Lamp | 1 | 60 | Bedroom | 110303 | Bedroom | 0.000364
Ceiling Fixture | Incandescent |  | Standard A Lamp | 1 | 60 | Dining Room | 110304 | Dining Room | 0.000364
Table | Incandescent |  | Standard A Lamp | 1 | 100 | Dining Room | 110304 | Dining Room | 0.000364
Ceiling Fixture | Linear Fluorescent | 48 | T-12 | 2 | 40 | Kitchen | 110305 | Kitchen | 0.000364
Ceiling Fixture | Incandescent |  | Standard A Lamp | 1 | 60 | Laundry Room | 110306 | Laundry Room | 0.000364
Ceiling Fixture | Incandescent |  | Standard A Lamp | 1 | 60 | Living Room | 110307 | Living Room | 0.000364
Ceiling Fixture | Compact Fluorescent |  | Twist | 1 | 22 | Bathroom | 110321 | Bathroom | 0.00029524
Floor lamp | Compact Fluorescent |  | Twist | 1 | 13 | Bathroom | 110321 | Bathroom | 0.00029524
Ceiling Fixture | Compact Fluorescent |  | Twist | 1 | 22 | Bedroom | 110322 | Bedroom | 0.00029524
Wall Mount | Compact Fluorescent |  | Twist | 1 | 23 | Bedroom | 110323 | Bedroom | 0.00029524
Table | Compact Fluorescent |  | Pin base | 1 | 13 | Bedroom | 110323 | Bedroom | 0.00029524
Ceiling Fixture | Compact Fluorescent |  | Twist | 1 | 22 | Kitchen | 110324 | Kitchen | 0.00029524
Ceiling Fixture | Compact Fluorescent |  | Twist | 1 | 13 | Kitchen | 110324 | Kitchen | 0.00029524
Ceiling Fixture | Linear Fluorescent | 36 | T-8 | 2 | 20 | Bathroom | 110351 | Bathroom | 0.00028601
Ceiling Fixture | Incandescent |  | Standard A Lamp | 1 | 60 | Bedroom | 110352 | Bedroom | 0.00028601
Table | Incandescent |  | Standard A Lamp | 1 | 60 | Bedroom | 110352 | Bedroom | 0.00028601
Ceiling Fixture | Incandescent |  | Standard A Lamp | 2 | 60 | Bedroom | 110353 | Bedroom | 0.00028601
Recessed Can | Incandescent |  | Reflector | 1 | 75 | Hall | 110354 | Hall | 0.00028601
Chandelier (Hanging) | Incandescent |  | Decorative | 4 | 40 | Living Room | 110355 | Living Room | 0.00028601
Chandelier (Hanging) | Incandescent |  | Decorative | 4 | 25 | Hall | 110356 | Hall | 0.00028601
Recessed Can | Compact Fluorescent |  | Reflector | 1 | 22 | Kitchen | 110357 | Kitchen | 0.00028601
Recessed Can | Incandescent |  | Reflector | 2 | 75 | Kitchen | 110357 | Kitchen | 0.00028601
Architectural | Linear Fluorescent | 48 | T-12 | 2 | 40 | Kitchen | 110357 | Kitchen | 0.00028601
Architectural | Linear Fluorescent | 36 | T-12 | 2 | 32 | Kitchen | 110357 | Kitchen | 0.00028601
Ceiling Fixture | Incandescent |  | Standard A Lamp | 2 | 60 | Laundry Room | 110358 | Laundry Room | 0.00028601
Architectural | Linear Fluorescent | 36 | T-12 | 2 | 32 | Living Room | 110359 | Living Room | 0.00028601
Torchiere | Halogen |  | Quartz Tube | 1 | 150 | Living Room | 110359 | Living Room | 0.00028601
Chandelier (Hanging) | Incandescent |  | Standard A Lamp | 3 | 60 | Living Room | 110359 | Living Room | 0.00028601
Chandelier (Hanging) | Incandescent |  | Decorative | 24 | 25 | Living Room | 110359 | Living Room | 0.00028601
Ceiling Fan | Incandescent |  | Standard A Lamp | 1 | 75 | Bathroom | 1103510 | Bathroom | 0.00028601
Wall Mount | Incandescent |  | Globe | 8 | 40 | Bathroom | 1103510 | Bathroom | 0.00028601
Recessed Can | Halogen |  | PAR | 1 | 100 | Master Bedroom | 1103511 | Master Bedroom | 0.00028601
Architectural | Halogen |  | PAR | 1 | 75 | Master Bedroom | 1103511 | Master Bedroom | 0.00028601
Ceiling Fixture | Incandescent |  | Standard A Lamp | 2 | 60 | Closet | 1103512 | Closet | 0.00028601
Ceiling Fixture | Incandescent |  | Standard A Lamp | 2 | 60 | Office | 1103513 | Office | 0.00028601
Recessed - other | Linear Fluorescent | 36 | T-12 | 1 | 20 | Hall | 1103514 | Hall | 0.00028601
Recessed - other | Incandescent |  | Reflector | 1 | 75 | Other | 1103515 | Other | 0.00028601
Architectural | Linear Fluorescent | 36 | T-12 | 2 | 32 | Other | 1103515 | Other | 0.00028601
Wall Mount | Compact Fluorescent |  | Mini base | 7 | 15 | Bathroom | 1103516 | Bathroom | 0.00028601
Recessed Can | Incandescent |  | Reflector | 1 | 75 | Bathroom | 1103516 | Bathroom | 0.00028601
Recessed Can | Incandescent |  | Reflector | 1 | 65 | Hall | 110411 | Hall | 0.00037892
Recessed Can | Compact Fluorescent |  | Reflector | 1 | 15 | Family Room | 110412 | Family Room | 0.00037892
Wall Mount | Compact Fluorescent |  | Twist | 2 | 13 | Bathroom | 110413 | Bathroom | 0.00037892
Ceiling Fixture | Compact Fluorescent |  | Twist | 2 | 13 | Bedroom | 110414 | Bedroom | 0.00037892
Ceiling Fixture | Compact Fluorescent |  | Twist | 2 | 13 | Bedroom | 110415 | Bedroom | 0.00037892
Wall Mount | Compact Fluorescent |  | Twist | 1 | 13 | Closet | 110416 | Closet | 0.00037892
Wall Mount | Compact Fluorescent |  | Twist | 1 | 13 | Closet | 110417 | Closet | 0.00037892
Chandelier (Hanging) | Compact Fluorescent |  | Twist | 7 | 13 | Dining Room | 110418 | Dining Room | 0.00037892
Ceiling Fixture | Compact Fluorescent |  | Twist | 2 | 13 | Hall | 110419 | Hall | 0.00037892
Ceiling Fixture | Compact Fluorescent |  | Twist | 1 | 23 | Hall | 1104110 | Hall | 0.00037892
Chandelier (Hanging) | Compact Fluorescent |  | Twist | 3 | 13 | Hall | 1104111 | Hall | 0.00037892
Recessed Can | Incandescent |  | Reflector | 1 | 65 | Kitchen | 1104112 | Kitchen | 0.00037892
Chandelier (Hanging) | Incandescent |  | Mini base | 1 | 40 | Kitchen | 1104112 | Kitchen | 0.00037892
Ceiling Fixture | Compact Fluorescent |  | Twist | 2 | 13 | Master Bedroom | 1104114 | Master Bedroom | 0.00037892
Table | Compact Fluorescent |  | Pin base | 1 | 14 | Master Bedroom | 1104114 | Master Bedroom | 0.00037892
Wall Mount | Compact Fluorescent |  | Twist | 1 | 13 | Closet | 1104115 | Closet | 0.00037892
Architectural | Compact Fluorescent |  | Twist | 1 | 13 | Laundry Room | 1104116 | Laundry Room | 0.00037892
Wall Mount | Incandescent |  | Mini base | 3 | 40 | Bathroom | 1104117 | Bathroom | 0.00037892
Ceiling Fixture | Compact Fluorescent |  | Twist | 2 | 15 | Bedroom | 110471 | Bedroom | 0.00037892
Table | Compact Fluorescent |  | Twist | 1 | 15 | Bedroom | 110471 | Bedroom | 0.00037892
High bay | Compact Fluorescent |  | Twist | 1 | 15 | Living Room | 110472 | Living Room | 0.00037892
Floor lamp | Compact Fluorescent |  | Twist | 1 | 15 | Living Room | 110472 | Living Room | 0.00037892
Table | Compact Fluorescent |  | Twist | 1 | 15 | Office | 110473 | Office | 0.00037892
Wall Mount | Incandescent |  | Reflector | 4 | 40 | Bathroom | 110474 | Bathroom | 0.00037892
Ceiling Fixture | Incandescent |  | Clear | 1 | 60 | Kitchen | 110475 | Kitchen | 0.00037892
Ceiling Fixture | Incandescent |  | Clear | 2 | 40 | Laundry Room | 110476 | Laundry Room | 0.00037892
Wall Mount | Incandescent |  | Standard A Lamp | 2 | 60 | Bathroom | 110481 | Bathroom | 0.000364
Wall Mount | Incandescent |  | Standard A Lamp | 2 | 75 | Bathroom | 110482 | Bathroom | 0.000364
Ceiling Fixture | Incandescent |  | Standard A Lamp | 1 | 60 | Bathroom | 110483 | Bathroom | 0.000364
Ceiling Fixture | Incandescent |  | Standard A Lamp | 2 | 60 | Bedroom | 110484 | Bedroom | 0.000364
Ceiling Fixture | Incandescent |  | Standard A Lamp | 1 | 60 | Bedroom | 110485 | Bedroom | 0.000364
Table | Incandescent |  | Standard A Lamp | 1 | 60 | Bedroom | 110485 | Bedroom | 0.000364
Ceiling Fixture | Incandescent |  | Standard A Lamp | 2 | 60 | Bedroom | 110486 | Bedroom | 0.000364
Chandelier (Hanging) | Incandescent |  | Decorative | 10 | 25 | Dining Room | 110487 | Dining Room | 0.000364
Ceiling Fixture | Incandescent |  | Standard A Lamp | 3 | 60 | Family Room | 110488 | Family Room | 0.000364
Ceiling Fixture | Incandescent |  | Standard A Lamp | 1 | 60 | Garage | 110489 | Garage | 0.000364
Ceiling Fixture | Incandescent |  | Standard A Lamp | 1 | 60 | Hall | 1104810 | Hall | 0.000364
Recessed Can | Incandescent |  | Reflector | 1 | 65 | Hall | 1104811 | Hall | 0.000364
Ceiling Fixture | Incandescent |  | Standard A Lamp | 2 | 60 | Kitchen | 1104812 | Kitchen | 0.000364
Recessed - other | Incandescent |  | Standard A Lamp | 1 | 60 | Kitchen | 1104812 | Kitchen | 0.000364
Ceiling Fixture | Incandescent |  | Standard A Lamp | 2 | 60 | Laundry Room | 1104813 | Laundry Room | 0.000364
Table | Compact Fluorescent |  | Straight Tube | 1 | 22 | Living Room | 1104814 | Living Room | 0.000364
Ceiling Fixture | Linear Fluorescent | 48 | T-12 | 2 | 40 | Bathroom | 110511 | Bathroom | 0.0017229
Table | Compact Fluorescent |  | Twist | 1 | 15 | Master Bedroom | 110512 | Master Bedroom | 0.0017229
Ceiling Fixture | Incandescent |  | Standard A Lamp | 3 | 60 | Master Bedroom | 110512 | Master Bedroom | 0.0017229
Ceiling Fixture | Incandescent |  | Standard A Lamp | 1 | 60 | Bedroom | 110513 | Bedroom | 0.0017229
Table | Incandescent |  | Other | 1 | 60 | Bedroom | 110513 | Bedroom | 0.0017229
Chandelier (Hanging) | Incandescent |  | Standard A Lamp | 1 | 100 | Dining Room | 110514 | Dining Room | 0.0017229
Garage door opener | Incandescent |  | Decorative | 2 | 40 | Garage | 110515 | Garage | 0.0017229
Ceiling Fixture | Incandescent |  | Standard A Lamp | 1 | 60 | Garage | 110515 | Garage | 0.0017229
Recessed - other | Incandescent |  | Standard A Lamp | 1 | 60 | Hall | 110516 | Hall | 0.0017229
Ceiling Fixture | Linear Fluorescent | 48 | T-12 | 4 | 40 | Kitchen | 110517 | Kitchen | 0.0017229
Torchiere | Compact Fluorescent |  | Twist | 1 | 28 | Living Room | 110518 | Living Room | 0.0017229
Table | Incandescent |  | Standard A Lamp | 1 | 100 | Living Room | 110518 | Living Room | 0.0017229
Table | Incandescent |  | Standard A Lamp | 1 | 75 | Living Room | 110518 | Living Room | 0.0017229
Table | Incandescent |  | Decorative | 1 | 25 | Living Room | 110518 | Living Room | 0.0017229
Floor lamp | Halogen |  | MR | 3 | 50 | Living Room | 110541 | Living Room | 0.00049795
Ceiling Fixture | Halogen |  | MR | 3 | 50 | Bedroom | 110542 | Bedroom | 0.00049795
Table | Incandescent |  | Decorative | 1 | 40 | Bedroom | 110542 | Bedroom | 0.00049795
Floor lamp | Halogen |  | Quartz Tube | 2 | 50 | Master Bedroom | 110543 | Master Bedroom | 0.00049795
Wall Mount | Incandescent |  | Globe | 8 | 40 | Bathroom | 110544 | Bathroom | 0.00049795
Ceiling Fixture | Incandescent |  | Standard A Lamp | 1 | 100 | Bathroom | 110544 | Bathroom | 0.00049795
Ceiling Fixture | Incandescent |  | Standard A Lamp | 3 | 60 | Closet | 110545 | Closet | 0.00049795
Chandelier (Hanging) | Incandescent |  | Mini base | 6 | 40 | Dining Room | 110546 | Dining Room | 0.00049795
Ceiling Fixture | Linear Fluorescent | 48 | T-12 | 6 | 40 | Kitchen | 110547 | Kitchen | 0.00049795
Ceiling Fixture | Linear Fluorescent | 48 | T-12 | 2 | 40 | Garage | 110548 | Garage | 0.00049795
Garage door opener | Incandescent |  | Standard A Lamp | 1 | 60 | Garage | 110548 | Garage | 0.00049795
Ceiling Fixture | Compact Fluorescent |  | A shape bulb | 1 | 19 | Garage | 110548 | Garage | 0.00049795
Ceiling Fixture | Halogen |  | Quartz Tube | 1 | 50 | Laundry Room | 110549 | Laundry Room | 0.00049795
Wall Mount | Halogen |  | Quartz Tube | 3 | 35 | Bathroom | 1105410 | Bathroom | 0.00049795
Ceiling Fixture | Halogen |  | MR | 3 | 50 | Bedroom | 1105411 | Bedroom | 0.00049795
Wall Mount | Incandescent |  | Standard A Lamp | 1 | 100 | Hall | 1105412 | Hall | 0.00049795
Ceiling Fixture | Halogen |  | MR | 3 | 50 | Bedroom | 1105413 | Bedroom | 0.00049795
Ceiling Fixture | Halogen |  | MR | 3 | 50 | Living Room | 1105414 | Living Room | 0.00049795
Floor lamp | Incandescent |  | Standard A Lamp | 1 | 100 | Living Room | 1105414 | Living Room | 0.00049795
Ceiling Fixture | Compact Fluorescent |  | Twist | 3 | 19 | Dining Room | 1105415 | Dining Room | 0.00049795
Chandelier (Hanging) | Incandescent |  | Standard A Lamp | 9 | 60 | Hall | 1105416 | Hall | 0.00049795
Ceiling Fixture | Halogen |  | MR | 3 | 50 | Office | 1105417 | Office | 0.00049795
Table | Incandescent |  | Clear | 1 | 100 | Office | 1105417 | Office | 0.00049795
Wall Mount | Incandescent |  | Standard A Lamp | 4 | 100 | Bathroom | 110551 | Bathroom | 0.000364
Ceiling Fixture | Incandescent |  | Standard A Lamp | 2 | 60 | Bedroom | 110552 | Bedroom | 0.000364
Table | Incandescent |  | 3-Way Incandescent | 1 | 150 | Bedroom | 110552 | Bedroom | 0.000364
Ceiling Fixture | Incandescent |  | Standard A Lamp | 2 | 60 | Closet | 110553 | Closet | 0.000364
Recessed Can | Incandescent |  | Reflector | 1 | 45 | Family Room | 110554 | Family Room | 0.000364
Torchiere | Incandescent |  | 3-Way Incandescent | 1 | 150 | Family Room | 110554 | Family Room | 0.000364
Table | Incandescent |  | 3-Way Incandescent | 1 | 150 | Family Room | 110554 | Family Room | 0.000364
Ceiling Fixture | Incandescent |  | Standard A Lamp | 2 | 60 | Family Room | 110554 | Family Room | 0.000364
Recessed Can | Incandescent |  | Reflector | 2 | 65 | Family Room | 110554 | Family Room | 0.000364
Ceiling Fixture | Incandescent |  | Standard A Lamp | 1 | 60 | Hall | 110555 | Hall | 0.000364
Ceiling Fixture | Incandescent |  | Standard A Lamp | 2 | 60 | Kitchen | 110556 | Kitchen | 0.000364
Ceiling Fixture | Incandescent |  | Standard A Lamp | 2 | 60 | Office | 110557 | Office | 0.000364
Table | Incandescent |  | 3-Way Incandescent | 1 | 150 | Office | 110557 | Office | 0.000364
Chandelier (Hanging) | Incandescent |  | Decorative | 5 | 40 | Office | 110558 | Office | 0.000364
Ceiling Fixture | Incandescent |  | Standard A Lamp | 1 | 60 | Hall | 110559 | Hall | 0.000364
Ceiling Fixture | Incandescent |  | Standard A Lamp | 1 | 200 | Garage | 1105510 | Garage | 0.000364
Ceiling Fixture | Compact Fluorescent |  | Twist | 1 | 42 | Garage | 1105510 | Garage | 0.000364
Garage door opener | Compact Fluorescent |  | Twist | 2 | 15 | Garage | 1105510 | Garage | 0.000364
Recessed Can | Incandescent |  | Reflector | 1 | 65 | Living Room | 1105511 | Living Room | 0.000364
Table | Incandescent |  | 3-Way Incandescent | 1 | 150 | Living Room | 1105511 | Living Room | 0.000364
Wall Mount | Incandescent |  | Standard A Lamp | 1 | 75 | Bathroom | 1105512 | Bathroom | 0.000364
Wall Mount | Incandescent |  | Standard A Lamp | 2 | 60 | Bathroom | 1105512 | Bathroom | 0.000364
Recessed Can | Halogen |  | MR | 1 | 50 | Bathroom | 1105512 | Bathroom | 0.000364
Chandelier (Hanging) | Incandescent |  | Standard A Lamp | 5 | 60 | Dining Room | 1105513 | Dining Room | 0.000364
Floor lamp | Incandescent |  | Standard A Lamp | 1 | 100 | Hall | 1105514 | Hall | 0.000364
Chandelier (Hanging) | Incandescent |  | Mini base | 18 | 40 | Hall | 1105514 | Hall | 0.000364
Table | Incandescent |  | 3-Way Incandescent | 1 | 150 | Family Room | 1105515 | Family Room | 0.000364
Recessed Can | Incandescent |  | Reflector | 1 | 45 | Family Room | 1105515 | Family Room | 0.000364
Floor lamp | Incandescent |  | 3-Way Incandescent | 1 | 150 | Family Room | 1105515 | Family Room | 0.000364
Torchiere | Incandescent |  | 3-Way Incandescent | 1 | 150 | Family Room | 1105515 | Family Room | 0.000364
Recessed Can | Incandescent |  | Reflector | 1 | 65 | Family Room | 1105515 | Family Room | 0.000364
Chandelier (Hanging) | Incandescent |  | Standard A Lamp | 10 | 60 | Dining Room | 1105516 | Dining Room | 0.000364
Recessed Can | Incandescent |  | Reflector | 1 | 60 | Hall | 1105517 | Hall | 0.000364
Recessed Can | Incandescent |  | Reflector | 1 | 65 | Hall | 1105517 | Hall | 0.000364
Recessed Can | Incandescent |  | Reflector | 1 | 65 | Kitchen | 1105518 | Kitchen | 0.000364
Other | Incandescent |  | Other | 5 | 30 | Kitchen | 1105518 | Kitchen | 0.000364
Ceiling Fixture | Incandescent |  | Standard A Lamp | 2 | 60 | Laundry Room | 1105519 | Laundry Room | 0.000364
Other | Incandescent |  | Other | 3 | 30 | Other | 1105520 | Other | 0.000364
Recessed Can | Incandescent |  | Reflector | 1 | 75 | Other | 1105520 | Other | 0.000364
Ceiling Fixture | Incandescent |  | Standard A Lamp | 2 | 60 | Closet | 1105521 | Closet | 0.000364
Recessed Can | Incandescent |  | Reflector | 1 | 65 | Hall | 1105522 | Hall | 0.000364
Wall Mount | Incandescent |  | Standard A Lamp | 4 | 60 | Bathroom | 1105523 | Bathroom | 0.000364
Ceiling Fixture | Incandescent |  | Reflector | 1 | 65 | Bathroom | 1105524 | Bathroom | 0.000364
Ceiling Fixture | Incandescent |  | Standard A Lamp | 1 | 60 | Closet | 1105525 | Closet | 0.000364
Recessed Can | Incandescent |  | Standard A Lamp | 1 | 60 | Bathroom | 1105526 | Bathroom | 0.000364
Wall Mount | Incandescent |  | Standard A Lamp | 3 | 100 | Bathroom | 1105526 | Bathroom | 0.000364
Recessed Can | Incandescent |  | Reflector | 1 | 65 | Bathroom | 1105526 | Bathroom | 0.000364
Recessed Can | Incandescent |  | Standard A Lamp | 3 | 60 | Bathroom | 1105526 | Bathroom | 0.000364
Recessed Can | Incandescent |  | Heat Lamp | 1 | 250 | Bathroom | 1105527 | Bathroom | 0.000364
Ceiling Fixture | Incandescent |  | Standard A Lamp | 2 | 60 | Closet | 1105528 | Closet | 0.000364
Recessed Can | Incandescent |  | Reflector | 1 | 60 | Master Bedroom | 1105529 | Master Bedroom | 0.000364
Wall Mount | Incandescent |  | Standard A Lamp | 1 | 60 | Master Bedroom | 1105529 | Master Bedroom | 0.000364
Table | Incandescent |  | Mini base | 1 | 25 | Master Bedroom | 1105529 | Master Bedroom | 0.000364
Recessed Can | Incandescent |  | Reflector | 1 | 65 | Master Bedroom | 1105529 | Master Bedroom | 0.000364
Ceiling Fixture | Incandescent |  | Standard A Lamp | 1 | 60 | Bedroom | 1105530 | Bedroom | 0.000364
Ceiling Fixture | Incandescent |  | Standard A Lamp | 1 | 60 | Closet | 1105531 | Closet | 0.000364
Ceiling Fixture | Incandescent |  | Standard A Lamp | 2 | 60 | Office | 1105532 | Office | 0.000364
Table | Incandescent |  | Standard A Lamp | 1 | 100 | Office | 1105532 | Office | 0.000364
Table | Incandescent |  | Standard A Lamp | 2 | 60 | Office | 1105532 | Office | 0.000364
Ceiling Fixture | Incandescent |  | Standard A Lamp | 1 | 60 | Closet | 1105533 | Closet | 0.000364
Ceiling Fixture | Incandescent |  | Standard A Lamp | 2 | 60 | Bedroom | 1105534 | Bedroom | 0.000364
Floor lamp | Incandescent |  | Standard A Lamp | 1 | 100 | Bedroom | 1105534 | Bedroom | 0.000364
Wall Mount | Incandescent |  | Mini base | 1 | 5 | Bedroom | 1105534 | Bedroom | 0.000364
Ceiling Fixture | Incandescent |  | Standard A Lamp | 1 | 60 | Closet | 1105535 | Closet | 0.000364
Wall Mount | Incandescent |  | Standard A Lamp | 3 | 60 | Bathroom | 110611 | Bathroom | 0.0017229
Recessed Can | Incandescent |  | Reflector | 1 | 65 | Bathroom | 110611 | Bathroom | 0.0017229
Recessed Can | Incandescent |  | Reflector | 1 | 65 | Bathroom | 110612 | Bathroom | 0.0017229
Wall Mount | Compact Fluorescent |  | Twist | 3 | 13 | Bathroom | 110612 | Bathroom | 0.0017229
Ceiling Fixture | Compact Fluorescent |  | Twist | 1 | 13 | Bedroom | 110613 | Bedroom | 0.0017229
Torchiere | Incandescent |  | Standard A Lamp | 1 | 120 | Bedroom | 110613 | Bedroom | 0.0017229
Chandelier (Hanging) | Compact Fluorescent |  | Twist | 1 | 13 | Dining Room | 110614 | Dining Room | 0.0017229
Recessed Can | Incandescent |  | Reflector | 1 | 65 | Dining Room | 110614 | Dining Room | 0.0017229
Recessed Can | Incandescent |  | Reflector | 1 | 65 | Family Room | 110615 | Family Room | 0.0017229
Ceiling Fixture | Incandescent |  | Standard A Lamp | 1 | 40 | Other | 110616 | Other | 0.0017229
Ceiling Fixture | Compact Fluorescent |  | Twist | 1 | 13 | Hall | 110617 | Hall | 0.0017229
Recessed Can | Incandescent |  | Reflector | 1 | 65 | Hall | 110617 | Hall | 0.0017229
Recessed Can | Incandescent |  | Reflector | 1 | 65 | Kitchen | 110618 | Kitchen | 0.0017229
Track | Incandescent |  | Mini base | 1 | 40 | Kitchen | 110618 | Kitchen | 0.0017229
Wall Mount | Incandescent |  | Standard A Lamp | 1 | 60 | Other | 110619 | Other | 0.0017229
Recessed Can | Incandescent |  | Reflector | 1 | 65 | Laundry Room | 1106110 | Laundry Room | 0.0017229
Ceiling Fixture | Incandescent |  | Standard A Lamp | 1 | 60 | Laundry Room | 1106110 | Laundry Room | 0.0017229
Ceiling Fixture | Compact Fluorescent |  | Twist | 1 | 13 | Laundry Room | 1106110 | Laundry Room | 0.0017229
Floor lamp | Compact Fluorescent |  | Twist | 1 | 15 | Living Room | 1106111 | Living Room | 0.0017229
Ceiling Fixture | Incandescent |  | Decorative | 2 | 40 | Other | 1106112 | Other | 0.0017229
Recessed Can | Halogen |  | PAR | 1 | 75 | Bathroom | 1106113 | Bathroom | 0.0017229
Wall Mount | Compact Fluorescent |  | Twist | 3 | 13 | Bathroom | 1106113 | Bathroom | 0.0017229
Wall Mount | Incandescent |  | Decorative | 1 | 40 | Bathroom | 1106113 | Bathroom | 0.0017229
Track | Halogen |  | PAR | 3 | 75 | Master Bedroom | 1106114 | Master Bedroom | 0.0017229
Ceiling Fixture | Compact Fluorescent |  | Twist | 1 | 13 | Office | 1106115 | Office | 0.0017229
Recessed Can | Incandescent |  | Reflector | 1 | 65 | Bedroom | 1106116 | Bedroom | 0.0017229
Floor lamp | Incandescent |  | Standard A Lamp | 1 | 40 | Bedroom | 1106116 | Bedroom | 0.0017229
Recessed Can | Incandescent |  | Reflector | 1 | 65 | Hall | 1106117 | Hall | 0.0017229
Wall Mount | Incandescent |  | Decorative | 1 | 40 | Hall | 1106117 | Hall | 0.0017229
Ceiling Fixture | Incandescent |  | Standard A Lamp | 1 | 60 | Closet | 110841 | Closet | 0.00049795
Table | Incandescent |  | Standard A Lamp | 2 | 40 | Living Room | 110842 | Living Room | 0.00049795
Table | Incandescent |  | Standard A Lamp | 1 | 60 | Living Room | 110842 | Living Room | 0.00049795
Table | Incandescent |  | Mini base | 1 | 40 | Living Room | 110842 | Living Room | 0.00049795
Ceiling Fixture | Incandescent |  | Standard A Lamp | 1 | 60 | Other | 110843 | Other | 0.00049795
Ceiling Fixture | Compact Fluorescent |  | Twist | 2 | 15 | Other | 110843 | Other | 0.00049795
Ceiling Fixture | Incandescent |  | Standard A Lamp | 1 | 60 | Hall | 110844 | Hall | 0.00049795
Table | Incandescent |  | Standard A Lamp | 1 | 40 | Hall | 110844 | Hall | 0.00049795
Ceiling Fixture | Incandescent |  | Standard A Lamp | 1 | 60 | Master Bedroom | 110845 | Master Bedroom | 0.00049795
Table | Incandescent |  | Standard A Lamp | 1 | 60 | Master Bedroom | 110845 | Master Bedroom | 0.00049795
Floor lamp | Incandescent |  | Standard A Lamp | 1 | 60 | Master Bedroom | 110845 | Master Bedroom | 0.00049795
Ceiling Fixture | Incandescent |  | Standard A Lamp | 1 | 75 | Closet | 110846 | Closet | 0.00049795
Ceiling Fixture | Compact Fluorescent |  | Twist | 2 | 15 | Bedroom | 110847 | Bedroom | 0.00049795
Table | Incandescent |  | Standard A Lamp | 1 | 60 | Bedroom | 110847 | Bedroom | 0.00049795
Ceiling Fixture | Incandescent |  | Standard A Lamp | 1 | 60 | Bathroom | 110848 | Bathroom | 0.00049795
Wall Mount | Incandescent |  | Standard A Lamp | 1 | 60 | Bathroom | 110848 | Bathroom | 0.00049795
Ceiling Fixture | Incandescent |  | Standard A Lamp | 2 | 60 | Bedroom | 110849 | Bedroom | 0.00049795
Table | Incandescent |  | Standard A Lamp | 1 | 60 | Bedroom | 110849 | Bedroom | 0.00049795
Ceiling Fixture | Incandescent |  | Standard A Lamp | 2 | 60 | Other | 1108410 | Other | 0.00049795
Ceiling Fixture | Compact Fluorescent |  | Twist | 1 | 22 | Garage | 1108411 | Garage | 0.00049795
Ceiling Fixture | Linear Fluorescent | 48 | T-12 | 2 | 40 | Garage | 1108411 | Garage | 0.00049795
Table | Linear Fluorescent | 48 | Fluorescent Unknown | 2 | 40 | Dining Room | 1108412 | Dining Room | 0.00049795
Chandelier (Hanging) | Incandescent |  | Standard A Lamp | 4 | 60 | Dining Room | 1108412 | Dining Room | 0.00049795
Table | Incandescent |  | Standard A Lamp | 1 | 40 | Dining Room | 1108412 | Dining Room | 0.00049795
Ceiling Fixture | Incandescent |  | Standard A Lamp | 2 | 60 | Family Room | 1108413 | Family Room | 0.00049795
Wall Mount | Incandescent |  | Standard A Lamp | 1 | 40 | Family Room | 1108413 | Family Room | 0.00049795
Ceiling Fixture | Incandescent |  | Standard A Lamp | 2 | 60 | Bedroom | 1108414 | Bedroom | 0.00049795
Ceiling Fixture | Incandescent |  | Standard A Lamp | 1 | 60 | Closet | 1108415 | Closet | 0.00049795
Ceiling Fixture | Incandescent |  | Standard A Lamp | 1 | 60 | Kitchen | 1108416 | Kitchen | 0.00049795
Chandelier (Hanging) | Incandescent |  | Standard A Lamp | 3 | 60 | Kitchen | 1108416 | Kitchen | 0.00049795
Table | Incandescent |  | Standard A Lamp | 1 | 25 | Kitchen | 1108416 | Kitchen | 0.00049795
Ceiling Fixture | Incandescent |  | Standard A Lamp | 2 | 60 | Closet | 1108417 | Closet | 0.00049795
Wall Mount | Incandescent |  | Standard A Lamp | 1 | 60 | Laundry Room | 1108418 | Laundry Room | 0.00049795
Ceiling Fixture | Incandescent |  | Standard A Lamp | 2 | 60 | Laundry Room | 1108418 | Laundry Room | 0.00049795
Ceiling Fixture | Incandescent |  | Standard A Lamp | 2 | 60 | Bathroom | 1108419 | Bathroom | 0.00049795
Wall Mount | Incandescent |  | Standard A Lamp | 1 | 60 | Bathroom | 1108419 | Bathroom | 0.00049795
Wall Mount | Incandescent |  | Standard A Lamp | 1 | 60 | Living Room | 110861 | Living Room | 0.0012318
Ceiling Fixture | Linear Fluorescent | 48 | T-12 | 1 | 40 | Bathroom | 110862 | Bathroom | 0.0012318
Ceiling Fixture | Incandescent |  | Standard A Lamp | 1 | 60 | Hall | 110863 | Hall | 0.0012318
Recessed Can | Incandescent |  | Reflector | 1 | 65 | Family Room | 110864 | Family Room | 0.0012318
Table | Incandescent |  | Standard A Lamp | 1 | 60 | Family Room | 110864 | Family Room | 0.0012318
Ceiling Fixture | Incandescent |  | Standard A Lamp | 1 | 60 | Laundry Room | 110865 | Laundry Room | 0.0012318
Ceiling Fixture | Incandescent |  | Standard A Lamp | 2 | 60 | Laundry Room | 110865 | Laundry Room | 0.0012318
Ceiling Fixture | Linear Fluorescent | 48 | T-12 | 2 | 40 | Laundry Room | 110865 | Laundry Room | 0.0012318
Wall Mount | Incandescent |  | Standard A Lamp | 2 | 60 | Bathroom | 110866 | Bathroom | 0.0012318
Track | Halogen |  | MR | 4 | 30 | Office | 110867 | Office | 0.0012318
Table | Incandescent |  | Colored | 1 | 25 | Office | 110867 | Office | 0.0012318
Ceiling Fixture | Incandescent |  | Standard A Lamp | 3 | 60 | Other | 110868 | Other | 0.0012318
Garage door opener | Incandescent |  | Standard A Lamp | 1 | 60 | Garage | 110869 | Garage | 0.0012318
Ceiling Fixture | Linear Fluorescent | 96 | T-12 | 2 | 60 | Garage | 110869 | Garage | 0.0012318
Recessed Can | Incandescent |  | Reflector | 1 | 65 | Dining Room | 1108610 | Dining Room | 0.0012318
Floor lamp | Incandescent |  | Clear | 2 | 40 | Dining Room | 1108610 | Dining Room | 0.0012318
Recessed Can | Incandescent |  | Reflector | 1 | 65 | Kitchen | 1108611 | Kitchen | 0.0012318
Ceiling Fan | Incandescent |  | Standard A Lamp | 1 | 60 | Bathroom | 1108612 | Bathroom | 0.0012318
Ceiling Fixture | Incandescent |  | Mini base | 4 | 40 | Hall | 1108613 | Hall | 0.0012318
Ceiling Fan | Incandescent |  | Standard A Lamp | 1 | 60 | Bedroom | 1108614 | Bedroom | 0.0012318
Table | Incandescent |  | Standard A Lamp | 2 | 60 | Bedroom | 1108614 | Bedroom | 0.0012318
Ceiling Fan | Incandescent |  | Standard A Lamp | 3 | 75 | Master Bedroom | 1108615 | Master Bedroom | 0.0012318
Table | Incandescent |  | Standard A Lamp | 1 | 60 | Master Bedroom | 1108615 | Master Bedroom | 0.0012318
Recessed Can | Incandescent |  | Reflector | 1 | 65 | Bathroom | 1108616 | Bathroom | 0.0012318
Ceiling Fixture | Incandescent |  | Mini base | 2 | 40 | Hall | 1108617 | Hall | 0.0012318
Wall Mount | Incandescent |  | Decorative | 4 | 60 | Bathroom | 110891 | Bathroom | 0.00049795
Ceiling Fixture | Incandescent |  | Heat Lamp | 1 | 125 | Bathroom | 110891 | Bathroom | 0.00049795
Recessed Can | Halogen |  | PAR | 1 | 50 | Master Bedroom | 110892 | Master Bedroom | 0.00049795
Table | Incandescent |  | 3-Way Incandescent | 1 | 100 | Master Bedroom | 110892 | Master Bedroom | 0.00049795
Table | Compact Fluorescent |  | Twist | 1 | 22 | Master Bedroom | 110892 | Master Bedroom | 0.00049795
Table | Incandescent |  | Mini base | 1 | 25 | Master Bedroom | 110892 | Master Bedroom | 0.00049795
Wall Mount | Incandescent |  | Standard A Lamp | 3 | 60 | Bathroom | 110893 | Bathroom | 0.00049795
Ceiling Fixture | Incandescent |  | Standard A Lamp | 1 | 40 | Bathroom | 110893 | Bathroom | 0.00049795
Ceiling Fixture | Incandescent |  | Standard A Lamp | 3 | 60 | Bedroom | 110894 | Bedroom | 0.00049795
Table | Incandescent |  | 3-Way Incandescent | 1 | 100 | Bedroom | 110894 | Bedroom | 0.00049795
Table | Incandescent |  | Standard A Lamp | 1 | 60 | Bedroom | 110894 | Bedroom | 0.00049795
Ceiling Fixture | Incandescent |  | Standard A Lamp | 2 | 60 | Hall | 110895 | Hall | 0.00049795
Table | Incandescent |  | Standard A Lamp | 1 | 60 | Bedroom | 110896 | Bedroom | 0.00049795
Wall Mount | Incandescent |  | Globe | 4 | 40 | Bedroom | 110896 | Bedroom | 0.00049795
Wall Mount | Incandescent |  | Mini base | 6 | 25 | Bathroom | 110897 | Bathroom | 0.00049795
Ceiling Fixture | Incandescent |  | Heat Lamp | 1 | 150 | Bathroom | 110897 | Bathroom | 0.00049795
Ceiling Fixture | Incandescent |  | Reflector | 2 | 40 | Bedroom | 110898 | Bedroom | 0.00049795
Wall Mount | Incandescent |  | Mini base | 6 | 25 | Bedroom | 110898 | Bedroom | 0.00049795
Table | Incandescent |  | Mini base | 1 | 60 | Bedroom | 110898 | Bedroom | 0.00049795
Ceiling Fixture | Incandescent |  | Reflector | 2 | 75 | Hall | 110899 | Hall | 0.00049795
Wall Mount | Compact Fluorescent |  | Circline (Screw Base) | 1 | 22 | Hall | 110899 | Hall | 0.00049795
Ceiling Fixture | Incandescent |  | Standard A Lamp | 1 | 40 | Hall | 110899 | Hall | 0.00049795
Wall Mount | Halogen |  | Quartz Tube | 1 | 75 | Office | 1108910 | Office | 0.00049795
Floor lamp | Incandescent |  | Standard A Lamp | 1 | 60 | Office | 1108910 | Office | 0.00049795
Table | Incandescent |  | Standard A Lamp | 1 | 60 | Office | 1108910 | Office | 0.00049795
Torchiere | Halogen |  | Quartz Tube | 2 | 75 | Office | 1108910 | Office | 0.00049795
Recessed Can | Halogen |  | PAR | 1 | 75 | Other | 1108911 | Other | 0.00049795
Ceiling Fixture | Halogen |  | PAR | 3 | 75 | Bedroom | 1108912 | Bedroom | 0.00049795
Table | Incandescent |  | Standard A Lamp | 1 | 60 | Bedroom | 1108912 | Bedroom | 0.00049795
Wall Mount | Incandescent |  | Globe | 6 | 40 | Bathroom | 1108913 | Bathroom | 0.00049795
Wall Mount | Incandescent |  | Clear | 1 | 60 | Bathroom | 1108913 | Bathroom | 0.00049795
Ceiling Fixture | Incandescent |  | Heat Lamp | 1 | 150 | Bathroom | 1108913 | Bathroom | 0.00049795
Ceiling Fixture | Incandescent |  | Standard A Lamp | 2 | 40 | Hall | 1108914 | Hall | 0.00049795
Ceiling Fixture | Incandescent |  | Standard A Lamp | 2 | 40 | Closet | 1108915 | Closet | 0.00049795
Ceiling Fixture | Linear Fluorescent | 48 | T-12 | 2 | 40 | Laundry Room | 1108916 | Laundry Room | 0.00049795
Other | Linear Fluorescent | 48 | T-12 | 1 | 40 | Laundry Room | 1108916 | Laundry Room | 0.00049795
Chandelier (Hanging) | Incandescent |  | Mini base | 4 | 60 | Dining Room | 1108917 | Dining Room | 0.00049795
Table | Compact Fluorescent |  | Twist | 1 | 22 | Dining Room | 1108917 | Dining Room | 0.00049795
Recessed - other | Halogen |  | PAR | 1 | 20 | Dining Room | 1108917 | Dining Room | 0.00049795
Ceiling Fixture | Linear Fluorescent | 48 | T-12 | 1 | 32 | Kitchen | 1108918 | Kitchen | 0.00049795
Ceiling Fixture | Incandescent |  | Standard A Lamp | 1 | 40 | Other | 1108919 | Other | 0.00049795
Table | Compact Fluorescent |  | Twist | 1 | 15 | Living Room | 1108920 | Living Room | 0.00049795
Floor lamp | Incandescent |  | Standard A Lamp | 1 | 40 | Living Room | 1108920 | Living Room | 0.00049795
Wall Mount | Incandescent |  | Globe | 4 | 40 | Bathroom | 110941 | Bathroom | 0.00037892
Wall Mount | Compact Fluorescent |  | Twist | 2 | 15 | Bathroom | 110942 | Bathroom | 0.00037892
Wall Mount | Compact Fluorescent |  | Globe | 2 | 15 | Bathroom | 110942 | Bathroom | 0.00037892
Wall Mount | Incandescent |  | Globe | 1 | 40 | Bathroom | 110942 | Bathroom | 0.00037892
Wall Mount | Incandescent |  | Globe | 4 | 25 | Bathroom | 110943 | Bathroom | 0.00037892
Torchiere | Incandescent |  | Standard A Lamp | 1 | 100 | Bedroom | 110944 | Bedroom | 0.00037892
Ceiling Fixture | Incandescent |  | Standard A Lamp | 1 | 100 | Bedroom | 110945 | Bedroom | 0.00037892
Ceiling Fixture | Incandescent |  | Standard A Lamp | 2 | 60 | Bedroom | 110946 | Bedroom | 0.00037892
Wall Mount | Incandescent |  | Mini base | 1 | 5 | Bedroom | 110946 | Bedroom | 0.00037892
Ceiling Fixture | Incandescent |  | Standard A Lamp | 1 | 60 | Bedroom | 110947 | Bedroom | 0.00037892
Table | Incandescent |  | Mini base | 1 | 25 | Bedroom | 110947 | Bedroom | 0.00037892
Ceiling Fixture | Incandescent |  | Standard A Lamp | 2 | 60 | Dining Room | 110948 | Dining Room | 0.00037892
Floor lamp | Compact Fluorescent |  | Twist | 1 | 22 | Dining Room | 110948 | Dining Room | 0.00037892
Floor lamp | Halogen |  | Quartz Tube | 2 | 20 | Family Room | 110949 | Family Room | 0.00037892
Ceiling Fixture | Incandescent |  | Standard A Lamp | 1 | 75 | Family Room | 110949 | Family Room | 0.00037892
Ceiling Fixture | Incandescent |  | Standard A Lamp | 1 | 150 | Garage | 1109410 | Garage | 0.00037892
Garage door opener | Incandescent |  | Standard A Lamp | 1 | 60 | Garage | 1109410 | Garage | 0.00037892
Ceiling Fixture | Incandescent |  | Standard A Lamp | 1 | 75 | Hall | 1109411 | Hall | 0.00037892
Recessed Can | Incandescent |  | Standard A Lamp | 1 | 75 | Hall | 1109412 | Hall | 0.00037892
Ceiling Fixture | Linear Fluorescent | 46 | T-8 | 2 | 40 | Kitchen | 1109413 | Kitchen | 0.00037892
Ceiling Fixture | Incandescent |  | Standard A Lamp | 2 | 60 | Laundry Room | 1109414 | Laundry Room | 0.00037892
Table | Compact Fluorescent |  | Twist | 2 | 15 | Living Room | 1109415 | Living Room | 0.00037892
Ceiling Fixture | Incandescent |  | Standard A Lamp | 2 | 60 | Office | 1109416 | Office | 0.00037892
Wall Mount | Incandescent |  | Standard A Lamp | 1 | 60 | Bathroom | 111101 | Bathroom | 0.00029524
Ceiling Fixture | Incandescent |  | Standard A Lamp | 2 | 60 | Bedroom | 111102 | Bedroom | 0.00029524
Table | Incandescent |  | Standard A Lamp | 1 | 65 | Bedroom | 111102 | Bedroom | 0.00029524
Ceiling Fixture | Incandescent |  | Standard A Lamp | 2 | 60 | Bedroom | 111103 | Bedroom | 0.00029524
Table | Incandescent |  | Standard A Lamp | 1 | 100 | Bedroom | 111103 | Bedroom | 0.00029524
Floor lamp | Incandescent |  | Standard A Lamp | 2 | 60 | Bedroom | 111103 | Bedroom | 0.00029524
Ceiling Fixture | Incandescent |  | Standard A Lamp | 1 | 60 | Dining Room | 111104 | Dining Room | 0.00029524
Ceiling Fixture | Incandescent |  | Standard A Lamp | 1 | 75 | Garage | 111105 | Garage | 0.00029524
Garage door opener | Incandescent |  | Standard A Lamp | 2 | 60 | Garage | 111105 | Garage | 0.00029524
Ceiling Fixture | Incandescent |  | Standard A Lamp | 2 | 60 | Hall | 111106 | Hall | 0.00029524
Ceiling Fixture | Halogen |  | MR | 4 | 50 | Kitchen | 111107 | Kitchen | 0.00029524
Other | Halogen |  | Quartz Tube | 1 | 50 | Kitchen | 111107 | Kitchen | 0.00029524
Table | Incandescent |  | Standard A Lamp | 1 | 60 | Kitchen | 111107 | Kitchen | 0.00029524
Ceiling Fixture | Linear Fluorescent | 44 | T-12 | 2 | 32 | Laundry Room | 111108 | Laundry Room | 0.00029524
Ceiling Fixture | Incandescent |  | Standard A Lamp | 2 | 60 | Living Room | 111109 | Living Room | 0.00029524
Table | Incandescent |  | Standard A Lamp | 1 | 60 | Living Room | 111109 | Living Room | 0.00029524
Table | Incandescent |  | Standard A Lamp | 2 | 60 | Living Room | 111109 | Living Room | 0.00029524
Floor lamp | Incandescent |  | Standard A Lamp | 1 | 60 | Living Room | 111109 | Living Room | 0.00029524
High bay | Incandescent |  | Clear | 5 | 75 | Bathroom | 1111010 | Bathroom | 0.00029524
Table | Incandescent |  | Standard A Lamp | 1 | 90 | Closet | 1111011 | Closet | 0.00029524
Ceiling Fixture | Compact Fluorescent |  | Twist | 1 | 13 | Bathroom | 111181 | Bathroom | 0.00028601
Wall Mount | Incandescent |  | Standard A Lamp | 3 | 100 | Bathroom | 111181 | Bathroom | 0.00028601
Ceiling Fixture | Compact Fluorescent |  | Twist | 2 | 13 | Bedroom | 111182 | Bedroom | 0.00028601
Floor lamp | Incandescent |  | Standard A Lamp | 1 | 60 | Bedroom | 111182 | Bedroom | 0.00028601
Ceiling Fixture | Compact Fluorescent |  | Twist | 2 | 23 | Bedroom | 111183 | Bedroom | 0.00028601
Ceiling Fixture | Compact Fluorescent |  | Twist | 2 | 13 | Bedroom | 111184 | Bedroom | 0.00028601
Chandelier (Hanging) | Incandescent |  | Standard A Lamp | 6 | 60 | Dining Room | 111185 | Dining Room | 0.00028601
Ceiling Fixture | Compact Fluorescent |  | Twist | 1 | 23 | Family Room | 111186 | Family Room | 0.00028601
Ceiling Fixture | Compact Fluorescent |  | Twist | 1 | 36 | Garage | 111187 | Garage | 0.00028601
Ceiling Fixture | Compact Fluorescent |  | Twist | 1 | 23 | Hall | 111188 | Hall | 0.00028601
Wall Mount | Incandescent |  | Standard A Lamp | 1 | 40 | Kitchen | 111189 | Kitchen | 0.00028601
Ceiling Fixture | Compact Fluorescent |  | Twist | 1 | 13 | Kitchen | 111189 | Kitchen | 0.00028601
Ceiling Fixture | Compact Fluorescent |  | Twist | 1 | 13 | Laundry Room | 1111810 | Laundry Room | 0.00028601
Chandelier (Hanging) | Incandescent |  | Decorative | 4 | 40 | Living Room | 1111811 | Living Room | 0.00028601
Wall Mount | Incandescent |  | Standard A Lamp | 3 | 100 | Bathroom | 1111812 | Bathroom | 0.00028601
Ceiling Fixture | Compact Fluorescent |  | Twist | 2 | 13 | Master Bedroom | 1111813 | Master Bedroom | 0.00028601
Floor lamp | Compact Fluorescent |  | Twist | 1 | 23 | Master Bedroom | 1111813 | Master Bedroom | 0.00028601
Chandelier (Hanging) | Incandescent |  | Decorative | 5 | 40 | Other | 1111814 | Other | 0.00028601
Floor lamp | Compact Fluorescent |  | Twist | 1 | 13 | Other | 1111814 | Other | 0.00028601
Wall Mount | Compact Fluorescent |  | Twist | 2 | 15 | Bathroom | 111191 | Bathroom | 0.00049795
Ceiling Fixture | Compact Fluorescent |  | Twist | 1 | 15 | Bathroom | 111191 | Bathroom | 0.00049795
Wall Mount | Incandescent |  | Clear | 6 | 40 | Bathroom | 111192 | Bathroom | 0.00049795
Ceiling Fixture | Incandescent |  | Standard A Lamp | 1 | 60 | Bedroom | 111193 | Bedroom | 0.00049795
Ceiling Fixture | Compact Fluorescent |  | Pin base | 1 | 15 | Bedroom | 111194 | Bedroom | 0.00049795
Recessed Can | Incandescent |  | Reflector | 1 | 65 | Bedroom | 111194 | Bedroom | 0.00049795
Chandelier (Hanging) | Incandescent |  | Mini base | 6 | 25 | Dining Room | 111195 | Dining Room | 0.00049795
Wall Mount | Incandescent |  | Reflector | 1 | 40 | Dining Room | 111195 | Dining Room | 0.00049795
Recessed Can | Incandescent |  | Reflector | 1 | 65 | Family Room | 111196 | Family Room | 0.00049795
Recessed Can | Incandescent |  | Reflector | 1 | 65 | Hall | 111197 | Hall | 0.00049795
Recessed Can | Incandescent |  | Reflector | 1 | 65 | Hall | 111198 | Hall | 0.00049795
Recessed Can | Incandescent |  | Reflector | 1 | 65 | Kitchen | 111199 | Kitchen | 0.00049795
Ceiling Fixture | Linear Fluorescent | 24 | T-5 | 2 | 16 | Laundry Room | 1111910 | Laundry Room | 0.00049795
Recessed Can | Incandescent |  | Reflector | 1 | 65 | Living Room | 1111911 | Living Room | 0.00049795
Floor lamp | Incandescent |  | 3-Way Incandescent | 1 | 150 | Living Room | 1111911 | Living Room | 0.00049795
Wall Mount | Compact Fluorescent |  | Twist | 1 | 15 | Bathroom | 1111912 | Bathroom | 0.00049795
Recessed Can | Incandescent |  | Reflector | 1 | 65 | Bathroom | 1111912 | Bathroom | 0.00049795
Recessed Can | Incandescent |  | Reflector | 1 | 65 | Master Bedroom | 1111913 | Master Bedroom | 0.00049795
Table | Compact Fluorescent |  | Twist | 1 | 7 | Master Bedroom | 1111913 | Master Bedroom | 0.00049795
Recessed Can | Compact Fluorescent |  | Twist | 1 | 15 | Family Room | 1111914 | Family Room | 0.00049795
Ceiling Fixture | Incandescent |  | Standard A Lamp | 2 | 60 | Kitchen | 1111915 | Kitchen | 0.00049795
Chandelier (Hanging) | Compact Fluorescent |  | Twist | 1 | 15 | Hall | 1111916 | Hall | 0.00049795
Ceiling Fixture | Incandescent |  | Standard A Lamp | 1 | 60 | Living Room | 111381 | Living Room | 0.00037892
Floor lamp | Incandescent |  | Standard A Lamp | 3 | 60 | Living Room | 111381 | Living Room | 0.00037892
Table | Incandescent |  | Standard A Lamp | 1 | 60 | Living Room | 111381 | Living Room | 0.00037892
Table | Compact Fluorescent |  | Twist | 1 | 15 | Living Room | 111381 | Living Room | 0.00037892
Wall Mount | Incandescent |  | Standard A Lamp | 1 | 25 | Bathroom | 111382 | Bathroom | 0.00037892
Ceiling Fan | Incandescent |  | Standard A Lamp | 1 | 100 | Bathroom | 111382 | Bathroom | 0.00037892
Ceiling Fixture | Compact Fluorescent |  | Twist | 2 | 15 | Bedroom | 111383 | Bedroom | 0.00037892
Table | Incandescent |  | Standard A Lamp | 1 | 100 | Bedroom | 111383 | Bedroom | 0.00037892
Ceiling Fixture | Incandescent |  | Standard A Lamp | 1 | 60 | Closet | 111384 | Closet | 0.00037892
Ceiling Fixture | Incandescent |  | Standard A Lamp | 1 | 60 | Bedroom | 111385 | Bedroom | 0.00037892
Table | Compact Fluorescent |  | Twist | 1 | 15 | Bedroom | 111385 | Bedroom | 0.00037892
Wall Mount | Incandescent |  | Standard A Lamp | 1 | 100 | Closet | 111386 | Closet | 0.00037892
Wall Mount | Compact Fluorescent |  | Twist | 1 | 22 | Closet | 111387 | Closet | 0.00037892
Wall Mount | Incandescent |  | Standard A Lamp | 1 | 75 | Closet | 111388 | Closet | 0.00037892
Ceiling Fixture | Incandescent |  | Standard A Lamp | 1 | 75 | Other | 111389 | Other | 0.00037892
Ceiling Fixture | Compact Fluorescent |  | Twist | 1 | 15 | Other | 111389 | Other | 0.00037892
Ceiling Fixture | Linear Fluorescent | 48 | T-4 | 4 | 40 | Other | 111389 | Other | 0.00037892
Ceiling Fixture | Linear Fluorescent | 48 | T-4 | 1 | 40 | Other | 111389 | Other | 0.00037892
Garage door opener | Incandescent |  | Decorative | 1 | 25 | Garage | 1113810 | Garage | 0.00037892
Ceiling Fixture | Incandescent |  | Standard A Lamp | 2 | 60 | Dining Room | 1113811 | Dining Room | 0.00037892
Ceiling Fixture | Compact Fluorescent |  | Twist | 2 | 15 | Kitchen | 1113812 | Kitchen | 0.00037892
Ceiling Fixture | Incandescent |  | Globe | 3 | 40 | Kitchen | 1113812 | Kitchen | 0.00037892
Recessed Can | Compact Fluorescent |  | Reflector | 1 | 22 | Kitchen | 1113812 | Kitchen | 0.00037892
Ceiling Fixture | Incandescent |  | Standard A Lamp | 1 | 60 | Living Room | 1113813 | Living Room | 0.00037892
Table | Incandescent |  | Standard A Lamp | 1 | 40 | Living Room | 1113813 | Living Room | 0.00037892
Table | Compact Fluorescent |  | Twist | 1 | 15 | Living Room | 1113813 | Living Room | 0.00037892
Ceiling Fixture | Incandescent |  | Decorative | 1 | 100 | Master Bedroom | 1113814 | Master Bedroom | 0.00037892
Table | Incandescent |  | Decorative | 1 | 75 | Master Bedroom | 1113814 | Master Bedroom | 0.00037892
Ceiling Fixture | Incandescent |  | Standard A Lamp | 1 | 60 | Closet | 1113815 | Closet | 0.00037892
Ceiling Fixture | Compact Fluorescent |  | Decorative | 1 | 36 | Bedroom | 1113816 | Bedroom | 0.00037892
Ceiling Fixture | Compact Fluorescent |  | Twist | 1 | 15 | Office | 1113817 | Office | 0.00037892
Table | Compact Fluorescent |  | Twist | 1 | 15 | Office | 1113817 | Office | 0.00037892
Floor lamp | Incandescent |  | Standard A Lamp | 1 | 75 | Office | 1113817 | Office | 0.00037892
Other | Other |  | Other | 9 | 15 | Closet | 1113818 | Closet | 0.00037892
Ceiling Fixture | Incandescent |  | Standard A Lamp | 1 | 75 | Family Room | 1113819 | Family Room | 0.00037892
Wall Mount | Compact Fluorescent |  | Twist | 1 | 15 | Family Room | 1113819 | Family Room | 0.00037892
Table | Incandescent |  | Standard A Lamp | 1 | 75 | Family Room | 1113819 | Family Room | 0.00037892
Table | Incandescent |  | Standard A Lamp | 1 | 75 | Family Room | 1113819 | Family Room | 0.00037892
Wall Mount | Incandescent |  | Standard A Lamp | 4 | 40 | Bathroom | 111451 | Bathroom | 0.0012318
Ceiling Fixture | Incandescent |  | Standard A Lamp | 2 | 60 | Bedroom | 111452 | Bedroom | 0.0012318
Ceiling Fixture | Incandescent |  | Standard A Lamp | 2 | 60 | Bedroom | 111453 | Bedroom | 0.0012318
Ceiling Fixture | Incandescent |  | Standard A Lamp | 2 | 60 | Dining Room | 111454 | Dining Room | 0.0012318
Ceiling Fixture | Linear Fluorescent | 48 | T-12 | 2 | 40 | Garage | 111455 | Garage | 0.0012318
Ceiling Fixture | Compact Fluorescent |  | Twist | 2 | 15 | Hall | 111456 | Hall | 0.0012318
Chandelier (Hanging) | Incandescent |  | Standard A Lamp | 1 | 60 | Kitchen | 111457 | Kitchen | 0.0012318
Ceiling Fixture | Incandescent |  | Standard A Lamp | 1 | 60 | Laundry Room | 111458 | Laundry Room | 0.0012318
Track | Incandescent |  | Reflector | 4 | 65 | Living Room | 111459 | Living Room | 0.0012318
Ceiling Fixture | Incandescent |  | Standard A Lamp | 1 | 60 | Bathroom | 1114510 | Bathroom | 0.0012318
Wall Mount | Incandescent |  | Globe | 8 | 40 | Bathroom | 1114510 | Bathroom | 0.0012318
Ceiling Fixture | Incandescent |  | Standard A Lamp | 2 | 60 | Master Bedroom | 1114511 | Master Bedroom | 0.0012318
Chandelier (Hanging) | Incandescent |  | Decorative | 5 | 25 | Dining Room | 1114512 | Dining Room | 0.0012318
Floor lamp | Incandescent |  | Standard A Lamp | 1 | 60 | Office | 111541 | Office | 0.0017229
Ceiling Fixture | Incandescent |  | Decorative | 3 | 40 | Office | 111541 | Office | 0.0017229
Chandelier (Hanging) | Incandescent |  | Decorative | 8 | 40 | Dining Room | 111542 | Dining Room | 0.0017229
Wall Mount | Incandescent |  | Globe | 5 | 40 | Bathroom | 111543 | Bathroom | 0.0017229
Ceiling Fixture | Incandescent |  | Globe | 3 | 25 | Bathroom | 111543 | Bathroom | 0.0017229
Ceiling Fixture | Incandescent |  | Decorative | 4 | 40 | Hall | 111544 | Hall | 0.0017229
Chandelier (Hanging) | Incandescent |  | Decorative | 4 | 40 | Hall | 111545 | Hall | 0.0017229
Ceiling Fixture | Compact Fluorescent |  | Twist | 3 | 13 | Family Room | 111546 | Family Room | 0.0017229
Floor lamp | Compact Fluorescent |  | Pin base | 1 | 13 | Family Room | 111546 | Family Room | 0.0017229
Ceiling Fixture | Incandescent |  | Globe | 4 | 25 | Family Room | 111547 | Family Room | 0.0017229
Garage door opener | Incandescent |  | Standard A Lamp | 2 | 40 | Garage | 111548 | Garage | 0.0017229
Ceiling Fixture | Linear Fluorescent | 48 | T-8 | 2 | 32 | Garage | 111548 | Garage | 0.0017229
Wall Mount | Incandescent |  | Globe | 5 | 25 | Bathroom | 111549 | Bathroom | 0.0017229
Ceiling Fixture | Linear Fluorescent | 24 | T-8 | 1 | 40 | Kitchen | 1115410 | Kitchen | 0.0017229
Ceiling Fixture | Compact Fluorescent |  | Twist | 1 | 23 | Laundry Room | 1115411 | Laundry Room | 0.0017229
Ceiling Fixture | Incandescent |  | Standard A Lamp | 1 | 60 | Bathroom | 1115412 | Bathroom | 0.0017229
Torchiere | Compact Fluorescent |  | Twist | 1 | 22 | Master Bedroom | 1115413 | Master Bedroom | 0.0017229
Chandelier (Hanging) | Compact Fluorescent |  | Twist | 1 | 23 | Master Bedroom | 1115413 | Master Bedroom | 0.0017229
Ceiling Fixture | Incandescent |  | Standard A Lamp | 1 | 60 | Bedroom | 1115414 | Bedroom | 0.0017229
Ceiling Fixture | Incandescent |  | Standard A Lamp | 1 | 40 | Other | 1115415 | Other | 0.0017229
Wall Mount | Incandescent |  | Standard A Lamp | 1 | 60 | Bedroom | 1115416 | Bedroom | 0.0017229
Ceiling Fixture | Compact Fluorescent |  | Flood | 1 | 15 | Living Room | 1115417 | Living Room | 0.0017229
Floor lamp | Compact Fluorescent |  | Twist | 1 | 23 | Living Room | 1115417 | Living Room | 0.0017229
Recessed Can | Compact Fluorescent |  | Flood | 1 | 15 | Office | 1115418 | Office | 0.0017229
Wall Mount | Incandescent |  | Standard A Lamp | 1 | 60 | Office | 1115418 | Office | 0.0017229
Floor lamp | Incandescent |  | Decorative | 1 | 25 | Office | 1115418 | Office | 0.0017229
Ceiling Fixture | Halogen |  | Other | 2 | 52 | Bathroom | 111631 | Bathroom | 0.0012318
Table | Incandescent |  | 3-Way Incandescent | 1 | 100 | Bedroom | 111632 | Bedroom | 0.0012318
Chandelier (Hanging) | Incandescent |  | Mini base | 8 | 40 | Dining Room | 111633 | Dining Room | 0.0012318
Recessed - other | Incandescent |  | Standard A Lamp | 1 | 60 | Hall | 111634 | Hall | 0.0012318
Other | Linear Fluorescent | 48 | T-12 | 1 | 40 | Hall | 111634 | Hall | 0.0012318
Wall Mount | Incandescent |  | 3-Way Incandescent | 1 | 100 | Family Room | 111635 | Family Room | 0.0012318
Ceiling Fixture | Incandescent |  | Standard A Lamp | 1 | 60 | Garage | 111636 | Garage | 0.0012318
Recessed - other | Incandescent |  | Standard A Lamp | 1 | 60 | Hall | 111637 | Hall | 0.0012318
Chandelier (Hanging) | Incandescent |  | Globe | 1 | 40 | Kitchen | 111638 | Kitchen | 0.0012318
Other | Halogen |  | MR | 2 | 30 | Kitchen | 111638 | Kitchen | 0.0012318
Architectural | Linear Fluorescent | 48 | T-12 | 1 | 40 | Kitchen | 111638 | Kitchen | 0.0012318
Ceiling Fixture | Incandescent |  | Standard A Lamp | 1 | 60 | Laundry Room | 111639 | Laundry Room | 0.0012318
Chandelier (Hanging) | Incandescent |  | Mini base | 5 | 40 | Living Room | 1116310 | Living Room | 0.0012318
Table | Incandescent |  | 3-Way Incandescent | 1 | 100 | Living Room | 1116310 | Living Room | 0.0012318
Architectural | Linear Fluorescent | 48 | T-12 | 1 | 40 | Bathroom | 1116311 | Bathroom | 0.0012318
Architectural | Linear Fluorescent | 48 | T-12 | 1 | 40 | Bathroom | 1116312 | Bathroom | 0.0012318
Table | Incandescent |  | Clear | 1 | 25 | Master Bedroom | 1116313 | Master Bedroom | 0.0012318
Table | Incandescent |  | 3-Way Incandescent | 1 | 100 | Master Bedroom | 1116313 | Master Bedroom | 0.0012318
Ceiling Fixture | Incandescent |  | Standard A Lamp | 1 | 40 | Master Bedroom | 1116313 | Master Bedroom | 0.0012318
Table | Incandescent |  | Standard A Lamp | 1 | 75 | Office | 1116314 | Office | 0.0012318
Table | Incandescent |  | Standard A Lamp | 1 | 60 | Office | 1116314 | Office | 0.0012318
Table | Incandescent |  | 3-Way Incandescent | 1 | 100 | Bedroom | 1116315 | Bedroom | 0.0012318
Other | Incandescent |  | Standard A Lamp | 1 | 40 | Bedroom | 1116315 | Bedroom | 0.0012318
Ceiling Fixture | Compact Fluorescent |  | Twist | 1 | 15 | Hall | 111781 | Hall | 0.00037892
Ceiling Fixture | Compact Fluorescent |  | Twist | 1 | 15 | Bedroom | 111782 | Bedroom | 0.00037892
Ceiling Fixture | Compact Fluorescent |  | Twist | 1 | 15 | Closet | 111783 | Closet | 0.00037892
Ceiling Fixture | Compact Fluorescent |  | Twist | 1 | 15 | Bedroom | 111784 | Bedroom | 0.00037892
Table | Halogen |  | MR | 1 | 30 | Bedroom | 111784 | Bedroom | 0.00037892
Ceiling Fixture | Compact Fluorescent |  | Twist | 2 | 15 | Living Room | 111786 | Living Room | 0.00037892
Floor lamp | Compact Fluorescent |  | Twist | 1 | 15 | Living Room | 111786 | Living Room | 0.00037892
Ceiling Fixture | Compact Fluorescent |  | Twist | 1 | 15 | Dining Room | 111787 | Dining Room | 0.00037892
Track | Incandescent |  | Globe | 1 | 40 | Kitchen | 111788 | Kitchen | 0.00037892
Wall Mount | Incandescent |  | Globe | 3 | 40 | Bathroom | 111789 | Bathroom | 0.00037892
Ceiling Fixture | Incandescent |  | Standard A Lamp | 1 | 60 | Bathroom | 111789 | Bathroom | 0.00037892
Ceiling Fixture | Incandescent |  | Standard A Lamp | 1 | 75 | Hall | 1117810 | Hall | 0.00037892
Wall Mount | Incandescent |  | Globe | 5 | 25 | Bathroom | 1117811 | Bathroom | 0.00037892
Ceiling Fixture | Compact Fluorescent |  | Twist | 1 | 15 | Bathroom | 1117811 | Bathroom | 0.00037892
Ceiling Fixture | Incandescent |  | Reflector | 1 | 75 | Bedroom | 1117812 | Bedroom | 0.00037892
Table | Incandescent |  | Standard A Lamp | 1 | 40 | Bedroom | 1117812 | Bedroom | 0.00037892
Ceiling Fixture | Compact Fluorescent |  | Twist | 1 | 15 | Closet | 1117813 | Closet | 0.00037892
Ceiling Fixture | Incandescent |  | Reflector | 1 | 60 | Living Room | 111871 | Living Room | 0.00037892
Floor lamp | Compact Fluorescent |  | Twist | 1 | 15 | Living Room | 111871 | Living Room | 0.00037892
Table | Incandescent |  | Decorative | 1 | 25 | Living Room | 111871 | Living Room | 0.00037892
Ceiling Fixture | Halogen |  | MR | 3 | 50 | Kitchen | 111872 | Kitchen | 0.00037892
Recessed Can | Compact Fluorescent |  | Twist | 1 | 15 | Kitchen | 111872 | Kitchen | 0.00037892
Other | Incandescent |  | Standard A Lamp | 1 | 40 | Kitchen | 111872 | Kitchen | 0.00037892
Ceiling Fixture | Incandescent |  | Globe | 1 | 25 | Dining Room | 111873 | Dining Room | 0.00037892
Ceiling Fixture | Compact Fluorescent |  | Twist | 1 | 15 | Laundry Room | 111874 | Laundry Room | 0.00037892
Ceiling Fixture | Compact Fluorescent |  | Twist | 1 | 15 | Garage | 111875 | Garage | 0.00037892
Garage door opener | Incandescent |  | Standard A Lamp | 1 | 40 | Garage | 111875 | Garage | 0.00037892
Ceiling Fixture | Compact Fluorescent |  | Twist | 2 | 15 | Hall | 111876 | Hall | 0.00037892
Chandelier (Hanging) | Compact Fluorescent |  | Twist | 3 | 15 | Office | 111877 | Office | 0.00037892
Table | Compact Fluorescent |  | Twist | 1 | 15 | Office | 111877 | Office | 0.00037892
Ceiling Fixture | Compact Fluorescent |  | Twist | 1 | 15 | Master Bedroom | 111878 | Master Bedroom | 0.00037892
Table | Incandescent |  | Standard A Lamp | 1 | 75 | Master Bedroom | 111878 | Master Bedroom | 0.00037892
Table | Compact Fluorescent |  | Twist | 1 | 15 | Master Bedroom | 111878 | Master Bedroom | 0.00037892
Ceiling Fixture | Compact Fluorescent |  | Twist | 1 | 15 | Bedroom | 111879 | Bedroom | 0.00037892
Table | Compact Fluorescent |  | Twist | 1 | 15 | Bedroom | 111879 | Bedroom | 0.00037892
Ceiling Fixture | Incandescent |  | Standard A Lamp | 2 | 60 | Office | 111941 | Office | 0.0012318
Wall Mount | Incandescent |  | Globe | 4 | 40 | Bathroom | 111942 | Bathroom | 0.0012318
Recessed - other | Incandescent |  | Heat Lamp | 1 | 250 | Bathroom | 111942 | Bathroom | 0.0012318
Ceiling Fixture | Incandescent |  | Standard A Lamp | 2 | 60 | Bedroom | 111943 | Bedroom | 0.0012318
Chandelier (Hanging) | Incandescent |  | Standard A Lamp | 5 | 60 | Dining Room | 111944 | Dining Room | 0.0012318
Recessed - other | Incandescent |  | Standard A Lamp | 2 | 60 | Dining Room | 111944 | Dining Room | 0.0012318
Other | Incandescent |  | Standard A Lamp | 1 | 60 | Dining Room | 111944 | Dining Room | 0.0012318
Track | Incandescent |  | Reflector | 3 | 65 | Dining Room | 111944 | Dining Room | 0.0012318
Garage door opener | Incandescent |  | Standard A Lamp | 2 | 60 | Garage | 111945 | Garage | 0.0012318
Ceiling Fixture | Compact Fluorescent |  | Twist | 1 | 13 | Garage | 111945 | Garage | 0.0012318
Ceiling Fixture | Incandescent |  | Standard A Lamp | 1 | 60 | Hall | 111946 | Hall | 0.0012318
Ceiling Fixture | Incandescent |  | Standard A Lamp | 2 | 60 | Kitchen | 111947 | Kitchen | 0.0012318
Ceiling Fixture | Incandescent |  | Standard A Lamp | 2 | 60 | Living Room | 111948 | Living Room | 0.0012318
Wall Mount | Incandescent |  | Globe | 4 | 40 | Bathroom | 111949 | Bathroom | 0.0012318
Recessed - other | Incandescent |  | Heat Lamp | 1 | 250 | Bathroom | 111949 | Bathroom | 0.0012318
Ceiling Fixture | Incandescent |  | Standard A Lamp | 2 | 60 | Master Bedroom | 1119410 | Master Bedroom | 0.0012318
Ceiling Fixture | Incandescent |  | Standard A Lamp | 1 | 60 | Closet | 1119411 | Closet | 0.0012318
Wall Mount | Incandescent |  | Standard A Lamp | 2 | 60 | Bathroom | 112101 | Bathroom | 0.00037892
Wall Mount | Incandescent |  | Globe | 4 | 40 | Bathroom | 112102 | Bathroom | 0.00037892
Ceiling Fixture | Incandescent |  | Standard A Lamp | 2 | 60 | Bedroom | 112103 | Bedroom | 0.00037892
Ceiling Fixture | Incandescent |  | Standard A Lamp | 1 | 65 | Bedroom | 112104 | Bedroom | 0.00037892
Ceiling Fixture | Compact Fluorescent |  | Twist | 1 | 15 | Bedroom | 112105 | Bedroom | 0.00037892
Ceiling Fixture | Compact Fluorescent |  | A shape bulb | 1 | 15 | Hall | 112106 | Hall | 0.00037892
Ceiling Fixture | Incandescent |  | Standard A Lamp | 2 | 60 | Family Room | 112107 | Family Room | 0.00037892
Ceiling Fixture | Compact Fluorescent |  | Twist | 1 | 22 | Garage | 112108 | Garage | 0.00037892
Garage door opener | Incandescent |  | Standard A Lamp | 1 | 65 | Garage | 112108 | Garage | 0.00037892
Ceiling Fixture | Incandescent |  | Standard A Lamp | 1 | 60 | Hall | 112109 | Hall | 0.00037892
Ceiling Fixture | Compact Fluorescent |  | Twist | 2 | 15 | Hall | 1121010 | Hall | 0.00037892
Ceiling Fixture | Incandescent |  | Standard A Lamp | 2 | 60 | Kitchen | 1121011 | Kitchen | 0.00037892
Recessed - other | Incandescent |  | Standard A Lamp | 1 | 60 | Kitchen | 1121011 | Kitchen | 0.00037892
Ceiling Fixture | Linear Fluorescent | 48 | T-12 | 2 | 32 | Laundry Room | 1121012 | Laundry Room | 0.00037892
Floor lamp | Compact Fluorescent |  | A shape bulb | 1 | 15 | Living Room | 1121013 | Living Room | 0.00037892
Chandelier (Hanging) | Compact Fluorescent |  | A shape bulb | 3 | 15 | Other | 1121014 | Other | 0.00037892
Ceiling Fixture | Incandescent |  | Standard A Lamp | 1 | 60 | Closet | 1121015 | Closet | 0.00037892
Floor lamp | Incandescent |  | Standard A Lamp | 1 | 60 | Living Room | 112171 | Living Room | 0.0012318
Recessed Can | Compact Fluorescent |  | Reflector | 1 | 22 | Living Room | 112171 | Living Room | 0.0012318
Ceiling Fan | Compact Fluorescent |  | Twist | 1 | 22 | Living Room | 112171 | Living Room | 0.0012318
Ceiling Fixture | Linear Fluorescent | 48 | T-8 | 2 | 32 | Other | 112172 | Other | 0.0012318
Recessed Can | Compact Fluorescent |  | Reflector | 1 | 22 | Kitchen | 112173 | Kitchen | 0.0012318
Ceiling Fixture | Compact Fluorescent |  | Globe | 1 | 22 | Kitchen | 112173 | Kitchen | 0.0012318
Ceiling Fixture | Compact Fluorescent |  | Globe | 1 | 22 | Laundry Room | 112174 | Laundry Room | 0.0012318
Wall Mount | Compact Fluorescent |  | Globe | 3 | 15 | Bathroom | 112175 | Bathroom | 0.0012318
Ceiling Fixture | Compact Fluorescent |  | Globe | 1 | 15 | Bathroom | 112175 | Bathroom | 0.0012318
Chandelier (Hanging) | Compact Fluorescent |  | Globe | 1 | 15 | Hall | 112176 | Hall | 0.0012318
Ceiling Fixture | Compact Fluorescent |  | Globe | 1 | 11 | Bedroom | 112177 | Bedroom | 0.0012318
Wall Mount | Compact Fluorescent |  | Globe | 3 | 11 | Bathroom | 112178 | Bathroom | 0.0012318
Ceiling Fixture | Compact Fluorescent |  | Globe | 1 | 11 | Bathroom | 112178 | Bathroom | 0.0012318
Chandelier (Hanging) | Compact Fluorescent |  | Globe | 2 | 11 | Master Bedroom | 112179 | Master Bedroom | 0.0012318
Table | Incandescent |  | Standard A Lamp | 1 | 60 | Master Bedroom | 112179 | Master Bedroom | 0.0012318
Wall Mount | Incandescent |  | Globe | 3 | 40 | Bathroom | 112191 | Bathroom | 0.0012318
Wall Mount | Incandescent |  | Globe | 4 | 40 | Bathroom | 112192 | Bathroom | 0.0012318
Ceiling Fixture | Compact Fluorescent |  | Twist | 2 | 15 | Bathroom | 112192 | Bathroom | 0.0012318
Ceiling Fixture | Incandescent |  | Standard A Lamp | 3 | 60 | Bedroom | 112193 | Bedroom | 0.0012318
Ceiling Fixture | Incandescent |  | Standard A Lamp | 1 | 60 | Bedroom | 112194 | Bedroom | 0.0012318
Floor lamp | Incandescent |  | 3-Way Incandescent | 2 | 100 | Bedroom | 112194 | Bedroom | 0.0012318
Ceiling Fixture | Incandescent |  | Standard A Lamp | 2 | 60 | Bedroom | 112195 | Bedroom | 0.0012318
Ceiling Fixture | Incandescent |  | Standard A Lamp | 1 | 60 | Other | 112196 | Other | 0.0012318
Floor lamp | Incandescent |  | 3-Way Incandescent | 1 | 70 | Family Room | 112197 | Family Room | 0.0012318
Floor lamp | Compact Fluorescent |  | Twist | 2 | 23 | Family Room | 112197 | Family Room | 0.0012318
Ceiling Fixture | Linear Fluorescent | 48 | T-12 | 2 | 40 | Garage | 112198 | Garage | 0.0012318
Other | Incandescent |  | Standard A Lamp | 1 | 72 | Garage | 112198 | Garage | 0.0012318
Ceiling Fixture | Incandescent |  | Standard A Lamp | 2 | 60 | Hall | 112199 | Hall | 0.0012318
Recessed Can | Compact Fluorescent |  | Flood | 1 | 15 | Kitchen | 1121910 | Kitchen | 0.0012318
Ceiling Fixture | Incandescent |  | Standard A Lamp | 1 | 60 | Kitchen | 1121910 | Kitchen | 0.0012318
Track | Halogen |  | MR | 2 | 20 | Kitchen | 1121910 | Kitchen | 0.0012318
Ceiling Fixture | Incandescent |  | Standard A Lamp | 3 | 40 | Laundry Room | 1121911 | Laundry Room | 0.0012318
Ceiling Fixture | Compact Fluorescent |  | Twist | 2 | 23 | Master Bedroom | 1121912 | Master Bedroom | 0.0012318
Table | Halogen |  | MR | 1 | 8 | Master Bedroom | 1121912 | Master Bedroom | 0.0012318
Table | Compact Fluorescent |  | Twist | 1 | 15 | Master Bedroom | 1121912 | Master Bedroom | 0.0012318
Wall Mount | Incandescent |  | Globe | 8 | 40 | Bathroom | 112211 | Bathroom | 0.0017229
Floor lamp | Incandescent |  | Globe | 2 | 40 | Bedroom | 112212 | Bedroom | 0.0017229
Ceiling Fixture | Compact Fluorescent |  | Twist | 1 | 14 | Bedroom | 112213 | Bedroom | 0.0017229
Ceiling Fixture | Compact Fluorescent |  | Twist | 1 | 14 | Bedroom | 112214 | Bedroom | 0.0017229
Chandelier (Hanging) | Incandescent |  | Decorative | 4 | 40 | Dining Room | 112215 | Dining Room | 0.0017229
Chandelier (Hanging) | Incandescent |  | Reflector | 1 | 65 | Dining Room | 112215 | Dining Room | 0.0017229
Ceiling Fixture | Linear Fluorescent | 36 | T-12 | 2 | 40 | Garage | 112216 | Garage | 0.0017229
Ceiling Fixture | Compact Fluorescent |  | Twist | 1 | 14 | Hall | 112217 | Hall | 0.0017229
Recessed Can | Compact Fluorescent |  | Twist | 1 | 14 | Kitchen | 112218 | Kitchen | 0.0017229
Wall Mount | Incandescent |  | Standard A Lamp | 1 | 60 | Kitchen | 112218 | Kitchen | 0.0017229
Ceiling Fixture | Incandescent |  | Standard A Lamp | 1 | 60 | Laundry Room | 112219 | Laundry Room | 0.0017229
Floor lamp | Incandescent |  | Standard A Lamp | 1 | 75 | Living Room | 1122110 | Living Room | 0.0017229
Ceiling Fixture | Incandescent |  | Standard A Lamp | 2 | 60 | Living Room | 1122110 | Living Room | 0.0017229
Wall Mount | Compact Fluorescent |  | Twist | 4 | 14 | Bathroom | 1122111 | Bathroom | 0.0017229
Ceiling Fixture | Incandescent |  | Standard A Lamp | 1 | 60 | Bathroom | 1122111 | Bathroom | 0.0017229
Floor lamp | Incandescent |  | Standard A Lamp | 1 | 60 | Master Bedroom | 1122112 | Master Bedroom | 0.0017229
Ceiling Fixture | Incandescent |  | Standard A Lamp | 2 | 60 | Master Bedroom | 1122112 | Master Bedroom | 0.0017229
Ceiling Fixture | Incandescent |  | Standard A Lamp | 1 | 60 | Bedroom | 1122113 | Bedroom | 0.0017229
Recessed Can | Incandescent |  | Reflector | 1 | 75 | Master Bedroom | 112221 | Master Bedroom | 0.0012318
Table | Incandescent |  | Standard A Lamp | 1 | 60 | Master Bedroom | 112221 | Master Bedroom | 0.0012318
Table | Compact Fluorescent |  | Twist | 1 | 22 | Master Bedroom | 112221 | Master Bedroom | 0.0012318
Table | Incandescent |  | 3-Way Incandescent | 1 | 75 | Master Bedroom | 112221 | Master Bedroom | 0.0012318
Ceiling Fixture | Incandescent |  | Standard A Lamp | 1 | 60 | Closet | 112222 | Closet | 0.0012318
Ceiling Fixture | Incandescent |  | Standard A Lamp | 3 | 60 | Bedroom | 112223 | Bedroom | 0.0012318
Table | Incandescent |  | Standard A Lamp | 2 | 100 | Bedroom | 112223 | Bedroom | 0.0012318
Recessed - other | Linear Fluorescent | 18 | T-5 | 1 | 32 | Family Room | 112224 | Family Room | 0.0012318
Recessed Can | Incandescent |  | Reflector | 1 | 75 | Family Room | 112224 | Family Room | 0.0012318
Table | Incandescent |  | 3-Way Incandescent | 1 | 100 | Family Room | 112224 | Family Room | 0.0012318
Floor lamp | Incandescent |  | 3-Way Incandescent | 1 | 100 | Family Room | 112224 | Family Room | 0.0012318
Ceiling Fixture | Incandescent |  | Standard A Lamp | 2 | 60 | Laundry Room | 112225 | Laundry Room | 0.0012318
Wall Mount | Incandescent |  | Standard A Lamp | 2 | 25 | Bathroom | 112226 | Bathroom | 0.0012318
Table | Incandescent |  | 3-Way Incandescent | 1 | 100 | Living Room | 112227 | Living Room | 0.0012318
Table | Incandescent |  | Standard A Lamp | 1 | 60 | Living Room | 112227 | Living Room | 0.0012318
Floor lamp | Incandescent |  | Standard A Lamp | 1 | 100 | Living Room | 112227 | Living Room | 0.0012318
Table | Incandescent |  | Standard A Lamp | 1 | 40 | Living Room | 112227 | Living Room | 0.0012318
Chandelier (Hanging) | Incandescent |  | Mini base | 6 | 60 | Dining Room | 112228 | Dining Room | 0.0012318
Ceiling Fixture | Linear Fluorescent | 48 | T-12 | 2 | 40 | Kitchen | 112229 | Kitchen | 0.0012318
Other | Linear Fluorescent | 36 | T-8 | 1 | 30 | Kitchen | 112229 | Kitchen | 0.0012318
Recessed Can | Incandescent |  | Reflector | 1 | 60 | Kitchen | 112229 | Kitchen | 0.0012318
Other | Incandescent |  | Standard A Lamp | 1 | 40 | Kitchen | 112229 | Kitchen | 0.0012318
Ceiling Fixture | Incandescent |  | Standard A Lamp | 2 | 65 | Bedroom | 1122210 | Bedroom | 0.0012318
Ceiling Fixture | Incandescent |  | Mini base | 2 | 60 | Hall | 1122211 | Hall | 0.0012318
Recessed Can | Incandescent |  | Reflector | 1 | 40 | Bathroom | 1122212 | Bathroom | 0.0012318
Wall Mount | Incandescent |  | Standard A Lamp | 2 | 60 | Bathroom | 1122212 | Bathroom | 0.0012318
Ceiling Fan | Incandescent |  | Standard A Lamp | 2 | 60 | Bathroom | 1122212 | Bathroom | 0.0012318
Wall Mount | Incandescent |  | Globe | 4 | 40 | Bathroom | 112331 | Bathroom | 0.0012318
Wall Mount | Incandescent |  | Standard A Lamp | 2 | 60 | Bathroom | 112332 | Bathroom | 0.0012318
Ceiling Fixture | Incandescent |  | Standard A Lamp | 2 | 60 | Bedroom | 112333 | Bedroom | 0.0012318
Ceiling Fixture | Incandescent |  | Standard A Lamp | 2 | 60 | Bedroom | 112334 | Bedroom | 0.0012318
Ceiling Fixture | Incandescent |  | Standard A Lamp | 1 | 60 | Closet | 112335 | Closet | 0.0012318
Chandelier (Hanging) | Incandescent |  | Standard A Lamp | 5 | 60 | Dining Room | 112336 | Dining Room | 0.0012318
Ceiling Fixture | Linear Fluorescent | 48 | T-8 | 2 | 32 | Garage | 112337 | Garage | 0.0012318
Garage door opener | Incandescent |  | Standard A Lamp | 1 | 60 | Garage | 112337 | Garage | 0.0012318
Ceiling Fixture | Incandescent |  | Standard A Lamp | 2 | 60 | Hall | 112338 | Hall | 0.0012318
Ceiling Fixture | Incandescent |  | Standard A Lamp | 2 | 60 | Hall | 112339 | Hall | 0.0012318
Recessed Can | Incandescent |  | Reflector | 1 | 65 | Kitchen | 1123310 | Kitchen | 0.0012318
Ceiling Fixture | Incandescent |  | Standard A Lamp | 1 | 60 | Laundry Room | 1123311 | Laundry Room | 0.0012318
Recessed Can | Incandescent |  | Reflector | 1 | 75 | Living Room | 1123312 | Living Room | 0.0012318
Recessed Can | Incandescent |  | Reflector | 1 | 65 | Bathroom | 1123313 | Bathroom | 0.0012318
Wall Mount | Incandescent |  | Standard A Lamp | 3 | 60 | Bathroom | 1123313 | Bathroom | 0.0012318
Floor lamp | Incandescent |  | Clear | 2 | 60 | Master Bedroom | 1123314 | Master Bedroom | 0.0012318
Ceiling Fixture | Incandescent |  | Standard A Lamp | 2 | 60 | Office | 1123315 | Office | 0.0012318
Chandelier (Hanging) | Incandescent |  | Standard A Lamp | 1 | 60 | Hall | 1123316 | Hall | 0.0012318
Wall Mount | Incandescent |  | Standard A Lamp | 2 | 60 | Bathroom | 112361 | Bathroom | 0.0012318
Ceiling Fixture | Incandescent |  | Standard A Lamp | 1 | 100 | Bathroom | 112361 | Bathroom | 0.0012318
Chandelier (Hanging) | Incandescent |  | Decorative | 3 | 40 | Bedroom | 112362 | Bedroom | 0.0012318
Table | Incandescent |  | Standard A Lamp | 1 | 60 | Bedroom | 112362 | Bedroom | 0.0012318
Ceiling Fixture | Compact Fluorescent |  | Twist | 3 | 22 | Other | 112363 | Other | 0.0012318
Chandelier (Hanging) | Compact Fluorescent |  | Twist | 3 | 22 | Family Room | 112364 | Family Room | 0.0012318
Table | Compact Fluorescent |  | Twist | 1 | 22 | Family Room | 112364 | Family Room | 0.0012318
Recessed Can | Incandescent |  | Reflector | 1 | 40 | Family Room | 112364 | Family Room | 0.0012318
Ceiling Fixture | Halogen |  | PAR | 1 | 50 | Family Room | 112364 | Family Room | 0.0012318
Ceiling Fixture | Incandescent |  | Standard A Lamp | 3 | 60 | Hall | 112365 | Hall | 0.0012318
Ceiling Fixture | Compact Fluorescent |  | Twist | 3 | 22 | Kitchen | 112366 | Kitchen | 0.0012318
Other | Halogen |  | MR | 1 | 30 | Kitchen | 112366 | Kitchen | 0.0012318
Chandelier (Hanging) | Incandescent |  | Standard A Lamp | 5 | 60 | Kitchen | 112366 | Kitchen | 0.0012318
Ceiling Fixture | Linear Fluorescent | 48 | T-12 | 2 | 40 | Laundry Room | 112367 | Laundry Room | 0.0012318
Ceiling Fixture | Incandescent |  | Globe | 3 | 40 | Master Bedroom | 112368 | Master Bedroom | 0.0012318
Ceiling Fixture | Incandescent |  | Standard A Lamp | 2 | 60 | Master Bedroom | 112368 | Master Bedroom | 0.0012318
Table | Incandescent |  | Standard A Lamp | 1 | 60 | Master Bedroom | 112368 | Master Bedroom | 0.0012318
Ceiling Fixture | Incandescent |  | Standard A Lamp | 3 | 60 | Bathroom | 112369 | Bathroom | 0.0012318
Wall Mount | Halogen |  | MR | 3 | 100 | Bathroom | 112369 | Bathroom | 0.0012318
Wall Mount | Incandescent |  | Mini base | 1 | 60 | Bathroom | 112369 | Bathroom | 0.0012318
Chandelier (Hanging) | Incandescent |  | Standard A Lamp | 3 | 60 | Other | 1123610 | Other | 0.0012318
Wall Mount | Halogen |  | Other | 1 | 100 | Other | 1123610 | Other | 0.0012318
Table | Incandescent |  | Standard A Lamp | 1 | 40 | Other | 1123610 | Other | 0.0012318
Table | Linear Fluorescent |  | Fluorescent Other | 1 | 22 | Other | 1123610 | Other | 0.0012318
Ceiling Fixture | Incandescent |  | Standard A Lamp | 1 | 60 | Other | 112461 | Other | 0.00037892
Ceiling Fixture | Linear Fluorescent | 48 | T-12 | 2 | 40 | Other | 112461 | Other | 0.00037892
Ceiling Fixture | Linear Fluorescent | 48 | T-4 | 1 | 40 | Other | 112461 | Other | 0.00037892
Ceiling Fixture | Compact Fluorescent |  | Twist | 1 | 15 | Other | 112461 | Other | 0.00037892
Ceiling Fixture | Compact Fluorescent |  | Twist | 1 | 15 | Bathroom | 112462 | Bathroom | 0.00037892
Track | Compact Fluorescent |  | Twist | 3 | 15 | Bedroom | 112463 | Bedroom | 0.00037892
Ceiling Fixture | Compact Fluorescent |  | Twist | 1 | 15 | Closet | 112464 | Closet | 0.00037892
Ceiling Fixture | Compact Fluorescent |  | Twist | 1 | 15 | Bedroom | 112465 | Bedroom | 0.00037892
Ceiling Fixture | Incandescent |  | Globe | 1 | 60 | Bedroom | 112466 | Bedroom | 0.00037892
Wall Mount | Compact Fluorescent |  | Twist | 1 | 15 | Bedroom | 112466 | Bedroom | 0.00037892
Ceiling Fixture | Compact Fluorescent |  | Twist | 1 | 15 | Closet | 112467 | Closet | 0.00037892
Ceiling Fixture | Compact Fluorescent |  | Twist | 2 | 15 | Closet | 112468 | Closet | 0.00037892
Chandelier (Hanging) | Incandescent |  | Mini base | 7 | 60 | Dining Room | 112469 | Dining Room | 0.00037892
Ceiling Fixture | Incandescent |  | Mini base | 2 | 60 | Hall | 1124610 | Hall | 0.00037892
Other | Linear Fluorescent | 12 | T-8 | 1 | 13 | Kitchen | 1124612 | Kitchen | 0.00037892
Ceiling Fixture | Compact Fluorescent |  | Twist | 1 | 15 | Kitchen | 1124612 | Kitchen | 0.00037892
Ceiling Fixture | Compact Fluorescent |  | Twist | 2 | 15 | Kitchen | 1124612 | Kitchen | 0.00037892
Torchiere | Halogen |  | Quartz Tube | 1 | 500 | Living Room | 1124613 | Living Room | 0.00037892
Table | Incandescent |  | Standard A Lamp | 1 | 60 | Living Room | 1124613 | Living Room | 0.00037892
Ceiling Fixture | Compact Fluorescent |  | Twist | 1 | 15 | Bathroom | 112731 | Bathroom | 0.00037892
Wall Mount | Incandescent |  | Globe | 4 | 60 | Bathroom | 112731 | Bathroom | 0.00037892
Ceiling Fixture | Compact Fluorescent |  | Twist | 1 | 15 | Bedroom | 112732 | Bedroom | 0.00037892
Wall Mount | Compact Fluorescent |  | Twist | 1 | 20 | Hall | 112733 | Hall | 0.00037892
Ceiling Fixture | Compact Fluorescent |  | Twist | 1 | 15 | Hall | 112734 | Hall | 0.00037892
Recessed Can | Incandescent |  | Reflector | 1 | 75 | Kitchen | 112735 | Kitchen | 0.00037892
Wall Mount | Halogen |  | MR | 3 | 50 | Living Room | 112736 | Living Room | 0.00037892
Ceiling Fixture | Incandescent |  | Standard A Lamp | 1 | 60 | Other | 112737 | Other | 0.00037892
Wall Mount | Incandescent |  | Standard A Lamp | 1 | 40 | Bathroom | 112738 | Bathroom | 0.00037892
Track | Compact Fluorescent |  | Twist | 4 | 15 | Master Bedroom | 112739 | Master Bedroom | 0.00037892
Table | Compact Fluorescent |  | Twist | 1 | 15 | Master Bedroom | 112739 | Master Bedroom | 0.00037892
Table | Compact Fluorescent |  | Twist | 1 | 15 | Master Bedroom | 112739 | Master Bedroom | 0.00037892
Table | Incandescent |  | Standard A Lamp | 1 | 25 | Master Bedroom | 112739 | Master Bedroom | 0.00037892
Chandelier (Hanging) | Incandescent |  | Standard A Lamp | 1 | 40 | Dining Room | 1127310 | Dining Room | 0.00037892
Chandelier (Hanging) | Incandescent |  | Standard A Lamp | 1 | 75 | Dining Room | 1127310 | Dining Room | 0.00037892
Chandelier (Hanging) | Compact Fluorescent |  | A shape bulb | 1 | 15 | Hall | 1127311 | Hall | 0.00037892
Ceiling Fixture | Linear Fluorescent | 48 | Fluorescent Unknown | 2 | 40 | Kitchen | 1127312 | Kitchen | 0.00037892
Chandelier (Hanging) | Compact Fluorescent |  | Twist | 1 | 15 | Kitchen | 1127312 | Kitchen | 0.00037892
Other | Linear Fluorescent | 12 | T-4 | 1 | 16 | Kitchen | 1127312 | Kitchen | 0.00037892
Floor lamp | Compact Fluorescent |  | Other | 1 | 40 | Living Room | 1127313 | Living Room | 0.00037892
Floor lamp | Compact Fluorescent |  | Twist | 1 | 22 | Living Room | 1127313 | Living Room | 0.00037892
Table | Compact Fluorescent |  | Twist | 1 | 15 | Living Room | 1127313 | Living Room | 0.00037892
Other | Incandescent |  | Standard A Lamp | 1 | 60 | Living Room | 1127313 | Living Room | 0.00037892
Wall Mount | Incandescent |  | Globe | 6 | 60 | Bathroom | 1127314 | Bathroom | 0.00037892
Ceiling Fixture | Incandescent |  | Reflector | 1 | 120 | Bathroom | 1127314 | Bathroom | 0.00037892
Ceiling Fan | Incandescent |  | Standard A Lamp | 3 | 60 | Bedroom | 1127315 | Bedroom | 0.00037892
Track | Compact Fluorescent |  | Twist | 2 | 15 | Bedroom | 1127315 | Bedroom | 0.00037892
Table | Compact Fluorescent |  | Twist | 1 | 18 | Dining Room | 1127316 | Dining Room | 0.00037892
Ceiling Fixture | Compact Fluorescent |  | Other | 1 | 22 | Dining Room | 1127316 | Dining Room | 0.00037892
Ceiling Fixture | Compact Fluorescent |  | Twist | 1 | 15 | Hall | 1127317 | Hall | 0.00037892
Track | Compact Fluorescent |  | Twist | 2 | 15 | Kitchen | 1127318 | Kitchen | 0.00037892
Wall Mount | Halogen |  | Other | 1 | 50 | Kitchen | 1127318 | Kitchen | 0.00037892
Table | Halogen |  | Other | 1 | 50 | Living Room | 1127319 | Living Room | 0.00037892
Table | Incandescent |  | Standard A Lamp | 1 | 60 | Living Room | 1127319 | Living Room | 0.00037892
Track | Compact Fluorescent |  | Twist | 2 | 15 | Living Room | 1127319 | Living Room | 0.00037892
Table | Linear Fluorescent | 14 | T-12 | 1 | 15 | Living Room | 1127319 | Living Room | 0.00037892
Wall Mount | Linear Fluorescent | 16 | Fluorescent Other | 1 | 16 | Other | 1127320 | Other | 0.00037892
Ceiling Fixture | Compact Fluorescent |  | Twist | 1 | 15 | Hall | 1127321 | Hall | 0.00037892
Chandelier (Hanging) | Compact Fluorescent |  | Twist | 3 | 15 | Family Room | 1127322 | Family Room | 0.00037892
Table | Halogen |  | Other | 1 | 50 | Family Room | 1127322 | Family Room | 0.00037892
Chandelier (Hanging) | Compact Fluorescent |  | Twist | 1 | 15 | Garage | 1127323 | Garage | 0.00037892
Ceiling Fixture | Incandescent |  | Standard A Lamp | 1 | 75 | Garage | 1127323 | Garage | 0.00037892
Other | Linear Fluorescent | 48 | T-12 | 2 | 40 | Garage | 1127323 | Garage | 0.00037892
Ceiling Fixture | Incandescent |  | Standard A Lamp | 1 | 60 | Laundry Room | 1127324 | Laundry Room | 0.00037892
Wall Mount | Incandescent |  | Standard A Lamp | 1 | 100 | Laundry Room | 1127324 | Laundry Room | 0.00037892
High bay | Linear Fluorescent | 48 | T-12 | 2 | 40 | Other | 112821 | Other | 0.0017229
High bay | Linear Fluorescent | 48 | T-12 | 2 | 40 | Other | 112822 | Other | 0.0017229
Ceiling Fixture | Incandescent |  | Standard A Lamp | 2 | 60 | Other | 112822 | Other | 0.0017229
Wall Mount | Incandescent |  | Standard A Lamp | 1 | 60 | Bathroom | 112823 | Bathroom | 0.0017229
Wall Mount | Incandescent |  | Standard A Lamp | 1 | 60 | Hall | 112824 | Hall | 0.0017229
High bay | Linear Fluorescent | 48 | T-12 | 2 | 40 | Kitchen | 112825 | Kitchen | 0.0017229
Ceiling Fixture | Incandescent |  | Standard A Lamp | 1 | 60 | Kitchen | 112825 | Kitchen | 0.0017229
Chandelier (Hanging) | Incandescent |  | Decorative | 7 | 60 | Dining Room | 112826 | Dining Room | 0.0017229
Floor lamp | Incandescent |  | Standard A Lamp | 2 | 60 | Dining Room | 112826 | Dining Room | 0.0017229
Ceiling Fixture | Compact Fluorescent |  | Twist | 2 | 13 | Hall | 112827 | Hall | 0.0017229
Ceiling Fixture | Compact Fluorescent |  | Twist | 2 | 13 | Hall | 112828 | Hall | 0.0017229
Ceiling Fixture | Incandescent |  | Standard A Lamp | 2 | 60 | Closet | 112829 | Closet | 0.0017229
High bay | Linear Fluorescent | 48 | T-12 | 2 | 40 | Other | 1128210 | Other | 0.0017229
Ceiling Fan | Compact Fluorescent |  | Twist | 5 | 13 | Kitchen | 1128211 | Kitchen | 0.0017229
Ceiling Fixture | Compact Fluorescent |  | Other | 1 | 23 | Laundry Room | 1128212 | Laundry Room | 0.0017229
Wall Mount | Incandescent |  | Standard A Lamp | 1 | 60 | Laundry Room | 1128212 | Laundry Room | 0.0017229
Floor lamp | Incandescent |  | Decorative | 4 | 40 | Living Room | 1128213 | Living Room | 0.0017229
Ceiling Fixture | Compact Fluorescent |  | Twist | 3 | 13 | Living Room | 1128213 | Living Room | 0.0017229
Floor lamp | Incandescent |  | Standard A Lamp | 2 | 60 | Living Room | 1128213 | Living Room | 0.0017229
Ceiling Fixture | Incandescent |  | Mini base | 2 | 60 | Bathroom | 1128214 | Bathroom | 0.0017229
High bay | Linear Fluorescent | 24 | T-5 | 1 | 15 | Bathroom | 1128214 | Bathroom | 0.0017229
Ceiling Fan | Compact Fluorescent |  | Twist | 4 | 13 | Master Bedroom | 1128215 | Master Bedroom | 0.0017229
Table | Incandescent |  | Mini base | 3 | 60 | Master Bedroom | 1128215 | Master Bedroom | 0.0017229
Ceiling Fixture | Incandescent |  | Standard A Lamp | 1 | 60 | Closet | 1128216 | Closet | 0.0017229
Ceiling Fixture | Incandescent |  | Standard A Lamp | 2 | 60 | Bedroom | 1128217 | Bedroom | 0.0017229
Table | Compact Fluorescent |  | Twist | 1 | 15 | Bedroom | 1128217 | Bedroom | 0.0017229
Ceiling Fan | Compact Fluorescent |  | Twist | 3 | 13 | Bedroom | 1128218 | Bedroom | 0.0017229
Ceiling Fan | Compact Fluorescent |  | Twist | 4 | 13 | Office | 1128219 | Office | 0.0017229
High bay | Linear Fluorescent | 48 | T-8 | 2 | 32 | Other | 1128220 | Other | 0.0017229
Ceiling Fixture | Incandescent |  | Standard A Lamp | 1 | 60 | Other | 1128221 | Other | 0.0017229
Wall Mount | Incandescent |  | Standard A Lamp | 1 | 60 | Other | 1128222 | Other | 0.0017229
High bay | Linear Fluorescent | 48 | T-12 | 2 | 40 | Other | 1128223 | Other | 0.0017229
Ceiling Fixture | Compact Fluorescent |  | Twist | 1 | 13 | Other | 1128224 | Other | 0.0017229
High bay | Linear Fluorescent | 48 | T-12 | 2 | 40 | Other | 1128224 | Other | 0.0017229
Ceiling Fixture | Incandescent |  | Mini base | 2 | 60 | Bathroom | 1128225 | Bathroom | 0.0017229
High bay | Linear Fluorescent | 24 | T-5 | 1 | 15 | Bathroom | 1128225 | Bathroom | 0.0017229
Ceiling Fixture | Linear Fluorescent | 48 | T-12 | 2 | 40 | Other | 112831 | Other | 0.0017229
Ceiling Fixture | Compact Fluorescent |  | Twist | 1 | 15 | Other | 112831 | Other | 0.0017229
Ceiling Fixture | Incandescent |  | Standard A Lamp | 1 | 60 | Other | 112831 | Other | 0.0017229
Ceiling Fixture | Compact Fluorescent |  | Reflector | 1 | 22 | Other | 112831 | Other | 0.0017229
Wall Mount | Incandescent |  | Standard A Lamp | 1 | 60 | Bathroom | 112832 | Bathroom | 0.0017229
Recessed Can | Incandescent |  | Heat Lamp | 2 | 150 | Bathroom | 112832 | Bathroom | 0.0017229
Wall Mount | Incandescent |  | Standard A Lamp | 3 | 60 | Bathroom | 112833 | Bathroom | 0.0017229
Ceiling Fixture | Incandescent |  | Standard A Lamp | 1 | 40 | Bathroom | 112833 | Bathroom | 0.0017229
Recessed Can | Incandescent |  | Standard A Lamp | 1 | 40 | Bathroom | 112833 | Bathroom | 0.0017229
Wall Mount | Incandescent |  | Standard A Lamp | 1 | 60 | Bathroom | 112834 | Bathroom | 0.0017229
Wall Mount | Incandescent |  | Standard A Lamp | 2 | 60 | Bathroom | 112834 | Bathroom | 0.0017229
Recessed - other | Incandescent |  | Standard A Lamp | 1 | 40 | Bathroom | 112834 | Bathroom | 0.0017229
Wall Mount | Incandescent |  | Standard A Lamp | 1 | 60 | Bathroom | 112835 | Bathroom | 0.0017229
Wall Mount | Incandescent |  | Standard A Lamp | 1 | 60 | Master Bedroom | 112836 | Master Bedroom | 0.0017229
Table | Incandescent |  | Standard A Lamp | 1 | 40 | Master Bedroom | 112836 | Master Bedroom | 0.0017229
Recessed Can | Halogen |  | MR | 1 | 50 | Master Bedroom | 112836 | Master Bedroom | 0.0017229
Wall Mount | Incandescent |  | Standard A Lamp | 1 | 60 | Bedroom | 112837 | Bedroom | 0.0017229
Ceiling Fixture | Incandescent |  | Standard A Lamp | 1 | 60 | Bedroom | 112838 | Bedroom | 0.0017229
Table | Incandescent |  | Decorative | 1 | 40 | Bedroom | 112838 | Bedroom | 0.0017229
Ceiling Fixture | Linear Fluorescent | 48 | T-8 | 2 | 32 | Closet | 112839 | Closet | 0.0017229
Recessed - other | Halogen |  | MR | 1 | 50 | Dining Room | 1128310 | Dining Room | 0.0017229
Track | Halogen |  | MR | 7 | 50 | Family Room | 1128311 | Family Room | 0.0017229
Floor lamp | Halogen |  | Quartz Tube | 1 | 75 | Family Room | 1128311 | Family Room | 0.0017229
Track | Halogen |  | MR | 7 | 50 | Hall | 1128312 | Hall | 0.0017229
Recessed - other | Halogen |  | MR | 1 | 50 | Hall | 1128312 | Hall | 0.0017229
Ceiling Fixture | Incandescent |  | Standard A Lamp | 1 | 60 | Hall | 1128312 | Hall | 0.0017229
Ceiling Fixture | Incandescent |  | Standard A Lamp | 1 | 60 | Hall | 1128312 | Hall | 0.0017229
Ceiling Fixture | Incandescent |  | Reflector | 1 | 60 | Hall | 1128312 | Hall | 0.0017229
Chandelier (Hanging) | Incandescent |  | Standard A Lamp | 1 | 60 | Kitchen | 1128313 | Kitchen | 0.0017229
Ceiling Fixture | Incandescent |  | Reflector | 1 | 65 | Kitchen | 1128313 | Kitchen | 0.0017229
Recessed Can | Halogen |  | MR | 1 | 75 | Kitchen | 1128313 | Kitchen | 0.0017229
Recessed Can | Incandescent |  | Standard A Lamp | 1 | 60 | Laundry Room | 1128314 | Laundry Room | 0.0017229
Recessed Can | Incandescent |  | Standard A Lamp | 1 | 60 | Living Room | 1128315 | Living Room | 0.0017229
Recessed Can | Halogen |  | MR | 2 | 50 | Living Room | 1128315 | Living Room | 0.0017229
Floor lamp | Incandescent |  | 3-Way Incandescent | 1 | 100 | Living Room | 1128315 | Living Room | 0.0017229
Track | Halogen |  | MR | 4 | 50 | Dining Room | 1128316 | Dining Room | 0.0017229
Recessed Can | Halogen |  | MR | 1 | 50 | Office | 1128317 | Office | 0.0017229
Wall Mount | Incandescent |  | Standard A Lamp | 1 | 60 | Office | 1128317 | Office | 0.0017229
Ceiling Fixture | Incandescent |  | Standard A Lamp | 1 | 60 | Office | 1128318 | Office | 0.0017229
Table | Incandescent |  | Standard A Lamp | 2 | 60 | Office | 1128318 | Office | 0.0017229
Table | Halogen |  | Quartz Tube | 1 | 30 | Office | 1128318 | Office | 0.0017229
Table | Compact Fluorescent |  | Twist | 1 | 15 | Living Room | 112841 | Living Room | 0.00037892
Floor lamp | Compact Fluorescent |  | Twist | 2 | 22 | Living Room | 112841 | Living Room | 0.00037892
Ceiling Fixture | Halogen |  | MR | 4 | 50 | Kitchen | 112842 | Kitchen | 0.00037892
Other | Incandescent |  | Decorative | 2 | 40 | Kitchen | 112842 | Kitchen | 0.00037892
Floor lamp | Incandescent |  | Standard A Lamp | 1 | 75 | Living Room | 112843 | Living Room | 0.00037892
Floor lamp | Compact Fluorescent |  | Twist | 1 | 15 | Living Room | 112843 | Living Room | 0.00037892
Ceiling Fixture | Compact Fluorescent |  | Twist | 2 | 15 | Living Room | 112843 | Living Room | 0.00037892
Ceiling Fixture | Incandescent |  | Standard A Lamp | 3 | 60 | Bedroom | 112844 | Bedroom | 0.00037892
Wall Mount | Incandescent |  | Standard A Lamp | 1 | 60 | Bedroom | 112844 | Bedroom | 0.00037892
Table | Compact Fluorescent |  | Twist | 1 | 15 | Bedroom | 112844 | Bedroom | 0.00037892
Ceiling Fixture | Incandescent |  | Standard A Lamp | 2 | 60 | Office | 112845 | Office | 0.00037892
Table | Compact Fluorescent |  | Twist | 1 | 15 | Office | 112845 | Office | 0.00037892
Table | Incandescent |  | Standard A Lamp | 1 | 60 | Office | 112845 | Office | 0.00037892
Ceiling Fixture | Linear Fluorescent | 48 | T-12 | 2 | 32 | Garage | 112846 | Garage | 0.00037892
Garage door opener | Compact Fluorescent |  | Twist | 2 | 15 | Garage | 112846 | Garage | 0.00037892
Ceiling Fan | Incandescent |  | Mini base | 2 | 60 | Dining Room | 112847 | Dining Room | 0.00037892
Wall Mount | Incandescent |  | Standard A Lamp | 1 | 100 | Closet | 112848 | Closet | 0.00037892
Ceiling Fixture | Incandescent |  | Heat Lamp | 1 | 250 | Bathroom | 112849 | Bathroom | 0.00037892
Wall Mount | Compact Fluorescent |  | Twist | 2 | 7 | Bathroom | 112849 | Bathroom | 0.00037892
Ceiling Fixture | Compact Fluorescent |  | Twist | 1 | 15 | Hall | 1128410 | Hall | 0.00037892
Ceiling Fixture | Compact Fluorescent |  | Twist | 2 | 22 | Master Bedroom | 1128411 | Master Bedroom | 0.00037892
Table | Compact Fluorescent |  | Twist | 1 | 22 | Master Bedroom | 1128411 | Master Bedroom | 0.00037892
Ceiling Fixture | Compact Fluorescent |  | Twist | 2 | 22 | Family Room | 1128412 | Family Room | 0.00037892
Table | Compact Fluorescent |  | Twist | 1 | 22 | Family Room | 1128412 | Family Room | 0.00037892
Ceiling Fixture | Compact Fluorescent |  | Twist | 1 | 22 | Hall | 1128413 | Hall | 0.00037892
Recessed Can | Incandescent |  | Reflector | 1 | 65 | Laundry Room | 112891 | Laundry Room | 0.00037892
Recessed Can | Incandescent |  | Reflector | 1 | 65 | Living Room | 112892 | Living Room | 0.00037892
Wall Mount | Compact Fluorescent |  | Twist | 4 | 15 | Living Room | 112892 | Living Room | 0.00037892
Table | Incandescent |  | Standard A Lamp | 2 | 60 | Living Room | 112892 | Living Room | 0.00037892
Ceiling Fixture | Compact Fluorescent |  | Twist | 2 | 15 | Master Bedroom | 112893 | Master Bedroom | 0.00037892
Table | Incandescent |  | Standard A Lamp | 1 | 60 | Master Bedroom | 112893 | Master Bedroom | 0.00037892
Recessed - other | Incandescent |  | Reflector | 1 | 65 | Hall | 112894 | Hall | 0.00037892
Wall Mount | Incandescent |  | Standard A Lamp | 2 | 60 | Bathroom | 112895 | Bathroom | 0.00037892
Ceiling Fixture | Incandescent |  | Standard A Lamp | 2 | 60 | Bathroom | 112895 | Bathroom | 0.00037892
Ceiling Fixture | Compact Fluorescent |  | Twist | 2 | 15 | Bedroom | 112896 | Bedroom | 0.00037892
Table | Halogen |  | MR | 1 | 30 | Bedroom | 112896 | Bedroom | 0.00037892
Garage door opener | Incandescent |  | Standard A Lamp | 1 | 60 | Garage | 112897 | Garage | 0.00037892
Ceiling Fixture | Linear Fluorescent | 96 | T-12 | 2 | 40 | Garage | 112897 | Garage | 0.00037892
Exterior | Compact Fluorescent |  | Twist | 2 | 22 | Garage | 112897 | Garage | 0.00037892
Exterior | Compact Fluorescent |  | Twist | 1 | 15 | Garage | 112897 | Garage | 0.00037892
Wall Mount | Incandescent |  | Standard A Lamp | 2 | 60 | Bathroom | 112898 | Bathroom | 0.00037892
Ceiling Fixture | Incandescent |  | Reflector | 2 | 65 | Bathroom | 112898 | Bathroom | 0.00037892
Recessed Can | Incandescent |  | Reflector | 1 | 65 | Office | 112899 | Office | 0.00037892
Table | Halogen |  | MR | 1 | 20 | Office | 112899 | Office | 0.00037892
Recessed Can | Incandescent |  | Reflector | 1 | 65 | Bedroom | 1128910 | Bedroom | 0.00037892
Wall Mount | Linear Fluorescent | 18 | T-12 | 1 | 20 | Closet | 1128911 | Closet | 0.00037892
Recessed Can | Incandescent |  | Reflector | 1 | 65 | Family Room | 1128912 | Family Room | 0.00037892
Table | Compact Fluorescent |  | Twist | 2 | 15 | Family Room | 1128912 | Family Room | 0.00037892
Recessed Can | Incandescent |  | Reflector | 1 | 65 | Hall | 1128913 | Hall | 0.00037892
Recessed Can | Incandescent |  | Reflector | 1 | 65 | Kitchen | 1128914 | Kitchen | 0.00037892
Recessed Can | Compact Fluorescent |  | Reflector | 1 | 22 | Hall | 1128915 | Hall | 0.00037892
Ceiling Fixture | Compact Fluorescent |  | Twist | 1 | 15 | Other | 113021 | Other | 0.00037892
Ceiling Fixture | Linear Fluorescent | 48 | T-12 | 2 | 40 | Other | 113021 | Other | 0.00037892
Ceiling Fixture | Compact Fluorescent |  | Twist | 1 | 22 | Other | 113021 | Other | 0.00037892
Ceiling Fixture | Incandescent |  | Standard A Lamp | 1 | 100 | Other | 113021 | Other | 0.00037892
Ceiling Fixture | Incandescent |  | Reflector | 1 | 100 | Other | 113021 | Other | 0.00037892
Wall Mount | Incandescent |  | Clear | 4 | 40 | Bathroom | 113022 | Bathroom | 0.00037892
Ceiling Fixture | Compact Fluorescent |  | Twist | 1 | 22 | Bathroom | 113022 | Bathroom | 0.00037892
Ceiling Fixture | Incandescent |  | Standard A Lamp | 2 | 60 | Bedroom | 113023 | Bedroom | 0.00037892
Table | Compact Fluorescent |  | Twist | 1 | 15 | Bedroom | 113023 | Bedroom | 0.00037892
Wall Mount | Incandescent |  | Clear | 1 | 40 | Bedroom | 113023 | Bedroom | 0.00037892
Ceiling Fixture | Incandescent |  | Standard A Lamp | 2 | 60 | Bedroom | 113024 | Bedroom | 0.00037892
Table | Incandescent |  | Decorative | 1 | 25 | Bedroom | 113024 | Bedroom | 0.00037892
Ceiling Fixture | Incandescent |  | Clear | 1 | 60 | Dining Room | 113025 | Dining Room | 0.00037892
Table | Incandescent |  | Decorative | 1 | 40 | Family Room | 113026 | Family Room | 0.00037892
Table | Incandescent |  | Decorative | 1 | 25 | Family Room | 113026 | Family Room | 0.00037892
Floor lamp | Compact Fluorescent |  | Twist | 1 | 15 | Family Room | 113026 | Family Room | 0.00037892
Ceiling Fixture | Compact Fluorescent |  | Twist | 1 | 15 | Hall | 113027 | Hall | 0.00037892
Track | Halogen |  | Other | 4 | 50 | Kitchen | 113028 | Kitchen | 0.00037892
Ceiling Fixture | Linear Fluorescent | 36 | T-12 | 2 | 40 | Kitchen | 113028 | Kitchen | 0.00037892
Ceiling Fixture | Compact Fluorescent |  | Twist | 1 | 22 | Kitchen | 113028 | Kitchen | 0.00037892
Recessed Can | Incandescent |  | Reflector | 1 | 75 | Living Room | 113029 | Living Room | 0.00037892
Table | Compact Fluorescent |  | Twist | 2 | 15 | Living Room | 113029 | Living Room | 0.00037892
Floor lamp | Incandescent |  | Standard A Lamp | 1 | 60 | Living Room | 113029 | Living Room | 0.00037892
Wall Mount | Incandescent |  | Clear | 5 | 40 | Bathroom | 1130210 | Bathroom | 0.00037892
Recessed Can | Incandescent |  | Heat Lamp | 1 | 125 | Bathroom | 1130210 | Bathroom | 0.00037892
Recessed Can | Incandescent |  | Standard A Lamp | 1 | 60 | Bathroom | 1130210 | Bathroom | 0.00037892
Wall Mount | Incandescent |  | Standard A Lamp | 1 | 60 | Master Bedroom | 1130211 | Master Bedroom | 0.00037892
Wall Mount | Halogen |  | PAR | 1 | 50 | Master Bedroom | 1130211 | Master Bedroom | 0.00037892
Ceiling Fixture | Compact Fluorescent |  | Straight Tube | 1 | 15 | Master Bedroom | 1130211 | Master Bedroom | 0.00037892
Ceiling Fixture | Incandescent |  | Standard A Lamp | 1 | 100 | Office | 1130212 | Office | 0.00037892
Ceiling Fixture | Incandescent |  | Standard A Lamp | 1 | 60 | Office | 1130212 | Office | 0.00037892
Floor lamp | Incandescent |  | Standard A Lamp | 1 | 100 | Office | 1130212 | Office | 0.00037892
Ceiling Fixture | Incandescent |  | Standard A Lamp | 2 | 60 | Office | 1130212 | Office | 0.00037892
Ceiling Fixture | Linear Fluorescent | 48 | T-12 | 2 | 40 | Closet | 1130213 | Closet | 0.00037892
Recessed Can | Incandescent |  | Reflector | 1 | 75 | Hall | 1130214 | Hall | 0.00037892
Wall Mount | Incandescent |  | Standard A Lamp | 1 | 60 | Hall | 1130214 | Hall | 0.00037892
Recessed Can | Linear Fluorescent |  | T-12 | 2 | 65 | Bathroom | 113151 | Bathroom | 0.00029524
Other | Incandescent |  | Heat Lamp | 1 | 250 | Bathroom | 113151 | Bathroom | 0.00029524
Recessed Can | Incandescent |  | Reflector | 1 | 65 | Bedroom | 113152 | Bedroom | 0.00029524
Table | Incandescent |  | Standard A Lamp | 1 | 60 | Bedroom | 113152 | Bedroom | 0.00029524
Recessed - other | Incandescent |  | Reflector | 1 | 65 | Bedroom | 113153 | Bedroom | 0.00029524
Chandelier (Hanging) | Incandescent |  | Standard A Lamp | 5 | 60 | Dining Room | 113154 | Dining Room | 0.00029524
Ceiling Fixture | Incandescent |  | Standard A Lamp | 3 | 60 | Garage | 113155 | Garage | 0.00029524
Garage door opener | Incandescent |  | Standard A Lamp | 2 | 60 | Garage | 113155 | Garage | 0.00029524
Recessed Can | Incandescent |  | Reflector | 1 | 60 | Hall | 113156 | Hall | 0.00029524
Recessed Can | Incandescent |  | Reflector | 1 | 65 | Kitchen | 113157 | Kitchen | 0.00029524
Ceiling Fixture | Incandescent |  | Standard A Lamp | 2 | 60 | Kitchen | 113157 | Kitchen | 0.00029524
Recessed Can | Incandescent |  | Reflector | 2 | 65 | Laundry Room | 113158 | Laundry Room | 0.00029524
Recessed Can | Incandescent |  | Reflector | 1 | 65 | Living Room | 113159 | Living Room | 0.00029524
Table | Incandescent |  | Standard A Lamp | 2 | 60 | Living Room | 113159 | Living Room | 0.00029524
Recessed Can | Linear Fluorescent |  | T-12 | 1 | 65 | Bathroom | 1131510 | Bathroom | 0.00029524
Recessed Can | Incandescent |  | Reflector | 1 | 65 | Master Bedroom | 1131511 | Master Bedroom | 0.00029524
Wall Mount | Incandescent |  | Standard A Lamp | 2 | 60 | Bathroom | 113171 | Bathroom | 0.0017229
Wall Mount | Compact Fluorescent |  | Twist | 4 | 13 | Bathroom | 113171 | Bathroom | 0.0017229
Ceiling Fixture | Incandescent |  | Standard A Lamp | 1 | 60 | Other | 113172 | Other | 0.0017229
Chandelier (Hanging) | Incandescent |  | Decorative | 6 | 40 | Dining Room | 113173 | Dining Room | 0.0017229
Chandelier (Hanging) | Incandescent |  | Reflector | 1 | 50 | Dining Room | 113173 | Dining Room | 0.0017229
Table | Incandescent |  | Standard A Lamp | 1 | 60 | Bedroom | 113174 | Bedroom | 0.0017229
Ceiling Fixture | Compact Fluorescent |  | Twist | 2 | 13 | Bedroom | 113174 | Bedroom | 0.0017229
Floor lamp | Incandescent |  | Standard A Lamp | 1 | 60 | Bedroom | 113174 | Bedroom | 0.0017229
Table | Incandescent |  | Standard A Lamp | 1 | 60 | Family Room | 113175 | Family Room | 0.0017229
Track | Halogen |  | PAR | 4 | 50 | Family Room | 113175 | Family Room | 0.0017229
Ceiling Fixture | Incandescent |  | Standard A Lamp | 1 | 60 | Other | 113176 | Other | 0.0017229
Ceiling Fixture | Incandescent |  | Standard A Lamp | 1 | 60 | Hall | 113177 | Hall | 0.0017229
Ceiling Fixture | Incandescent |  | Standard A Lamp | 2 | 60 | Kitchen | 113178 | Kitchen | 0.0017229
Other | Incandescent |  | Reflector | 2 | 40 | Kitchen | 113178 | Kitchen | 0.0017229
Other | Linear Fluorescent | 24 | Fluorescent Other | 2 | 10 | Kitchen | 113178 | Kitchen | 0.0017229
Ceiling Fixture | Linear Fluorescent | 48 | T-12 | 2 | 40 | Laundry Room | 113179 | Laundry Room | 0.0017229
Table | Incandescent |  | Standard A Lamp | 1 | 60 | Living Room | 1131710 | Living Room | 0.0017229
Wall Mount | Incandescent |  | Standard A Lamp | 1 | 60 | Living Room | 1131710 | Living Room | 0.0017229
Ceiling Fixture | Incandescent |  | Standard A Lamp | 2 | 60 | Bedroom | 1131711 | Bedroom | 0.0017229
Table | Compact Fluorescent |  | Twist | 1 | 27 | Bedroom | 1131711 | Bedroom | 0.0017229
Ceiling Fixture | Incandescent |  | Standard A Lamp | 1 | 60 | Bedroom | 1131712 | Bedroom | 0.0017229
Table | Compact Fluorescent |  | Twist | 1 | 13 | Bedroom | 1131712 | Bedroom | 0.0017229
Ceiling Fixture | Compact Fluorescent |  | Twist | 1 | 22 | Family Room | 113231 | Family Room | 0.00049795
Wall Mount | Incandescent |  | Reflector | 1 | 60 | Family Room | 113231 | Family Room | 0.00049795
Wall Mount | Incandescent |  | Standard A Lamp | 1 | 60 | Family Room | 113231 | Family Room | 0.00049795
Ceiling Fixture | Incandescent |  | Standard A Lamp | 1 | 60 | Hall | 113232 | Hall | 0.00049795
Ceiling Fixture | Incandescent |  | Standard A Lamp | 2 | 60 | Laundry Room | 113233 | Laundry Room | 0.00049795
Ceiling Fixture | Linear Fluorescent | 48 | T-12 | 2 | 40 | Other | 113234 | Other | 0.00049795
Wall Mount | Compact Fluorescent |  | A shape bulb | 1 | 15 | Other | 113234 | Other | 0.00049795
Ceiling Fixture | Compact Fluorescent |  | Straight Tube | 1 | 22 | Other | 113234 | Other | 0.00049795
Ceiling Fixture | Incandescent |  | Standard A Lamp | 1 | 60 | Other | 113235 | Other | 0.00049795
Wall Mount | Incandescent |  | Standard A Lamp | 1 | 60 | Bathroom | 113237 | Bathroom | 0.00049795
Ceiling Fixture | Incandescent |  | Standard A Lamp | 1 | 60 | Bathroom | 113237 | Bathroom | 0.00049795
Chandelier (Hanging) | Compact Fluorescent |  | Twist | 5 | 15 | Dining Room | 113238 | Dining Room | 0.00049795
Table | Incandescent |  | Standard A Lamp | 1 | 60 | Dining Room | 113238 | Dining Room | 0.00049795
Chandelier (Hanging) | Incandescent |  | Standard A Lamp | 1 | 60 | Dining Room | 113238 | Dining Room | 0.00049795
Ceiling Fan | Incandescent |  | Standard A Lamp | 1 | 60 | Hall | 113239 | Hall | 0.00049795
Ceiling Fixture | Incandescent |  | Standard A Lamp | 2 | 60 | Bedroom | 1132310 | Bedroom | 0.00049795
Wall Mount | Incandescent |  | Standard A Lamp | 1 | 60 | Bedroom | 1132310 | Bedroom | 0.00049795
Table | Incandescent |  | Standard A Lamp | 1 | 60 | Bedroom | 1132310 | Bedroom | 0.00049795
Ceiling Fixture | Incandescent |  | Standard A Lamp | 1 | 60 | Hall | 1132311 | Hall | 0.00049795
Wall Mount | Compact Fluorescent |  | Twist | 3 | 22 | Bathroom | 1132312 | Bathroom | 0.00049795
Wall Mount | Incandescent |  | Mini base | 1 | 7 | Bathroom | 1132312 | Bathroom | 0.00049795
Ceiling Fixture | Incandescent |  | Standard A Lamp | 1 | 60 | Bathroom | 1132312 | Bathroom | 0.00049795
Ceiling Fixture | Linear Fluorescent | 48 | T-12 | 2 | 40 | Hall | 1132313 | Hall | 0.00049795
Ceiling Fixture | Linear Fluorescent | 24 | T-12 | 2 | 20 | Hall | 1132313 | Hall | 0.00049795
Wall Mount | Linear Fluorescent | 24 | T-12 | 1 | 20 | Hall | 1132313 | Hall | 0.00049795
Floor lamp | Incandescent |  | 3-Way Incandescent | 1 | 150 | Living Room | 1132314 | Living Room | 0.00049795
Table | Compact Fluorescent |  | 3-Way CFL | 1 | 26 | Living Room | 1132314 | Living Room | 0.00049795
Floor lamp | Compact Fluorescent |  | Twist | 1 | 15 | Living Room | 1132314 | Living Room | 0.00049795
Table | Compact Fluorescent |  | Twist | 1 | 23 | Living Room | 1132314 | Living Room | 0.00049795
Wall Mount | Incandescent |  | Standard A Lamp | 1 | 60 | Bathroom | 1132315 | Bathroom | 0.00049795
Wall Mount | Compact Fluorescent |  | Twist | 1 | 15 | Bathroom | 1132315 | Bathroom | 0.00049795
Chandelier (Hanging) | Incandescent |  | Standard A Lamp | 1 | 60 | Master Bedroom | 1132316 | Master Bedroom | 0.00049795
Table | Incandescent |  | Standard A Lamp | 1 | 15 | Master Bedroom | 1132316 | Master Bedroom | 0.00049795
Ceiling Fixture | Compact Fluorescent |  | Twist | 2 | 15 | Master Bedroom | 1132316 | Master Bedroom | 0.00049795
Table | Incandescent |  | Standard A Lamp | 1 | 60 | Other | 1132317 | Other | 0.00049795
Ceiling Fixture | Compact Fluorescent |  | Twist | 2 | 22 | Other | 1132317 | Other | 0.00049795
Ceiling Fixture | Incandescent |  | Standard A Lamp | 1 | 60 | Bedroom | 113271 | Bedroom | 0.00049795
Table | Compact Fluorescent |  | Twist | 1 | 23 | Bedroom | 113271 | Bedroom | 0.00049795
Wall Mount | Incandescent |  | Globe | 4 | 60 | Bathroom | 113272 | Bathroom | 0.00049795
Ceiling Fixture | Incandescent |  | Standard A Lamp | 1 | 60 | Bathroom | 113272 | Bathroom | 0.00049795
Wall Mount | Incandescent |  | Reflector | 1 | 7 | Bathroom | 113272 | Bathroom | 0.00049795
Chandelier (Hanging) | Compact Fluorescent |  | Twist | 1 | 26 | Dining Room | 113273 | Dining Room | 0.00049795
Chandelier (Hanging) | Incandescent |  | Standard A Lamp | 1 | 60 | Hall | 113274 | Hall | 0.00049795
Ceiling Fixture | Linear Fluorescent | 48 | T-12 | 1 | 40 | Garage | 113275 | Garage | 0.00049795
Ceiling Fixture | Linear Fluorescent | 48 | T-12 | 2 | 40 | Garage | 113275 | Garage | 0.00049795
Ceiling Fixture | Linear Fluorescent | 48 | T-12 | 4 | 48 | Garage | 113275 | Garage | 0.00049795
Garage door opener | Incandescent |  | Standard A Lamp | 2 | 60 | Garage | 113275 | Garage | 0.00049795
Ceiling Fixture | Incandescent |  | Standard A Lamp | 1 | 60 | Hall | 113276 | Hall | 0.00049795
Ceiling Fixture | Linear Fluorescent | 48 | T-12 | 1 | 40 | Kitchen | 113277 | Kitchen | 0.00049795
Ceiling Fixture | Incandescent |  | Standard A Lamp | 1 | 60 | Kitchen | 113277 | Kitchen | 0.00049795
Low bay | Linear Fluorescent | 48 | T-12 | 2 | 40 | Laundry Room | 113278 | Laundry Room | 0.00049795
Table | Compact Fluorescent |  | Twist | 1 | 26 | Living Room | 113279 | Living Room | 0.00049795
Ceiling Fan | Incandescent |  | Standard A Lamp | 3 | 60 | Living Room | 113279 | Living Room | 0.00049795
Floor lamp | Compact Fluorescent |  | Twist | 3 | 15 | Living Room | 113279 | Living Room | 0.00049795
Chandelier (Hanging) | Incandescent |  | Standard A Lamp | 1 | 60 | Living Room | 113279 | Living Room | 0.00049795
Ceiling Fixture | Incandescent |  | Standard A Lamp | 2 | 60 | Master Bedroom | 1132710 | Master Bedroom | 0.00049795
Table | Incandescent |  | Standard A Lamp | 1 | 60 | Master Bedroom | 1132710 | Master Bedroom | 0.00049795
Ceiling Fixture | Incandescent |  | Standard A Lamp | 2 | 60 | Office | 1132711 | Office | 0.00049795
Wall Mount | Incandescent |  | Globe | 4 | 40 | Bathroom | 113321 | Bathroom | 0.0012318
Ceiling Fixture | Compact Fluorescent |  | Twist | 2 | 15 | Bedroom | 113322 | Bedroom | 0.0012318
Ceiling Fixture | Incandescent |  | Standard A Lamp | 1 | 60 | Bedroom | 113323 | Bedroom | 0.0012318
Ceiling Fixture | Compact Fluorescent |  | Twist | 2 | 15 | Bedroom | 113324 | Bedroom | 0.0012318
Chandelier (Hanging) | Incandescent |  | Mini base | 5 | 25 | Dining Room | 113325 | Dining Room | 0.0012318
Track | Compact Fluorescent |  | Reflector | 3 | 22 | Family Room | 113326 | Family Room | 0.0012318
Table | Compact Fluorescent |  | Twist | 1 | 15 | Family Room | 113326 | Family Room | 0.0012318
Ceiling Fixture | Compact Fluorescent |  | Twist | 1 | 15 | Garage | 113327 | Garage | 0.0012318
Ceiling Fixture | Incandescent |  | Standard A Lamp | 1 | 60 | Hall | 113328 | Hall | 0.0012318
Track | Incandescent |  | Reflector | 3 | 65 | Kitchen | 113329 | Kitchen | 0.0012318
Floor lamp | Incandescent |  | Standard A Lamp | 1 | 60 | Living Room | 1133210 | Living Room | 0.0012318
Wall Mount | Incandescent |  | Globe | 4 | 40 | Bathroom | 1133211 | Bathroom | 0.0012318
Table | Compact Fluorescent |  | Twist | 1 | 15 | Master Bedroom | 1133212 | Master Bedroom | 0.0012318
Ceiling Fixture | Compact Fluorescent |  | Twist | 2 | 15 | Kitchen | 113391 | Kitchen | 0.00037892
Ceiling Fan | Compact Fluorescent |  | Twist | 5 | 15 | Dining Room | 113392 | Dining Room | 0.00037892
Recessed Can | Incandescent |  | Reflector | 1 | 65 | Living Room | 113393 | Living Room | 0.00037892
Recessed Can | Incandescent |  | Standard A Lamp | 1 | 75 | Living Room | 113393 | Living Room | 0.00037892
Recessed Can | Incandescent |  | Reflector | 1 | 100 | Living Room | 113393 | Living Room | 0.00037892
Ceiling Fixture | Incandescent |  | Standard A Lamp | 1 | 65 | Hall | 113394 | Hall | 0.00037892
Ceiling Fan | Compact Fluorescent |  | Twist | 5 | 15 | Master Bedroom | 113395 | Master Bedroom | 0.00037892
Table | Incandescent |  | Standard A Lamp | 1 | 60 | Master Bedroom | 113395 | Master Bedroom | 0.00037892
Table | Compact Fluorescent |  | Twist | 1 | 15 | Master Bedroom | 113395 | Master Bedroom | 0.00037892
Chandelier (Hanging) | Compact Fluorescent |  | Twist | 1 | 15 | Office | 113396 | Office | 0.00037892
Ceiling Fan | Incandescent |  | Standard A Lamp | 3 | 60 | Bedroom | 113397 | Bedroom | 0.00037892
Wall Mount | Compact Fluorescent |  | Twist | 4 | 15 | Bathroom | 113398 | Bathroom | 0.00037892
Ceiling Fixture | Incandescent |  | Standard A Lamp | 2 | 60 | Garage | 113399 | Garage | 0.00037892
Ceiling Fixture | Compact Fluorescent |  | Twist | 1 | 15 | Garage | 113399 | Garage | 0.00037892
Garage door opener | Incandescent |  | Standard A Lamp | 3 | 60 | Garage | 113399 | Garage | 0.00037892
Table | Incandescent |  | 3-Way Incandescent | 1 | 75 | Living Room | 113411 | Living Room | 0.000364
Wall Mount | Compact Fluorescent |  | Twist | 2 | 23 | Living Room | 113411 | Living Room | 0.000364
Wall Mount | Compact Fluorescent |  | Twist | 2 | 18 | Living Room | 113411 | Living Room | 0.000364
Ceiling Fixture | Compact Fluorescent |  | Globe | 4 | 18 | Bedroom | 113412 | Bedroom | 0.000364
Table | Compact Fluorescent |  | Twist | 1 | 23 | Bedroom | 113412 | Bedroom | 0.000364
Table | Incandescent |  | 3-Way Incandescent | 1 | 100 | Bedroom | 113412 | Bedroom | 0.000364
Ceiling Fixture | Incandescent |  | Standard A Lamp | 1 | 60 | Closet | 113413 | Closet | 0.000364
Ceiling Fixture | Compact Fluorescent |  | Twist | 1 | 23 | Bathroom | 113414 | Bathroom | 0.000364
Ceiling Fixture | Incandescent |  | Globe | 4 | 40 | Laundry Room | 113415 | Laundry Room | 0.000364
Ceiling Fixture | Linear Fluorescent | 48 | T-12 | 1 | 40 | Laundry Room | 113415 | Laundry Room | 0.000364
Ceiling Fixture | Incandescent |  | Standard A Lamp | 1 | 60 | Bathroom | 113416 | Bathroom | 0.000364
Ceiling Fixture | Incandescent |  | Standard A Lamp | 1 | 60 | Garage | 113417 | Garage | 0.000364
Garage door opener | Incandescent |  | Standard A Lamp | 1 | 60 | Garage | 113417 | Garage | 0.000364
Wall Mount | Incandescent |  | Standard A Lamp | 1 | 60 | Garage | 113417 | Garage | 0.000364
Ceiling Fixture | Compact Fluorescent |  | Twist | 1 | 23 | Other | 113418 | Other | 0.000364
Ceiling Fixture | Linear Fluorescent | 48 | T-12 | 2 | 40 | Other | 113418 | Other | 0.000364
Ceiling Fixture | Incandescent |  | Standard A Lamp | 1 | 100 | Other | 113418 | Other | 0.000364
Ceiling Fixture | Incandescent |  | Globe | 4 | 40 | Kitchen | 113419 | Kitchen | 0.000364
Chandelier (Hanging) | Incandescent |  | Globe | 3 | 40 | Kitchen | 113419 | Kitchen | 0.000364
Chandelier (Hanging) | Incandescent |  | Mini base | 5 | 40 | Dining Room | 1134110 | Dining Room | 0.000364
Table | Incandescent |  | 3-Way Incandescent | 1 | 100 | Living Room | 1134111 | Living Room | 0.000364
Floor lamp | Incandescent |  | 3-Way Incandescent | 1 | 100 | Living Room | 1134111 | Living Room | 0.000364
Floor lamp | Compact Fluorescent |  | Twist | 1 | 19 | Living Room | 1134111 | Living Room | 0.000364
Ceiling Fixture | Incandescent |  | Globe | 4 | 40 | Hall | 1134112 | Hall | 0.000364
Ceiling Fixture | Incandescent |  | Standard A Lamp | 2 | 60 | Office | 1134113 | Office | 0.000364
Table | Incandescent |  | 3-Way Incandescent | 1 | 100 | Office | 1134113 | Office | 0.000364
Ceiling Fixture | Compact Fluorescent |  | Twist | 2 | 19 | Bedroom | 1134114 | Bedroom | 0.000364
Table | Compact Fluorescent |  | Twist | 1 | 19 | Bedroom | 1134114 | Bedroom | 0.000364
Table | Incandescent |  | Standard A Lamp | 1 | 25 | Bedroom | 1134114 | Bedroom | 0.000364
Ceiling Fixture | Incandescent |  | Standard A Lamp | 1 | 40 | Bathroom | 1134115 | Bathroom | 0.000364
Ceiling Fixture | Incandescent |  | Heat Lamp | 1 | 250 | Bathroom | 1134115 | Bathroom | 0.000364
Ceiling Fixture | Incandescent |  | Standard A Lamp | 2 | 60 | Bedroom | 1134116 | Bedroom | 0.000364
Table | Incandescent |  | Standard A Lamp | 1 | 60 | Bedroom | 1134116 | Bedroom | 0.000364
Floor lamp | Halogen |  | MR | 1 | 50 | Laundry Room | 113421 | Laundry Room | 0.0012318
Ceiling Fixture | Compact Fluorescent |  | Twist | 1 | 15 | Laundry Room | 113422 | Laundry Room | 0.0012318
Ceiling Fixture | Compact Fluorescent |  | Twist | 1 | 15 | Closet | 113423 | Closet | 0.0012318
Wall Mount | Compact Fluorescent |  | Twist | 4 | 15 | Bathroom | 113424 | Bathroom | 0.0012318
Table | Compact Fluorescent |  | Twist | 1 | 15 | Garage | 113425 | Garage | 0.0012318
Table | Incandescent |  | Standard A Lamp | 1 | 60 | Garage | 113425 | Garage | 0.0012318
Ceiling Fixture | Linear Fluorescent | 48 | T-12 | 2 | 40 | Garage | 113425 | Garage | 0.0012318
Wall Mount | Compact Fluorescent |  | A shape bulb | 3 | 15 | Bathroom | 113426 | Bathroom | 0.0012318
Ceiling Fan | Incandescent |  | Clear | 4 | 25 | Laundry Room | 113427 | Laundry Room | 0.0012318
Recessed Can | Incandescent |  | Reflector | 1 | 65 | Kitchen | 113428 | Kitchen | 0.0012318
Track | Halogen |  | PAR | 5 | 50 | Kitchen | 113428 | Kitchen | 0.0012318
Other | Linear Fluorescent | 18 | T-8 | 2 | 20 | Kitchen | 113428 | Kitchen | 0.0012318
Ceiling Fixture | Compact Fluorescent |  | A shape bulb | 1 | 15 | Hall | 113429 | Hall | 0.0012318
Chandelier (Hanging) | Compact Fluorescent |  | Twist | 5 | 15 | Dining Room | 1134210 | Dining Room | 0.0012318
Ceiling Fixture | Compact Fluorescent |  | Twist | 2 | 15 | Bedroom | 1134211 | Bedroom | 0.0012318
Ceiling Fixture | Compact Fluorescent |  | Twist | 1 | 15 | Hall | 1134212 | Hall | 0.0012318
Ceiling Fixture | Compact Fluorescent |  | Twist | 2 | 15 | Bedroom | 1134213 | Bedroom | 0.0012318
Table | Compact Fluorescent |  | Twist | 1 | 15 | Bedroom | 1134213 | Bedroom | 0.0012318
Table | Compact Fluorescent |  | Twist | 1 | 22 | Master Bedroom | 1134214 | Master Bedroom | 0.0012318
Wall Mount | Compact Fluorescent |  | Twist | 3 | 15 | Bathroom | 113461 | Bathroom | 0.0012318
Ceiling Fixture | Compact Fluorescent |  | Twist | 2 | 15 | Bedroom | 113462 | Bedroom | 0.0012318
Ceiling Fan | Compact Fluorescent |  | Twist | 2 | 15 | Bedroom | 113463 | Bedroom | 0.0012318
Table | Compact Fluorescent |  | Twist | 1 | 15 | Bedroom | 113463 | Bedroom | 0.0012318
Ceiling Fixture | Compact Fluorescent |  | Twist | 1 | 15 | Closet | 113464 | Closet | 0.0012318
Chandelier (Hanging) | Compact Fluorescent |  | Twist | 3 | 15 | Dining Room | 113465 | Dining Room | 0.0012318
Ceiling Fixture | Linear Fluorescent | 48 | T-8 | 2 | 32 | Garage | 113466 | Garage | 0.0012318
Recessed Can | Compact Fluorescent |  | Reflector | 1 | 22 | Hall | 113467 | Hall | 0.0012318
Recessed Can | Compact Fluorescent |  | Reflector | 1 | 22 | Kitchen | 113468 | Kitchen | 0.0012318
Chandelier (Hanging) | Halogen |  | MR | 1 | 35 | Kitchen | 113468 | Kitchen | 0.0012318
Ceiling Fan | Compact Fluorescent |  | Twist | 1 | 15 | Laundry Room | 113469 | Laundry Room | 0.0012318
Chandelier (Hanging) | Compact Fluorescent |  | Twist | 3 | 15 | Living Room | 1134610 | Living Room | 0.0012318
Table | Compact Fluorescent |  | Twist | 1 | 15 | Living Room | 1134610 | Living Room | 0.0012318
Wall Mount | Compact Fluorescent |  | Twist | 4 | 15 | Bathroom | 1134611 | Bathroom | 0.0012318
Ceiling Fan | Compact Fluorescent |  | Twist | 3 | 15 | Master Bedroom | 1134612 | Master Bedroom | 0.0012318
Ceiling Fixture | Compact Fluorescent |  | Twist | 1 | 15 | Dining Room | 1134613 | Dining Room | 0.0012318
Chandelier (Hanging) | Incandescent |  | Globe | 1 | 60 | Dining Room | 113471 | Dining Room | 0.0012318
Ceiling Fixture | Incandescent |  | Standard A Lamp | 1 | 60 | Hall | 113472 | Hall | 0.0012318
Ceiling Fixture | Incandescent |  | Decorative | 1 | 60 | Garage | 113473 | Garage | 0.0012318
Ceiling Fixture | Compact Fluorescent |  | Twist | 2 | 15 | Bedroom | 113474 | Bedroom | 0.0012318
Recessed Can | Compact Fluorescent |  | Reflector | 1 | 15 | Hall | 113475 | Hall | 0.0012318
Wall Mount | Incandescent |  | Clear | 3 | 60 | Bathroom | 113476 | Bathroom | 0.0012318
Ceiling Fixture | Compact Fluorescent |  | Twist | 1 | 15 | Closet | 113477 | Closet | 0.0012318
Recessed Can | Incandescent |  | Reflector | 1 | 100 | Kitchen | 113478 | Kitchen | 0.0012318
Ceiling Fixture | Incandescent |  | Standard A Lamp | 1 | 60 | Laundry Room | 113479 | Laundry Room | 0.0012318
Ceiling Fixture | Compact Fluorescent |  | Twist | 2 | 15 | Living Room | 1134710 | Living Room | 0.0012318
Floor lamp | Incandescent |  | Standard A Lamp | 1 | 100 | Living Room | 1134710 | Living Room | 0.0012318
Floor lamp | Incandescent |  | 3-Way Incandescent | 1 | 150 | Living Room | 1134710 | Living Room | 0.0012318
Wall Mount | Incandescent |  | Globe | 4 | 60 | Bathroom | 1134711 | Bathroom | 0.0012318
Ceiling Fixture | Compact Fluorescent |  | Twist | 2 | 15 | Master Bedroom | 1134712 | Master Bedroom | 0.0012318
Ceiling Fan | Incandescent |  | Standard A Lamp | 1 | 60 | Master Bedroom | 1134712 | Master Bedroom | 0.0012318
Table | Incandescent |  | Standard A Lamp | 1 | 100 | Master Bedroom | 1134712 | Master Bedroom | 0.0012318
Ceiling Fixture | Compact Fluorescent |  | Twist | 1 | 15 | Office | 1134713 | Office | 0.0012318
Table | Incandescent |  | Mini base | 2 | 32 | Office | 1134713 | Office | 0.0012318
Ceiling Fixture | Compact Fluorescent |  | Twist | 3 | 15 | Dining Room | 1134714 | Dining Room | 0.0012318
Wall Mount | Linear Fluorescent | 48 | T-8 | 2 | 32 | Garage | 1134715 | Garage | 0.0012318
Wall Mount | Incandescent |  | Clear | 3 | 40 | Bathroom | 113491 | Bathroom | 0.0012318
Wall Mount | Incandescent |  | Clear | 4 | 60 | Bathroom | 113492 | Bathroom | 0.0012318
Ceiling Fixture | Incandescent |  | Standard A Lamp | 2 | 60 | Bedroom | 113493 | Bedroom | 0.0012318
Ceiling Fixture | Incandescent |  | Standard A Lamp | 2 | 60 | Bedroom | 113494 | Bedroom | 0.0012318
Ceiling Fixture | Incandescent |  | Standard A Lamp | 1 | 60 | Closet | 113495 | Closet | 0.0012318
Chandelier (Hanging) | Incandescent |  | Clear | 5 | 60 | Dining Room | 113496 | Dining Room | 0.0012318
Ceiling Fixture | Linear Fluorescent | 96 | T-12 | 2 | 40 | Garage | 113497 | Garage | 0.0012318
Ceiling Fixture | Incandescent |  | Standard A Lamp | 2 | 60 | Hall | 113498 | Hall | 0.0012318
Recessed Can | Incandescent |  | Reflector | 1 | 65 | Kitchen | 113499 | Kitchen | 0.0012318
Ceiling Fixture | Incandescent |  | Standard A Lamp | 2 | 40 | Laundry Room | 1134910 | Laundry Room | 0.0012318
Floor lamp | Compact Fluorescent |  | Twist | 1 | 15 | Living Room | 1134911 | Living Room | 0.0012318
Wall Mount | Incandescent |  | Clear | 4 | 60 | Bathroom | 1134912 | Bathroom | 0.0012318
Ceiling Fixture | Incandescent |  | Standard A Lamp | 2 | 60 | Master Bedroom | 1134913 | Master Bedroom | 0.0012318
Ceiling Fixture | Incandescent |  | Standard A Lamp | 1 | 60 | Hall | 1134914 | Hall | 0.0012318
Ceiling Fixture | Incandescent |  | Standard A Lamp | 1 | 60 | Bathroom | 113521 | Bathroom | 0.0017229
Recessed Can | Incandescent |  | Reflector | 1 | 75 | Bathroom | 113521 | Bathroom | 0.0017229
Ceiling Fixture | Compact Fluorescent |  | Twist | 2 | 15 | Bedroom | 113522 | Bedroom | 0.0017229
Track | Compact Fluorescent |  | Twist | 3 | 20 | Bedroom | 113522 | Bedroom | 0.0017229
Recessed Can | Compact Fluorescent |  | Reflector | 1 | 22 | Closet | 113523 | Closet | 0.0017229
Chandelier (Hanging) | Incandescent |  | Standard A Lamp | 3 | 60 | Dining Room | 113524 | Dining Room | 0.0017229
Chandelier (Hanging) | Incandescent |  | Standard A Lamp | 2 | 40 | Dining Room | 113524 | Dining Room | 0.0017229
Wall Mount | Incandescent |  | Standard A Lamp | 1 | 60 | Hall | 113525 | Hall | 0.0017229
Ceiling Fixture | Incandescent |  | Standard A Lamp | 1 | 60 | Hall | 113526 | Hall | 0.0017229
Recessed Can | Incandescent |  | Reflector | 1 | 65 | Kitchen | 113527 | Kitchen | 0.0017229
Other | Incandescent |  | Standard A Lamp | 2 | 40 | Kitchen | 113527 | Kitchen | 0.0017229
Ceiling Fixture | Incandescent |  | Standard A Lamp | 2 | 60 | Laundry Room | 113528 | Laundry Room | 0.0017229
Ceiling Fixture | Incandescent |  | Standard A Lamp | 1 | 40 | Laundry Room | 113528 | Laundry Room | 0.0017229
Ceiling Fixture | Compact Fluorescent |  | Twist | 2 | 15 | Living Room | 113529 | Living Room | 0.0017229
Floor lamp | Incandescent |  | Standard A Lamp | 1 | 75 | Living Room | 113529 | Living Room | 0.0017229
Wall Mount | Incandescent |  | Mini base | 1 | 60 | Living Room | 113529 | Living Room | 0.0017229
Table | Incandescent |  | 3-Way Incandescent | 1 | 100 | Living Room | 113529 | Living Room | 0.0017229
Wall Mount | Incandescent |  | Mini base | 1 | 60 | Bathroom | 1135210 | Bathroom | 0.0017229
Ceiling Fixture | Incandescent |  | Standard A Lamp | 1 | 60 | Bathroom | 1135210 | Bathroom | 0.0017229
Wall Mount | Incandescent |  | Reflector | 1 | 30 | Master Bedroom | 1135211 | Master Bedroom | 0.0017229
Table | Incandescent |  | 3-Way Incandescent | 1 | 100 | Master Bedroom | 1135211 | Master Bedroom | 0.0017229
Ceiling Fixture | Compact Fluorescent |  | Twist | 2 | 15 | Bedroom | 1135212 | Bedroom | 0.0017229
Ceiling Fixture | Incandescent |  | Standard A Lamp | 2 | 60 | Office | 1135213 | Office | 0.0017229
Table | Incandescent |  | Standard A Lamp | 1 | 60 | Office | 1135213 | Office | 0.0017229
Ceiling Fixture | Compact Fluorescent |  | Twist | 2 | 15 | Bathroom | 113751 | Bathroom | 0.00037892
Ceiling Fixture | Compact Fluorescent |  | Twist | 1 | 15 | Bedroom | 113752 | Bedroom | 0.00037892
Table | Incandescent |  | Standard A Lamp | 1 | 60 | Bedroom | 113752 | Bedroom | 0.00037892
Table | Incandescent |  | Decorative | 1 | 40 | Bedroom | 113752 | Bedroom | 0.00037892
Table | Halogen |  | Quartz Tube | 1 | 50 | Bedroom | 113752 | Bedroom | 0.00037892
Ceiling Fan | Incandescent |  | Standard A Lamp | 1 | 60 | Other | 113753 | Other | 0.00037892
Floor lamp | Other |  | LED Interior | 1 | 12 | Other | 113753 | Other | 0.00037892
Recessed Can | Incandescent |  | Standard A Lamp | 1 | 25 | Bathroom | 113754 | Bathroom | 0.00037892
Wall Mount | Incandescent |  | Decorative | 2 | 25 | Bathroom | 113754 | Bathroom | 0.00037892
Recessed Can | Compact Fluorescent |  | Twist | 1 | 15 | Other | 113755 | Other | 0.00037892
Chandelier (Hanging) | Incandescent |  | Decorative | 4 | 25 | Dining Room | 113756 | Dining Room | 0.00037892
Table | Incandescent |  | Standard A Lamp | 1 | 60 | Dining Room | 113756 | Dining Room | 0.00037892
Ceiling Fixture | Compact Fluorescent |  | Straight Tube | 3 | 15 | Hall | 113757 | Hall | 0.00037892
Track | Halogen |  | MR | 6 | 50 | Kitchen | 113758 | Kitchen | 0.00037892
Architectural | Halogen |  | MR | 3 | 50 | Kitchen | 113758 | Kitchen | 0.00037892
Recessed Can | Compact Fluorescent |  | Twist | 1 | 15 | Laundry Room | 113759 | Laundry Room | 0.00037892
Table | Incandescent |  | Standard A Lamp | 1 | 60 | Living Room | 1137510 | Living Room | 0.00037892
Table | Compact Fluorescent |  | Twist | 1 | 15 | Living Room | 1137510 | Living Room | 0.00037892
Floor lamp | Halogen |  | Other | 1 | 50 | Living Room | 1137510 | Living Room | 0.00037892
Table | Incandescent |  | Decorative | 1 | 40 | Living Room | 1137510 | Living Room | 0.00037892
Recessed Can | Compact Fluorescent |  | Twist | 1 | 15 | Bathroom | 1137511 | Bathroom | 0.00037892
Recessed Can | Incandescent |  | Heat Lamp | 1 | 60 | Bathroom | 1137511 | Bathroom | 0.00037892
Wall Mount | Compact Fluorescent |  | Twist | 3 | 15 | Bathroom | 1137511 | Bathroom | 0.00037892
Ceiling Fixture | Compact Fluorescent |  | Straight Tube | 3 | 15 | Bedroom | 1137512 | Bedroom | 0.00037892
Table | Halogen |  | Other | 1 | 30 | Bedroom | 1137512 | Bedroom | 0.00037892
Table | Halogen |  | Other | 1 | 30 | Bedroom | 1137512 | Bedroom | 0.00037892
Chandelier (Hanging) | Incandescent |  | Standard A Lamp | 3 | 40 | Bedroom | 1137512 | Bedroom | 0.00037892
Ceiling Fixture | Compact Fluorescent |  | Twist | 1 | 15 | Closet | 1137513 | Closet | 0.00037892
Ceiling Fixture | Compact Fluorescent |  | Straight Tube | 3 | 15 | Office | 1137514 | Office | 0.00037892
Table | Halogen |  | MR | 1 | 50 | Office | 1137514 | Office | 0.00037892
Table | Compact Fluorescent |  | Straight Tube | 1 | 15 | Office | 1137514 | Office | 0.00037892
Floor lamp | Compact Fluorescent |  | Twist | 1 | 15 | Office | 1137514 | Office | 0.00037892
Recessed Can | Incandescent |  | Standard A Lamp | 1 | 25 | Bedroom | 1137515 | Bedroom | 0.00037892
Recessed Can | Incandescent |  | Standard A Lamp | 1 | 25 | Family Room | 1137516 | Family Room | 0.00037892
Table | Halogen |  | Other | 1 | 50 | Family Room | 1137516 | Family Room | 0.00037892
Ceiling Fixture | Incandescent |  | Standard A Lamp | 1 | 60 | Family Room | 1137516 | Family Room | 0.00037892
Wall Mount | Compact Fluorescent |  | Twist | 2 | 15 | Bathroom | 113771 | Bathroom | 0.0012318
Ceiling Fixture | Compact Fluorescent |  | Twist | 1 | 15 | Bathroom | 113772 | Bathroom | 0.0012318
Wall Mount | Compact Fluorescent |  | Globe | 8 | 22 | Bathroom | 113772 | Bathroom | 0.0012318
Wall Mount | Incandescent |  | Globe | 5 | 40 | Bathroom | 113773 | Bathroom | 0.0012318
Ceiling Fixture | Compact Fluorescent |  | Twist | 1 | 15 | Bathroom | 113773 | Bathroom | 0.0012318
Wall Mount | Compact Fluorescent |  | Twist | 1 | 15 | Other | 113774 | Other | 0.0012318
Floor lamp | Incandescent |  | Standard A Lamp | 1 | 150 | Family Room | 113775 | Family Room | 0.0012318
Floor lamp | Compact Fluorescent |  | Twist | 1 | 15 | Family Room | 113775 | Family Room | 0.0012318
Wall Mount | Compact Fluorescent |  | Twist | 1 | 15 | Family Room | 113775 | Family Room | 0.0012318
Ceiling Fixture | Compact Fluorescent |  | Twist | 1 | 15 | Family Room | 113776 | Family Room | 0.0012318
Floor lamp | Compact Fluorescent |  | Twist | 3 | 15 | Family Room | 113776 | Family Room | 0.0012318
Ceiling Fixture | Linear Fluorescent | 48 | T-12 | 2 | 40 | Garage | 113777 | Garage | 0.0012318
Ceiling Fixture | Linear Fluorescent | 48 | T-8 | 2 | 32 | Garage | 113777 | Garage | 0.0012318
Garage door opener | Incandescent |  | Standard A Lamp | 1 | 60 | Garage | 113777 | Garage | 0.0012318
Ceiling Fixture | Compact Fluorescent |  | Twist | 1 | 15 | Hall | 113778 | Hall | 0.0012318
Ceiling Fixture | Compact Fluorescent |  | Twist | 1 | 15 | Hall | 113779 | Hall | 0.0012318
Recessed Can | Compact Fluorescent |  | Flood | 1 | 15 | Kitchen | 1137710 | Kitchen | 0.0012318
Chandelier (Hanging) | Compact Fluorescent |  | Flood | 1 | 15 | Kitchen | 1137710 | Kitchen | 0.0012318
Ceiling Fixture | Incandescent |  | Standard A Lamp | 1 | 60 | Kitchen | 1137710 | Kitchen | 0.0012318
Ceiling Fixture | Compact Fluorescent |  | Twist | 1 | 15 | Kitchen | 1137710 | Kitchen | 0.0012318
Ceiling Fixture | Compact Fluorescent |  | A shape bulb | 1 | 15 | Laundry Room | 1137711 | Laundry Room | 0.0012318
Chandelier (Hanging) | Incandescent |  | Globe | 5 | 40 | Living Room | 1137712 | Living Room | 0.0012318
Table | Incandescent |  | 3-Way Incandescent | 1 | 75 | Living Room | 1137712 | Living Room | 0.0012318
Ceiling Fan | Incandescent |  | Standard A Lamp | 3 | 40 | Master Bedroom | 1137713 | Master Bedroom | 0.0012318
Table | Compact Fluorescent |  | Twist | 1 | 15 | Master Bedroom | 1137713 | Master Bedroom | 0.0012318
Table | Incandescent |  | Standard A Lamp | 1 | 60 | Master Bedroom | 1137713 | Master Bedroom | 0.0012318
Ceiling Fixture | Compact Fluorescent |  | Twist | 2 | 15 | Office | 1137714 | Office | 0.0012318
Table | Compact Fluorescent |  | Twist | 1 | 22 | Office | 1137714 | Office | 0.0012318
Table | Compact Fluorescent |  | Twist | 1 | 15 | Office | 1137714 | Office | 0.0012318
Ceiling Fixture | Compact Fluorescent |  | Twist | 1 | 15 | Other | 1137715 | Other | 0.0012318
Table | Compact Fluorescent |  | Twist | 1 | 15 | Other | 1137715 | Other | 0.0012318
Ceiling Fixture | Compact Fluorescent |  | Twist | 1 | 13 | Closet | 1137716 | Closet | 0.0012318
Ceiling Fixture | Compact Fluorescent |  | Twist | 1 | 15 | Other | 1137717 | Other | 0.0012318
Floor lamp | Compact Fluorescent |  | Twist | 2 | 15 | Other | 1137717 | Other | 0.0012318
High bay | Compact Fluorescent |  | Reflector | 1 | 22 | Master Bedroom | 114091 | Master Bedroom | 0.00029524
Ceiling Fixture | Incandescent |  | Standard A Lamp | 1 | 60 | Bedroom | 114092 | Bedroom | 0.00029524
Wall Mount | Incandescent |  | Standard A Lamp | 3 | 60 | Bathroom | 114093 | Bathroom | 0.00029524
Ceiling Fixture | Linear Fluorescent | 24 | T-8 | 2 | 32 | Garage | 114094 | Garage | 0.00029524
Garage door opener | Incandescent |  | Standard A Lamp | 2 | 60 | Garage | 114094 | Garage | 0.00029524
Wall Mount | Incandescent |  | Standard A Lamp | 2 | 60 | Bathroom | 114095 | Bathroom | 0.00029524
Recessed Can | Compact Fluorescent |  | Reflector | 1 | 22 | Hall | 114096 | Hall | 0.00029524
Ceiling Fixture | Incandescent |  | Standard A Lamp | 1 | 60 | Kitchen | 114097 | Kitchen | 0.00029524
Table | Incandescent |  | Standard A Lamp | 1 | 60 | Living Room | 114098 | Living Room | 0.00029524
Recessed Can | Compact Fluorescent |  | Twist | 1 | 22 | Hall | 114099 | Hall | 0.00029524
Ceiling Fixture | Incandescent |  | Standard A Lamp | 2 | 60 | Family Room | 114111 | Family Room | 0.000364
Wall Mount | Compact Fluorescent |  | Twist | 4 | 13 | Bathroom | 114112 | Bathroom | 0.000364
Ceiling Fixture | Compact Fluorescent |  | Twist | 2 | 13 | Bedroom | 114113 | Bedroom | 0.000364
Table | Incandescent |  | 3-Way Incandescent | 1 | 100 | Bedroom | 114113 | Bedroom | 0.000364
Ceiling Fixture | Compact Fluorescent |  | Twist | 2 | 13 | Bedroom | 114114 | Bedroom | 0.000364
Ceiling Fixture | Compact Fluorescent |  | Twist | 3 | 13 | Bedroom | 114115 | Bedroom | 0.000364
Table | Compact Fluorescent |  | Twist | 1 | 13 | Bedroom | 114115 | Bedroom | 0.000364
Ceiling Fixture | Incandescent |  | Standard A Lamp | 1 | 60 | Closet | 114116 | Closet | 0.000364
Chandelier (Hanging) | Incandescent |  | Standard A Lamp | 3 | 75 | Dining Room | 114117 | Dining Room | 0.000364
Floor lamp | Incandescent |  | 3-Way Incandescent | 1 | 100 | Family Room | 114118 | Family Room | 0.000364
Ceiling Fixture | Compact Fluorescent |  | Twist | 1 | 22 | Garage | 114119 | Garage | 0.000364
Ceiling Fixture | Linear Fluorescent | 48 | T-12 | 2 | 40 | Garage | 114119 | Garage | 0.000364
Garage door opener | Incandescent |  | Clear | 1 | 75 | Garage | 114119 | Garage | 0.000364
Ceiling Fixture | Compact Fluorescent |  | Twist | 2 | 13 | Hall | 1141110 | Hall | 0.000364
Ceiling Fixture | Compact Fluorescent |  | Twist | 2 | 13 | Hall | 1141111 | Hall | 0.000364
Ceiling Fixture | Halogen |  | MR | 4 | 50 | Kitchen | 1141112 | Kitchen | 0.000364
Wall Mount | Halogen |  | Quartz Tube | 2 | 100 | Kitchen | 1141112 | Kitchen | 0.000364
Ceiling Fixture | Compact Fluorescent |  | Twist | 2 | 13 | Laundry Room | 1141113 | Laundry Room | 0.000364
Ceiling Fixture | Halogen |  | MR | 4 | 50 | Office | 1141114 | Office | 0.000364
Chandelier (Hanging) | Compact Fluorescent |  | Twist | 3 | 13 | Other | 1141115 | Other | 0.000364
Ceiling Fan | Incandescent |  | Clear | 4 | 60 | Family Room | 114141 | Family Room | 0.0012318
Recessed Can | Incandescent |  | Reflector | 1 | 65 | Family Room | 114141 | Family Room | 0.0012318
Ceiling Fixture | Linear Fluorescent | 96 | T-8 | 2 | 75 | Garage | 114142 | Garage | 0.0012318
Ceiling Fixture | Linear Fluorescent | 48 | T-8 | 2 | 32 | Garage | 114142 | Garage | 0.0012318
Ceiling Fixture | Linear Fluorescent | 48 | T-12 | 2 | 40 | Garage | 114142 | Garage | 0.0012318
Ceiling Fixture | Incandescent |  | Standard A Lamp | 1 | 60 | Garage | 114142 | Garage | 0.0012318
Ceiling Fixture | Incandescent |  | Standard A Lamp | 1 | 100 | Closet | 114143 | Closet | 0.0012318
Ceiling Fixture | Compact Fluorescent |  | Twist | 3 | 23 | Family Room | 114144 | Family Room | 0.0012318
Ceiling Fixture | Compact Fluorescent |  | Circline (Screw Base) | 1 | 23 | Family Room | 114144 | Family Room | 0.0012318
Floor lamp | Incandescent |  | 3-Way Incandescent | 1 | 100 | Family Room | 114144 | Family Room | 0.0012318
Floor lamp | Incandescent |  | 3-Way Incandescent | 1 | 200 | Family Room | 114144 | Family Room | 0.0012318
Table | Incandescent |  | Standard A Lamp | 1 | 60 | Family Room | 114144 | Family Room | 0.0012318
Ceiling Fixture | Incandescent |  | Standard A Lamp | 1 | 60 | Laundry Room | 114145 | Laundry Room | 0.0012318
Ceiling Fixture | Incandescent |  | Standard A Lamp | 1 | 75 | Garage | 114146 | Garage | 0.0012318
Garage door opener | Incandescent |  | Standard A Lamp | 2 | 40 | Garage | 114146 | Garage | 0.0012318
Ceiling Fixture | Incandescent |  | Standard A Lamp | 2 | 60 | Garage | 114146 | Garage | 0.0012318
Track | Halogen |  | PAR | 4 | 50 | Kitchen | 114147 | Kitchen | 0.0012318
Ceiling Fixture | Incandescent |  | Standard A Lamp | 2 | 60 | Kitchen | 114147 | Kitchen | 0.0012318
Other | Halogen |  | MR | 1 | 25 | Kitchen | 114147 | Kitchen | 0.0012318
Torchiere | Halogen |  | Quartz Tube | 1 | 300 | Living Room | 114148 | Living Room | 0.0012318
Ceiling Fixture | Incandescent |  | Standard A Lamp | 1 | 75 | Living Room | 114148 | Living Room | 0.0012318
Ceiling Fixture | Incandescent |  | Standard A Lamp | 1 | 60 | Hall | 114149 | Hall | 0.0012318
Wall Mount | Incandescent |  | Standard A Lamp | 3 | 60 | Bathroom | 1141410 | Bathroom | 0.0012318
Ceiling Fixture | Incandescent |  | Standard A Lamp | 2 | 40 | Master Bedroom | 1141411 | Master Bedroom | 0.0012318
Table | Incandescent |  | Standard A Lamp | 1 | 150 | Master Bedroom | 1141411 | Master Bedroom | 0.0012318
Ceiling Fixture | Incandescent |  | Standard A Lamp | 2 | 75 | Bedroom | 1141412 | Bedroom | 0.0012318
Ceiling Fixture | Incandescent |  | Standard A Lamp | 2 | 60 | Office | 1141413 | Office | 0.0012318
Table | Incandescent |  | Standard A Lamp | 1 | 75 | Office | 1141413 | Office | 0.0012318
Chandelier (Hanging) | Incandescent |  | Standard A Lamp | 1 | 75 | Hall | 1141414 | Hall | 0.0012318
Wall Mount | Incandescent |  | Standard A Lamp | 3 | 75 | Bathroom | 114161 | Bathroom | 0.00049795
Ceiling Fixture | Compact Fluorescent |  | Twist | 2 | 15 | Bedroom | 114162 | Bedroom | 0.00049795
Table | Compact Fluorescent |  | Twist | 1 | 15 | Bedroom | 114162 | Bedroom | 0.00049795
Chandelier (Hanging) | Compact Fluorescent |  | Twist | 1 | 15 | Bedroom | 114163 | Bedroom | 0.00049795
Ceiling Fixture | Compact Fluorescent |  | Twist | 2 | 15 | Closet | 114164 | Closet | 0.00049795
Chandelier (Hanging) | Incandescent |  | Standard A Lamp | 5 | 60 | Dining Room | 114165 | Dining Room | 0.00049795
Chandelier (Hanging) | Compact Fluorescent |  | Twist | 3 | 15 | Hall | 114166 | Hall | 0.00049795
Ceiling Fixture | Compact Fluorescent |  | Twist | 1 | 22 | Garage | 114167 | Garage | 0.00049795
Garage door opener | Incandescent |  | Standard A Lamp | 1 | 60 | Garage | 114167 | Garage | 0.00049795
Recessed Can | Compact Fluorescent |  | Reflector | 2 | 15 | Kitchen | 114168 | Kitchen | 0.00049795
Ceiling Fixture | Incandescent |  | Standard A Lamp | 2 | 40 | Living Room | 114169 | Living Room | 0.00049795
Recessed Can | Compact Fluorescent |  | Twist | 1 | 15 | Other | 1141610 | Other | 0.00049795
Floor lamp | Halogen |  | Quartz Tube | 1 | 30 | Other | 1141610 | Other | 0.00049795
Floor lamp | Compact Fluorescent |  | Twist | 1 | 15 | Living Room | 1141611 | Living Room | 0.00049795
Table | Compact Fluorescent |  | Twist | 1 | 15 | Living Room | 1141611 | Living Room | 0.00049795
Wall Mount | Incandescent |  | Standard A Lamp | 3 | 75 | Bathroom | 1141612 | Bathroom | 0.00049795
Ceiling Fixture | Incandescent |  | Decorative | 2 | 60 | Bathroom | 1141612 | Bathroom | 0.00049795
Ceiling Fan | Compact Fluorescent |  | Twist | 3 | 15 | Master Bedroom | 1141613 | Master Bedroom | 0.00049795
Wall Mount | Incandescent |  | Standard A Lamp | 2 | 75 | Bathroom | 1141614 | Bathroom | 0.00049795
Chandelier (Hanging) | Incandescent |  | Standard A Lamp | 3 | 60 | Hall | 1141615 | Hall | 0.00049795
Recessed Can | Compact Fluorescent |  | Reflector | 1 | 15 | Family Room | 1141616 | Family Room | 0.00049795
Table | Compact Fluorescent |  | Twist | 2 | 15 | Family Room | 1141616 | Family Room | 0.00049795
Ceiling Fan | Incandescent |  | Standard A Lamp | 1 | 60 | Bedroom | 114171 | Bedroom | 0.0012318
Table | Incandescent |  | Standard A Lamp | 1 | 60 | Bedroom | 114171 | Bedroom | 0.0012318
Ceiling Fixture | Incandescent |  | Standard A Lamp | 2 | 60 | Bedroom | 114172 | Bedroom | 0.0012318
Table | Incandescent |  | Standard A Lamp | 1 | 60 | Bedroom | 114172 | Bedroom | 0.0012318
Wall Mount | Incandescent |  | Clear | 4 | 60 | Bathroom | 114173 | Bathroom | 0.0012318
Ceiling Fixture | Incandescent |  | Standard A Lamp | 1 | 60 | Office | 114174 | Office | 0.0012318
Floor lamp | Incandescent |  | Standard A Lamp | 1 | 60 | Office | 114174 | Office | 0.0012318
Ceiling Fixture | Linear Fluorescent | 48 | T-12 | 2 | 40 | Garage | 114175 | Garage | 0.0012318
Garage door opener | Incandescent |  | Standard A Lamp | 1 | 60 | Garage | 114175 | Garage | 0.0012318
Ceiling Fixture | Compact Fluorescent |  | A shape bulb | 1 | 22 | Garage | 114175 | Garage | 0.0012318
Ceiling Fixture | Compact Fluorescent |  | Twist | 2 | 15 | Master Bedroom | 114176 | Master Bedroom | 0.0012318
Table | Halogen |  | PAR | 1 | 20 | Master Bedroom | 114176 | Master Bedroom | 0.0012318
Table | Compact Fluorescent |  | Twist | 1 | 15 | Master Bedroom | 114176 | Master Bedroom | 0.0012318
Ceiling Fixture | Incandescent |  | Standard A Lamp | 1 | 40 | Closet | 114177 | Closet | 0.0012318
Ceiling Fixture | Compact Fluorescent |  | Twist | 2 | 15 | Bathroom | 114178 | Bathroom | 0.0012318
Wall Mount | Incandescent |  | Standard A Lamp | 4 | 60 | Bathroom | 114178 | Bathroom | 0.0012318
Ceiling Fixture | Incandescent |  | Standard A Lamp | 2 | 60 | Hall | 114179 | Hall | 0.0012318
Floor lamp | Compact Fluorescent |  | Twist | 2 | 15 | Living Room | 1141710 | Living Room | 0.0012318
Ceiling Fixture | Incandescent |  | Standard A Lamp | 3 | 60 | Dining Room | 1141711 | Dining Room | 0.0012318
Ceiling Fixture | Halogen |  | PAR | 1 | 150 | Kitchen | 1141712 | Kitchen | 0.0012318
Ceiling Fan | Incandescent |  | Clear | 4 | 60 | Hall | 1141713 | Hall | 0.0012318
Ceiling Fixture | Incandescent |  | Globe | 1 | 40 | Bathroom | 114181 | Bathroom | 0.0017229
Ceiling Fixture | Compact Fluorescent |  | Twist | 1 | 14 | Bedroom | 114182 | Bedroom | 0.0017229
Table | Incandescent |  | Mini base | 3 | 60 | Bedroom | 114182 | Bedroom | 0.0017229
Ceiling Fixture | Compact Fluorescent |  | Twist | 1 | 14 | Bedroom | 114183 | Bedroom | 0.0017229
Table | Compact Fluorescent |  | Twist | 1 | 14 | Bedroom | 114183 | Bedroom | 0.0017229
Chandelier (Hanging) | Compact Fluorescent |  | Twist | 1 | 14 | Dining Room | 114184 | Dining Room | 0.0017229
Ceiling Fixture | Incandescent |  | Standard A Lamp | 1 | 135 | Garage | 114185 | Garage | 0.0017229
Ceiling Fixture | Incandescent |  | Standard A Lamp | 2 | 60 | Garage | 114185 | Garage | 0.0017229
Ceiling Fixture | Compact Fluorescent |  | Twist | 1 | 14 | Hall | 114186 | Hall | 0.0017229
Ceiling Fixture | Compact Fluorescent |  | Circline (Screw Base) | 1 | 22 | Kitchen | 114187 | Kitchen | 0.0017229
Recessed Can | Incandescent |  | Reflector | 1 | 65 | Kitchen | 114187 | Kitchen | 0.0017229
Chandelier (Hanging) | Compact Fluorescent |  | Twist | 1 | 13 | Kitchen | 114187 | Kitchen | 0.0017229
Ceiling Fan | Compact Fluorescent |  | Twist | 1 | 14 | Living Room | 114188 | Living Room | 0.0017229
Ceiling Fixture | Compact Fluorescent |  | Twist | 1 | 14 | Living Room | 114188 | Living Room | 0.0017229
Table | Compact Fluorescent |  | Twist | 2 | 14 | Living Room | 114188 | Living Room | 0.0017229
Wall Mount | Compact Fluorescent |  | Twist | 3 | 14 | Bathroom | 114189 | Bathroom | 0.0017229
Ceiling Fan | Compact Fluorescent |  | Twist | 2 | 14 | Master Bedroom | 1141810 | Master Bedroom | 0.0017229
Table | Incandescent |  | Globe | 1 | 40 | Master Bedroom | 1141810 | Master Bedroom | 0.0017229
Ceiling Fixture | Incandescent |  | Standard A Lamp | 1 | 60 | Bathroom | 114201 | Bathroom | 0.0017229
Wall Mount | Incandescent |  | Standard A Lamp | 3 | 60 | Bathroom | 114201 | Bathroom | 0.0017229
Ceiling Fixture | Incandescent |  | Standard A Lamp | 1 | 60 | Bathroom | 114202 | Bathroom | 0.0017229
Table | Incandescent |  | Standard A Lamp | 1 | 60 | Bedroom | 114203 | Bedroom | 0.0017229
Ceiling Fan | Incandescent |  | Standard A Lamp | 3 | 65 | Bedroom | 114203 | Bedroom | 0.0017229
Table | Compact Fluorescent |  | Pin base | 1 | 15 | Bedroom | 114203 | Bedroom | 0.0017229
Table | Incandescent |  | Standard A Lamp | 1 | 60 | Bedroom | 114204 | Bedroom | 0.0017229
Ceiling Fan | Incandescent |  | Standard A Lamp | 3 | 60 | Bedroom | 114204 | Bedroom | 0.0017229
Ceiling Fixture | Incandescent |  | Standard A Lamp | 1 | 60 | Closet | 114205 | Closet | 0.0017229
Table | Incandescent |  | Standard A Lamp | 1 | 60 | Family Room | 114206 | Family Room | 0.0017229
Ceiling Fixture | Incandescent |  | Standard A Lamp | 1 | 60 | Family Room | 114206 | Family Room | 0.0017229
Ceiling Fan | Incandescent |  | Standard A Lamp | 3 | 60 | Family Room | 114206 | Family Room | 0.0017229
Ceiling Fixture | Incandescent |  | Standard A Lamp | 1 | 60 | Garage | 114207 | Garage | 0.0017229
Garage door opener | Incandescent |  | Standard A Lamp | 2 | 60 | Garage | 114207 | Garage | 0.0017229
Ceiling Fixture | Incandescent |  | Standard A Lamp | 1 | 60 | Hall | 114208 | Hall | 0.0017229
Ceiling Fixture | Incandescent |  | Standard A Lamp | 3 | 60 | Kitchen | 114209 | Kitchen | 0.0017229
Recessed - other | Incandescent |  | Standard A Lamp | 1 | 40 | Kitchen | 114209 | Kitchen | 0.0017229
Ceiling Fixture | Linear Fluorescent | 36 | T-12 | 1 | 40 | Kitchen | 114209 | Kitchen | 0.0017229
Ceiling Fixture | Incandescent |  | Standard A Lamp | 1 | 60 | Laundry Room | 1142010 | Laundry Room | 0.0017229
Chandelier (Hanging) | Incandescent |  | Standard A Lamp | 5 | 60 | Living Room | 1142011 | Living Room | 0.0017229
Floor lamp | Incandescent |  | Standard A Lamp | 1 | 60 | Living Room | 1142011 | Living Room | 0.0017229
Ceiling Fan | Incandescent |  | Decorative | 3 | 40 | Living Room | 1142011 | Living Room | 0.0017229
Ceiling Fixture | Incandescent |  | Standard A Lamp | 1 | 60 | Living Room | 1142011 | Living Room | 0.0017229
Wall Mount | Incandescent |  | Globe | 8 | 25 | Bathroom | 114371 | Bathroom | 0.00037892
Ceiling Fixture | Incandescent |  | Standard A Lamp | 2 | 100 | Bathroom | 114371 | Bathroom | 0.00037892
Ceiling Fixture | Incandescent |  | Standard A Lamp | 1 | 100 | Hall | 114372 | Hall | 0.00037892
Recessed Can | Incandescent |  | Reflector | 1 | 65 | Hall | 114373 | Hall | 0.00037892
Recessed Can | Incandescent |  | Reflector | 1 | 65 | Closet | 114374 | Closet | 0.00037892
Ceiling Fan | Compact Fluorescent |  | Twist | 4 | 13 | Other | 114375 | Other | 0.00037892
Floor lamp | Incandescent |  | Standard A Lamp | 2 | 100 | Dining Room | 114376 | Dining Room | 0.00037892
Chandelier (Hanging) | Incandescent |  | Reflector | 4 | 65 | Dining Room | 114376 | Dining Room | 0.00037892
Wall Mount | Incandescent |  | Standard A Lamp | 1 | 75 | Other | 114377 | Other | 0.00037892
Recessed Can | Incandescent |  | Reflector | 1 | 65 | Bedroom | 114378 | Bedroom | 0.00037892
Ceiling Fixture | Incandescent |  | Standard A Lamp | 1 | 65 | Bedroom | 114378 | Bedroom | 0.00037892
Floor lamp | Incandescent |  | Decorative | 6 | 25 | Living Room | 114379 | Living Room | 0.00037892
Floor lamp | Incandescent |  | Decorative | 1 | 25 | Living Room | 114379 | Living Room | 0.00037892
Table | Incandescent |  | Colored | 1 | 25 | Living Room | 114379 | Living Room | 0.00037892
Table | Compact Fluorescent |  | Twist | 1 | 13 | Living Room | 114379 | Living Room | 0.00037892
Recessed Can | Incandescent |  | Reflector | 1 | 65 | Family Room | 1143710 | Family Room | 0.00037892
Recessed Can | Incandescent |  | Reflector | 1 | 30 | Family Room | 1143710 | Family Room | 0.00037892
Wall Mount | Incandescent |  | Standard A Lamp | 3 | 100 | Garage | 1143711 | Garage | 0.00037892
Ceiling Fan | Incandescent |  | 3-Way Incandescent | 4 | 150 | Bedroom | 1143712 | Bedroom | 0.00037892
Table | Compact Fluorescent |  | A shape bulb | 1 | 15 | Bedroom | 1143712 | Bedroom | 0.00037892
Ceiling Fan | Incandescent |  | Standard A Lamp | 4 | 60 | Bedroom | 1143713 | Bedroom | 0.00037892
Table | Incandescent |  | Colored | 1 | 40 | Bedroom | 1143713 | Bedroom | 0.00037892
Recessed Can | Halogen |  | PAR | 1 | 90 | Kitchen | 1143714 | Kitchen | 0.00037892
Other | Halogen |  | Other | 1 | 20 | Kitchen | 1143714 | Kitchen | 0.00037892
Chandelier (Hanging) | Incandescent |  | Standard A Lamp | 1 | 40 | Kitchen | 1143714 | Kitchen | 0.00037892
Recessed Can | Incandescent |  | Reflector | 1 | 30 | Bathroom | 1143716 | Bathroom | 0.00037892
Ceiling Fan | Incandescent |  | Standard A Lamp | 4 | 40 | Master Bedroom | 1143717 | Master Bedroom | 0.00037892
Table | Incandescent |  | Standard A Lamp | 1 | 40 | Master Bedroom | 1143717 | Master Bedroom | 0.00037892
Wall Mount | Incandescent |  | Colored | 1 | 40 | Master Bedroom | 1143717 | Master Bedroom | 0.00037892
Low bay | Linear Fluorescent | 12 | T-4 | 1 | 8 | Closet | 1143718 | Closet | 0.00037892
Recessed Can | Incandescent |  | Reflector | 1 | 65 | Office | 1143719 | Office | 0.00037892
Ceiling Fixture | Incandescent |  | Standard A Lamp | 1 | 40 | Hall | 1143720 | Hall | 0.00037892
Wall Mount | Incandescent |  | Standard A Lamp | 2 | 40 | Bathroom | 114391 | Bathroom | 0.0017229
Wall Mount | Incandescent |  | Standard A Lamp | 2 | 100 | Bathroom | 114391 | Bathroom | 0.0017229
Ceiling Fixture | Incandescent |  | Standard A Lamp | 2 | 75 | Bedroom | 114392 | Bedroom | 0.0017229
Chandelier (Hanging) | Incandescent |  | Decorative | 3 | 40 | Other | 114393 | Other | 0.0017229
Ceiling Fixture | Linear Fluorescent | 48 | T-12 | 2 | 32 | Garage | 114394 | Garage | 0.0017229
Recessed Can | Incandescent |  | Reflector | 1 | 65 | Hall | 114395 | Hall | 0.0017229
Chandelier (Hanging) | Incandescent |  | Standard A Lamp | 1 | 40 | Kitchen | 114396 | Kitchen | 0.0017229
Recessed Can | Incandescent |  | Reflector | 1 | 65 | Kitchen | 114396 | Kitchen | 0.0017229
Floor lamp | Incandescent |  | Standard A Lamp | 1 | 100 | Living Room | 114397 | Living Room | 0.0017229
Floor lamp | Incandescent |  | 3-Way Incandescent | 1 | 150 | Living Room | 114397 | Living Room | 0.0017229
Chandelier (Hanging) | Incandescent |  | Standard A Lamp | 3 | 40 | Living Room | 114397 | Living Room | 0.0017229
Wall Mount | Incandescent |  | Standard A Lamp | 3 | 40 | Bathroom | 114398 | Bathroom | 0.0017229
Floor lamp | Incandescent |  | Standard A Lamp | 1 | 75 | Master Bedroom | 114399 | Master Bedroom | 0.0017229
Floor lamp | Incandescent |  | Standard A Lamp | 1 | 60 | Master Bedroom | 114399 | Master Bedroom | 0.0017229
Floor lamp | Compact Fluorescent |  | Twist | 2 | 23 | Master Bedroom | 114399 | Master Bedroom | 0.0017229
Ceiling Fixture | Incandescent |  | Standard A Lamp | 2 | 75 | Office | 1143910 | Office | 0.0017229
Floor lamp | Incandescent |  | Decorative | 1 | 40 | Office | 1143910 | Office | 0.0017229
Recessed Can | Incandescent |  | Standard A Lamp | 1 | 60 | Living Room | 114521 | Living Room | 0.0017229
Recessed Can | Incandescent |  | Reflector | 1 | 65 | Living Room | 114521 | Living Room | 0.0017229
Wall Mount | Incandescent |  | Standard A Lamp | 1 | 60 | Bathroom | 114522 | Bathroom | 0.0017229
Ceiling Fixture | Incandescent |  | Standard A Lamp | 3 | 40 | Bathroom | 114523 | Bathroom | 0.0017229
Wall Mount | Incandescent |  | Standard A Lamp | 2 | 40 | Bathroom | 114523 | Bathroom | 0.0017229
Ceiling Fixture | Incandescent |  | Standard A Lamp | 1 | 60 | Bathroom | 114524 | Bathroom | 0.0017229
Wall Mount | Incandescent |  | Standard A Lamp | 2 | 40 | Bathroom | 114524 | Bathroom | 0.0017229
Wall Mount | Incandescent |  | Standard A Lamp | 2 | 40 | Bathroom | 114525 | Bathroom | 0.0017229
Recessed - other | Halogen |  | MR | 2 | 75 | Bathroom | 114525 | Bathroom | 0.0017229
Ceiling Fixture | Incandescent |  | Standard A Lamp | 3 | 60 | Bedroom | 114526 | Bedroom | 0.0017229
Table | Incandescent |  | 3-Way Incandescent | 1 | 75 | Bedroom | 114526 | Bedroom | 0.0017229
Table | Compact Fluorescent |  | Twist | 2 | 15 | Bedroom | 114526 | Bedroom | 0.0017229
Table | Incandescent |  | Standard A Lamp | 2 | 60 | Master Bedroom | 114527 | Master Bedroom | 0.0017229
Table | Incandescent |  | Standard A Lamp | 1 | 60 | Master Bedroom | 114527 | Master Bedroom | 0.0017229
Ceiling Fixture | Incandescent |  | Standard A Lamp | 2 | 60 | Bedroom | 114528 | Bedroom | 0.0017229
Table | Incandescent |  | 3-Way Incandescent | 1 | 100 | Bedroom | 114528 | Bedroom | 0.0017229
Ceiling Fixture | Incandescent |  | Standard A Lamp | 2 | 60 | Bedroom | 114529 | Bedroom | 0.0017229
Ceiling Fixture | Incandescent |  | Standard A Lamp | 2 | 60 | Bedroom | 1145210 | Bedroom | 0.0017229
Table | Incandescent |  | Standard A Lamp | 1 | 60 | Bedroom | 1145210 | Bedroom | 0.0017229
Ceiling Fixture | Incandescent |  | Standard A Lamp | 1 | 60 | Other | 1145211 | Other | 0.0017229
Chandelier (Hanging) | Incandescent |  | Decorative | 4 | 40 | Dining Room | 1145212 | Dining Room | 0.0017229
Ceiling Fixture | Incandescent |  | Standard A Lamp | 1 | 60 | Other | 1145213 | Other | 0.0017229
Ceiling Fixture | Incandescent |  | Standard A Lamp | 1 | 60 | Hall | 1145214 | Hall | 0.0017229
Ceiling Fixture | Incandescent |  | Standard A Lamp | 2 | 60 | Hall | 1145214 | Hall | 0.0017229
Chandelier (Hanging) | Incandescent |  | Decorative | 5 | 40 | Hall | 1145214 | Hall | 0.0017229
Ceiling Fixture | Incandescent |  | Standard A Lamp | 1 | 60 | Hall | 1145214 | Hall | 0.0017229
Architectural | Linear Fluorescent | 48 | T-8 | 2 | 32 | Hall | 1145214 | Hall | 0.0017229
Ceiling Fixture | Compact Fluorescent |  | A shape bulb | 1 | 15 | Kitchen | 1145215 | Kitchen | 0.0017229
Chandelier (Hanging) | Incandescent |  | Standard A Lamp | 3 | 60 | Kitchen | 1145215 | Kitchen | 0.0017229
Chandelier (Hanging) | Compact Fluorescent |  | Twist | 2 | 15 | Kitchen | 1145215 | Kitchen | 0.0017229
Chandelier (Hanging) | Incandescent |  | Standard A Lamp | 1 | 60 | Kitchen | 1145215 | Kitchen | 0.0017229
Wall Mount | Incandescent |  | Standard A Lamp | 2 | 60 | Kitchen | 1145215 | Kitchen | 0.0017229
Ceiling Fixture | Incandescent |  | Standard A Lamp | 1 | 60 | Laundry Room | 1145216 | Laundry Room | 0.0017229
Torchiere | Halogen |  | Quartz Tube | 1 | 300 | Living Room | 1145217 | Living Room | 0.0017229
Ceiling Fixture | Incandescent |  | Standard A Lamp | 3 | 60 | Office | 1145218 | Office | 0.0017229
Ceiling Fixture | Incandescent |  | Standard A Lamp | 2 | 60 | Other | 1145219 | Other | 0.0017229
Chandelier (Hanging) | Compact Fluorescent |  | Twist | 4 | 15 | Family Room | 1145220 | Family Room | 0.0017229
Table | Compact Fluorescent |  | Twist | 2 | 19 | Family Room | 1145220 | Family Room | 0.0017229
Recessed Can | Compact Fluorescent |  | Reflector | 1 | 22 | Bathroom | 114671 | Bathroom | 0.00037892
Recessed Can | Incandescent |  | Reflector | 1 | 75 | Bathroom | 114672 | Bathroom | 0.00037892
Table | Compact Fluorescent |  | A shape bulb | 1 | 22 | Bedroom | 114673 | Bedroom | 0.00037892
Table | Compact Fluorescent |  | Twist | 1 | 22 | Bedroom | 114673 | Bedroom | 0.00037892
Table | Compact Fluorescent |  | A shape bulb | 1 | 22 | Bedroom | 114674 | Bedroom | 0.00037892
Ceiling Fixture | Compact Fluorescent |  | Twist | 1 | 22 | Closet | 114675 | Closet | 0.00037892
Chandelier (Hanging) | Incandescent |  | Mini base | 6 | 25 | Dining Room | 114676 | Dining Room | 0.00037892
Ceiling Fixture | Incandescent |  | Mini base | 2 | 25 | Hall | 114677 | Hall | 0.00037892
Table | Compact Fluorescent |  | Twist | 1 | 15 | Hall | 114677 | Hall | 0.00037892
Recessed Can | Incandescent |  | Reflector | 1 | 75 | Family Room | 114678 | Family Room | 0.00037892
Recessed Can | Compact Fluorescent |  | Reflector | 1 | 22 | Family Room | 114678 | Family Room | 0.00037892
Ceiling Fixture | Compact Fluorescent |  | Twist | 1 | 22 | Garage | 114679 | Garage | 0.00037892
Ceiling Fixture | Incandescent |  | Mini base | 2 | 25 | Hall | 1146710 | Hall | 0.00037892
Recessed Can | Compact Fluorescent |  | Reflector | 1 | 22 | Kitchen | 1146711 | Kitchen | 0.00037892
Recessed Can | Incandescent |  | Reflector | 1 | 75 | Kitchen | 1146711 | Kitchen | 0.00037892
Ceiling Fixture | Compact Fluorescent |  | A shape bulb | 1 | 22 | Laundry Room | 1146712 | Laundry Room | 0.00037892
Ceiling Fixture | Compact Fluorescent |  | Twist | 1 | 22 | Laundry Room | 1146712 | Laundry Room | 0.00037892
Table | Compact Fluorescent |  | Twist | 1 | 22 | Living Room | 1146713 | Living Room | 0.00037892
Table | Compact Fluorescent |  | A shape bulb | 1 | 22 | Living Room | 1146713 | Living Room | 0.00037892
Floor lamp | Compact Fluorescent |  | Twist | 2 | 15 | Living Room | 1146713 | Living Room | 0.00037892
Floor lamp | Compact Fluorescent |  | Twist | 1 | 22 | Living Room | 1146713 | Living Room | 0.00037892
Torchiere | Incandescent |  | Reflector | 1 | 75 | Bedroom | 1146714 | Bedroom | 0.00037892
Table | Compact Fluorescent |  | Twist | 1 | 22 | Master Bedroom | 1146715 | Master Bedroom | 0.00037892
Ceiling Fixture | Compact Fluorescent |  | Twist | 1 | 22 | Other | 1146716 | Other | 0.00037892
Table | Incandescent |  | Standard A Lamp | 2 | 60 | Office | 1146717 | Office | 0.00037892
Table | Compact Fluorescent |  | Twist | 1 | 22 | Office | 1146717 | Office | 0.00037892
Ceiling Fixture | Incandescent |  | Standard A Lamp | 1 | 60 | Office | 1146717 | Office | 0.00037892
Table | Incandescent |  | Standard A Lamp | 1 | 60 | Office | 1146718 | Office | 0.00037892
Table | Compact Fluorescent |  | Pin base | 1 | 22 | Office | 1146718 | Office | 0.00037892
Wall Mount | Compact Fluorescent |  | Twist | 1 | 23 | Closet | 114721 | Closet | 0.00037892
Ceiling Fixture | Compact Fluorescent |  | Twist | 1 | 15 | Laundry Room | 114722 | Laundry Room | 0.00037892
Ceiling Fixture | Compact Fluorescent |  | Twist | 1 | 22 | Other | 114723 | Other | 0.00037892
Chandelier (Hanging) | Compact Fluorescent |  | Twist | 1 | 15 | Hall | 114724 | Hall | 0.00037892
Recessed Can | Incandescent |  | Standard A Lamp | 1 | 65 | Closet | 114725 | Closet | 0.00037892
Recessed Can | Compact Fluorescent |  | Reflector | 1 | 15 | Closet | 114725 | Closet | 0.00037892
Recessed Can | Incandescent |  | Standard A Lamp | 1 | 65 | Hall | 114726 | Hall | 0.00037892
Recessed Can | Incandescent |  | Standard A Lamp | 1 | 65 | Hall | 114727 | Hall | 0.00037892
Ceiling Fixture | Incandescent |  | Standard A Lamp | 1 | 60 | Bathroom | 114728 | Bathroom | 0.00037892
Track | Halogen |  | MR | 4 | 40 | Bathroom | 114728 | Bathroom | 0.00037892
Wall Mount | Compact Fluorescent |  | Twist | 1 | 15 | Bathroom | 114728 | Bathroom | 0.00037892
Chandelier (Hanging) | Halogen |  |  | 1 | 50 | Bathroom | 114728 | Bathroom | 0.00037892
Recessed Can | Incandescent |  | Standard A Lamp | 1 | 65 | Bedroom | 114729 | Bedroom | 0.00037892
Table | Halogen |  | Other | 1 | 50 | Bedroom | 114729 | Bedroom | 0.00037892
Chandelier (Hanging) | Incandescent |  | Standard A Lamp | 1 | 40 | Bedroom | 114729 | Bedroom | 0.00037892
Recessed Can | Incandescent |  | Standard A Lamp | 1 | 65 | Other | 1147210 | Other | 0.00037892
Recessed Can | Incandescent |  | Reflector | 1 | 65 | Bedroom | 1147211 | Bedroom | 0.00037892
Table | Halogen |  | Other | 1 | 20 | Bedroom | 1147211 | Bedroom | 0.00037892
Recessed Can | Incandescent |  | Reflector | 1 | 65 | Bedroom | 1147212 | Bedroom | 0.00037892
Table | Halogen |  | MR | 1 | 50 | Bedroom | 1147212 | Bedroom | 0.00037892
Recessed Can | Incandescent |  | Standard A Lamp | 1 | 65 | Hall | 1147213 | Hall | 0.00037892
Track | Incandescent |  | Reflector | 1 | 30 | Dining Room | 1147214 | Dining Room | 0.00037892
Recessed Can | Incandescent |  | Reflector | 1 | 65 | Dining Room | 1147214 | Dining Room | 0.00037892
Recessed Can | Incandescent |  | Standard A Lamp | 1 | 65 | Dining Room | 1147215 | Dining Room | 0.00037892
Wall Mount | Incandescent |  | Globe | 1 | 60 | Bathroom | 1147216 | Bathroom | 0.00037892
Recessed Can | Incandescent |  | Reflector | 1 | 65 | Kitchen | 1147217 | Kitchen | 0.00037892
Ceiling Fixture | Incandescent |  | Reflector | 1 | 250 | Kitchen | 1147217 | Kitchen | 0.00037892
Recessed Can | Incandescent |  | Reflector | 1 | 65 | Living Room | 1147218 | Living Room | 0.00037892
Wall Mount | Incandescent |  | Standard A Lamp | 1 | 75 | Living Room | 1147218 | Living Room | 0.00037892
Table | Incandescent |  | Standard A Lamp | 4 | 75 | Living Room | 1147218 | Living Room | 0.00037892
Torchiere | Incandescent |  | Reflector | 1 | 75 | Living Room | 1147218 | Living Room | 0.00037892
Recessed Can | Incandescent |  | Reflector | 1 | 65 | Office | 1147219 | Office | 0.00037892
Other | Halogen |  | Other | 1 | 35 | Office | 1147219 | Office | 0.00037892
Wall Mount | Incandescent |  | Mini base | 1 | 40 | Bathroom | 1147220 | Bathroom | 0.00037892
Ceiling Fan | Incandescent |  | Globe | 4 | 40 | Bathroom | 1147220 | Bathroom | 0.00037892
Ceiling Fixture | Compact Fluorescent |  | Twist | 1 | 15 | Bathroom | 1147221 | Bathroom | 0.00037892
Recessed Can | Incandescent |  | Reflector | 1 | 75 | Master Bedroom | 1147222 | Master Bedroom | 0.00037892
Table | Incandescent |  | Standard A Lamp | 1 | 100 | Master Bedroom | 1147222 | Master Bedroom | 0.00037892
Torchiere | Incandescent |  | Standard A Lamp | 1 | 65 | Hall | 1147223 | Hall | 0.00037892
Ceiling Fixture | Linear Fluorescent | 48 | T-12 | 1 | 40 | Garage | 1147224 | Garage | 0.00037892
Ceiling Fixture | Linear Fluorescent | 48 | T-12 | 2 | 40 | Garage | 1147224 | Garage | 0.00037892
Garage door opener | Compact Fluorescent |  | Twist | 1 | 15 | Garage | 1147224 | Garage | 0.00037892
Garage door opener | Incandescent |  | Standard A Lamp | 2 | 60 | Garage | 1147224 | Garage | 0.00037892
Wall Mount | Incandescent |  | Standard A Lamp | 1 | 60 | Garage | 1147224 | Garage | 0.00037892
Wall Mount | Incandescent |  | Standard A Lamp | 2 | 60 | Bathroom | 114751 | Bathroom | 0.0017229
Wall Mount | Incandescent |  | Standard A Lamp | 2 | 60 | Bathroom | 114752 | Bathroom | 0.0017229
Ceiling Fixture | Incandescent |  | Standard A Lamp | 2 | 40 | Bedroom | 114753 | Bedroom | 0.0017229
Ceiling Fixture | Compact Fluorescent |  | Twist | 2 | 23 | Bedroom | 114754 | Bedroom | 0.0017229
Ceiling Fixture | Compact Fluorescent |  | Twist | 2 | 23 | Bedroom | 114755 | Bedroom | 0.0017229
Floor lamp | Incandescent |  | Decorative | 1 | 40 | Dining Room | 114756 | Dining Room | 0.0017229
Chandelier (Hanging) | Incandescent |  | Decorative | 5 | 60 | Dining Room | 114756 | Dining Room | 0.0017229
Torchiere | Halogen |  | Quartz Tube | 1 | 100 | Dining Room | 114756 | Dining Room | 0.0017229
Floor lamp | Compact Fluorescent |  | Twist | 1 | 13 | Family Room | 114757 | Family Room | 0.0017229
Floor lamp | Incandescent |  | Standard A Lamp | 1 | 60 | Family Room | 114757 | Family Room | 0.0017229
Floor lamp | Incandescent |  | Standard A Lamp | 1 | 38 | Family Room | 114757 | Family Room | 0.0017229
Ceiling Fan | Incandescent |  | Standard A Lamp | 3 | 40 | Family Room | 114757 | Family Room | 0.0017229
Ceiling Fixture | Incandescent |  | Standard A Lamp | 1 | 40 | Hall | 114758 | Hall | 0.0017229
Recessed Can | Incandescent |  | Reflector | 1 | 65 | Hall | 114758 | Hall | 0.0017229
Floor lamp | Incandescent |  | 3-Way Incandescent | 1 | 150 | Kitchen | 114759 | Kitchen | 0.0017229
Floor lamp | Compact Fluorescent |  | Twist | 2 | 23 | Kitchen | 114759 | Kitchen | 0.0017229
Ceiling Fan | Incandescent |  | Standard A Lamp | 3 | 40 | Kitchen | 114759 | Kitchen | 0.0017229
Floor lamp | Compact Fluorescent |  | Twist | 1 | 13 | Kitchen | 114759 | Kitchen | 0.0017229
Ceiling Fixture | Incandescent |  | Standard A Lamp | 3 | 60 | Kitchen | 114759 | Kitchen | 0.0017229
Chandelier (Hanging) | Incandescent |  | Standard A Lamp | 3 | 40 | Kitchen | 114759 | Kitchen | 0.0017229
Recessed Can | Incandescent |  | Reflector | 1 | 65 | Kitchen | 114759 | Kitchen | 0.0017229
Ceiling Fixture | Compact Fluorescent |  | Twist | 2 | 23 | Laundry Room | 1147510 | Laundry Room | 0.0017229
Floor lamp | Compact Fluorescent |  | Twist | 1 | 23 | Living Room | 1147511 | Living Room | 0.0017229
Floor lamp | Compact Fluorescent |  | Twist | 1 | 13 | Living Room | 1147511 | Living Room | 0.0017229
Ceiling Fixture | Compact Fluorescent |  | Twist | 4 | 13 | Bathroom | 1147512 | Bathroom | 0.0017229
Wall Mount | Incandescent |  | Standard A Lamp | 3 | 60 | Bathroom | 1147512 | Bathroom | 0.0017229
Recessed Can | Incandescent |  | Reflector | 1 | 65 | Bathroom | 1147512 | Bathroom | 0.0017229
Chandelier (Hanging) | Incandescent |  | Decorative | 3 | 40 | Master Bedroom | 1147513 | Master Bedroom | 0.0017229
Floor lamp | Incandescent |  | Decorative | 1 | 60 | Master Bedroom | 1147513 | Master Bedroom | 0.0017229
Ceiling Fixture | Compact Fluorescent |  | Twist | 1 | 13 | Office | 1147514 | Office | 0.0017229
Ceiling Fixture | Incandescent |  | Standard A Lamp | 1 | 40 | Office | 1147514 | Office | 0.0017229
Ceiling Fan | Compact Fluorescent |  | Twist | 2 | 13 | Office | 1147515 | Office | 0.0017229
Ceiling Fixture | Incandescent |  | Standard A Lamp | 1 | 60 | Other | 1147516 | Other | 0.0017229
Ceiling Fixture | Incandescent |  | Standard A Lamp | 2 | 40 | Bedroom | 1147517 | Bedroom | 0.0017229
Ceiling Fixture | Compact Fluorescent |  | Twist | 1 | 15 | Other | 114761 | Other | 0.00037892
Wall Mount | Incandescent |  | Standard A Lamp | 1 | 40 | Bathroom | 114762 | Bathroom | 0.00037892
Wall Mount | Compact Fluorescent |  | Twist | 2 | 15 | Bedroom | 114763 | Bedroom | 0.00037892
Wall Mount | Compact Fluorescent |  | Twist | 1 | 15 | Bedroom | 114764 | Bedroom | 0.00037892
Table | Incandescent |  | Mini base | 2 | 25 | Bedroom | 114764 | Bedroom | 0.00037892
Wall Mount | Incandescent |  | Standard A Lamp | 1 | 60 | Office | 114765 | Office | 0.00037892
Floor lamp | Compact Fluorescent |  | Twist | 1 | 15 | Office | 114765 | Office | 0.00037892
Chandelier (Hanging) | Incandescent |  | Decorative | 2 | 40 | Dining Room | 114766 | Dining Room | 0.00037892
Wall Mount | Incandescent |  | Standard A Lamp | 1 | 60 | Hall | 114767 | Hall | 0.00037892
Ceiling Fixture | Halogen |  | PAR | 1 | 30 | Kitchen | 114768 | Kitchen | 0.00037892
Ceiling Fixture | Compact Fluorescent |  | Circline (Screw Base) | 1 | 22 | Laundry Room | 114769 | Laundry Room | 0.00037892
Ceiling Fixture | Halogen |  | MR | 1 | 30 | Family Room | 1147610 | Family Room | 0.00037892
Wall Mount | Incandescent |  | Standard A Lamp | 1 | 40 | Living Room | 1147611 | Living Room | 0.00037892
Floor lamp | Compact Fluorescent |  | Twist | 1 | 15 | Living Room | 1147611 | Living Room | 0.00037892
Wall Mount | Incandescent |  | Standard A Lamp | 1 | 40 | Bathroom | 1147612 | Bathroom | 0.00037892
Wall Mount | Incandescent |  | Standard A Lamp | 2 | 60 | Master Bedroom | 1147613 | Master Bedroom | 0.00037892
Table | Compact Fluorescent |  | Twist | 2 | 15 | Master Bedroom | 1147613 | Master Bedroom | 0.00037892
Chandelier (Hanging) | Incandescent |  | Decorative | 1 | 25 | Dining Room | 1147614 | Dining Room | 0.00037892
Ceiling Fixture | Halogen |  | MR | 1 | 30 | Dining Room | 1147614 | Dining Room | 0.00037892
Wall Mount | Incandescent |  | Standard A Lamp | 1 | 40 | Bathroom | 1147615 | Bathroom | 0.00037892
Table | Compact Fluorescent |  | A shape bulb | 1 | 7 | Bathroom | 1147615 | Bathroom | 0.00037892
Ceiling Fixture | Incandescent |  | Standard A Lamp | 1 | 65 | Closet | 1147616 | Closet | 0.00037892
Wall Mount | Incandescent |  | Globe | 1 | 60 | Bathroom | 114781 | Bathroom | 0.00049795
Wall Mount | Incandescent |  | Standard A Lamp | 1 | 60 | Bathroom | 114781 | Bathroom | 0.00049795
Wall Mount | Incandescent |  | Clear | 1 | 60 | Bathroom | 114781 | Bathroom | 0.00049795
Wall Mount | Compact Fluorescent |  | Pin base | 1 | 13 | Bathroom | 114781 | Bathroom | 0.00049795
Ceiling Fixture | Compact Fluorescent |  | A shape bulb | 1 | 15 | Hall | 114782 | Hall | 0.00049795
Ceiling Fixture | Compact Fluorescent |  | Straight Tube | 1 | 15 | Hall | 114783 | Hall | 0.00049795
Recessed - other | Compact Fluorescent |  | Twist | 1 | 15 | Hall | 114783 | Hall | 0.00049795
Ceiling Fixture | Linear Fluorescent | 48 | T-12 | 2 | 40 | Laundry Room | 114784 | Laundry Room | 0.00049795
Ceiling Fixture | Compact Fluorescent |  | Straight Tube | 1 | 15 | Family Room | 114785 | Family Room | 0.00049795
Chandelier (Hanging) | Incandescent |  | Mini base | 2 | 60 | Dining Room | 114786 | Dining Room | 0.00049795
Recessed Can | Incandescent |  | Reflector | 1 | 65 | Family Room | 114787 | Family Room | 0.00049795
Other | Other |  | Other | 1 | 15 | Family Room | 114787 | Family Room | 0.00049795
Ceiling Fixture | Compact Fluorescent |  | Twist | 1 | 15 | Hall | 114788 | Hall | 0.00049795
Ceiling Fixture | Compact Fluorescent |  | Straight Tube | 1 | 22 | Other | 114789 | Other | 0.00049795
Ceiling Fixture | Linear Fluorescent | 48 | T-12 | 2 | 40 | Kitchen | 1147810 | Kitchen | 0.00049795
Recessed - other | Linear Fluorescent | 24 | T-12 | 1 | 20 | Kitchen | 1147810 | Kitchen | 0.00049795
Recessed - other | Linear Fluorescent | 36 | T-12 | 1 | 30 | Kitchen | 1147810 | Kitchen | 0.00049795
Other | Incandescent |  | Standard A Lamp | 1 | 40 | Kitchen | 1147810 | Kitchen | 0.00049795
Ceiling Fan | Compact Fluorescent |  | Straight Tube | 1 | 15 | Living Room | 1147811 | Living Room | 0.00049795
Ceiling Fixture | Compact Fluorescent |  | Twist | 2 | 15 | Master Bedroom | 1147812 | Master Bedroom | 0.00049795
Ceiling Fixture | Compact Fluorescent |  | Twist | 1 | 15 | Closet | 1147813 | Closet | 0.00049795
Wall Mount | Compact Fluorescent |  | Twist | 1 | 15 | Bedroom | 1147814 | Bedroom | 0.00049795
Ceiling Fixture | Compact Fluorescent |  | Straight Tube | 1 | 15 | Closet | 1147815 | Closet | 0.00049795
Ceiling Fixture | Compact Fluorescent |  | Twist | 1 | 15 | Bedroom | 1147816 | Bedroom | 0.00049795
Table | Compact Fluorescent |  | Twist | 1 | 23 | Bedroom | 1147816 | Bedroom | 0.00049795
Ceiling Fixture | Incandescent |  | Standard A Lamp | 1 | 60 | Other | 1147817 | Other | 0.00049795
Ceiling Fixture | Compact Fluorescent |  | Twist | 1 | 15 | Bathroom | 1147818 | Bathroom | 0.00049795
Wall Mount | Compact Fluorescent |  | Twist | 1 | 15 | Bathroom | 1147818 | Bathroom | 0.00049795
Ceiling Fixture | Linear Fluorescent | 96 | T-12 | 2 | 32 | Other | 114941 | Other | 0.00037892
Wall Mount | Incandescent |  | Standard A Lamp | 5 | 40 | Bathroom | 114942 | Bathroom | 0.00037892
Ceiling Fixture | Incandescent |  | Standard A Lamp | 1 | 75 | Bedroom | 114943 | Bedroom | 0.00037892
Table | Incandescent |  | Standard A Lamp | 1 | 25 | Bedroom | 114943 | Bedroom | 0.00037892
Ceiling Fixture | Incandescent |  | Standard A Lamp | 2 | 40 | Office | 114944 | Office | 0.00037892
Table | Incandescent |  | Standard A Lamp | 1 | 60 | Office | 114944 | Office | 0.00037892
Ceiling Fixture | Incandescent |  | Standard A Lamp | 3 | 40 | Dining Room | 114945 | Dining Room | 0.00037892
Ceiling Fixture | Linear Fluorescent | 96 | T-12 | 2 | 32 | Garage | 114946 | Garage | 0.00037892
Ceiling Fixture | Incandescent |  | Standard A Lamp | 1 | 40 | Hall | 114947 | Hall | 0.00037892
Ceiling Fixture | Incandescent |  | Standard A Lamp | 2 | 60 | Kitchen | 114948 | Kitchen | 0.00037892
Table | Compact Fluorescent |  | Twist | 1 | 7 | Living Room | 114949 | Living Room | 0.00037892
Table | Incandescent |  | Decorative | 1 | 5 | Living Room | 114949 | Living Room | 0.00037892
Ceiling Fixture | Incandescent |  | Standard A Lamp | 2 | 60 | Bedroom | 1149410 | Bedroom | 0.00037892
Ceiling Fixture | Incandescent |  | Standard A Lamp | 1 | 60 | Hall | 1149411 | Hall | 0.00037892
Wall Mount | Incandescent |  | Standard A Lamp | 1 | 40 | Bathroom | 1149412 | Bathroom | 0.00037892
Architectural | Incandescent |  | Standard A Lamp | 1 | 40 | Bathroom | 1149412 | Bathroom | 0.00037892
Ceiling Fixture | Incandescent |  | Standard A Lamp | 2 | 40 | Bedroom | 1149413 | Bedroom | 0.00037892
Ceiling Fixture | Incandescent |  | Standard A Lamp | 1 | 60 | Hall | 1149414 | Hall | 0.00037892
Wall Mount | Incandescent |  | Globe | 4 | 40 | Bathroom | 114961 | Bathroom | 0.0012318
Ceiling Fan | Incandescent |  | Standard A Lamp | 1 | 60 | Master Bedroom | 114962 | Master Bedroom | 0.0012318
Ceiling Fixture | Incandescent |  | Decorative | 1 | 60 | Closet | 114963 | Closet | 0.0012318
Chandelier (Hanging) | Incandescent |  | Decorative | 9 | 60 | Dining Room | 114964 | Dining Room | 0.0012318
Ceiling Fan | Incandescent |  | Standard A Lamp | 1 | 100 | Family Room | 114965 | Family Room | 0.0012318
Garage door opener | Incandescent |  | Standard A Lamp | 1 | 60 | Garage | 114966 | Garage | 0.0012318
Ceiling Fixture | Incandescent |  | Standard A Lamp | 2 | 60 | Garage | 114966 | Garage | 0.0012318
Recessed Can | Halogen |  | PAR | 1 | 75 | Hall | 114967 | Hall | 0.0012318
Recessed Can | Halogen |  | PAR | 1 | 75 | Hall | 114968 | Hall | 0.0012318
Recessed Can | Halogen |  | PAR | 1 | 75 | Garage | 114969 | Garage | 0.0012318
Chandelier (Hanging) | Halogen |  | MR | 1 | 30 | Garage | 114969 | Garage | 0.0012318
Ceiling Fixture | Incandescent |  | Standard A Lamp | 1 | 60 | Kitchen | 1149610 | Kitchen | 0.0012318
Track | Incandescent |  | Reflector | 2 | 65 | Other | 1149611 | Other | 0.0012318
Torchiere | Incandescent |  | Standard A Lamp | 1 | 60 | Other | 1149611 | Other | 0.0012318
Table | Incandescent |  | Standard A Lamp | 1 | 100 | Living Room | 1149612 | Living Room | 0.0012318
Wall Mount | Halogen |  | Quartz Tube | 3 | 30 | Bathroom | 1149613 | Bathroom | 0.0012318
Recessed Can | Incandescent |  | Reflector | 1 | 65 | Bathroom | 1149613 | Bathroom | 0.0012318
Table | Incandescent |  | Standard A Lamp | 1 | 60 | Master Bedroom | 1149614 | Master Bedroom | 0.0012318
Wall Mount | Incandescent |  | Standard A Lamp | 3 | 40 | Bathroom | 1149615 | Bathroom | 0.0012318
Ceiling Fan | Incandescent |  | Standard A Lamp | 1 | 60 | Bathroom | 114991 | Bathroom | 0.00029524
Ceiling Fixture | Compact Fluorescent |  | Twist | 1 | 15 | Bedroom | 114992 | Bedroom | 0.00029524
Table | Incandescent |  | Standard A Lamp | 1 | 60 | Bedroom | 114992 | Bedroom | 0.00029524
Ceiling Fixture | Incandescent |  | Decorative | 1 | 40 | Hall | 114993 | Hall | 0.00029524
Chandelier (Hanging) | Compact Fluorescent |  | Twist | 1 | 22 | Kitchen | 114994 | Kitchen | 0.00029524
Ceiling Fixture | Incandescent |  | Standard A Lamp | 2 | 100 | Living Room | 114995 | Living Room | 0.00029524
Ceiling Fixture | Compact Fluorescent |  | Twist | 1 | 15 | Bedroom | 114996 | Bedroom | 0.00029524
Ceiling Fixture | Incandescent |  | Standard A Lamp | 1 | 40 | Bedroom | 114997 | Bedroom | 0.00029524
Table | Compact Fluorescent |  | Twist | 1 | 15 | Bedroom | 114997 | Bedroom | 0.00029524
Recessed Can | Compact Fluorescent |  | Reflector | 1 | 14 | Bathroom | 115031 | Bathroom | 0.00037892
Wall Mount | Halogen |  | MR | 3 | 50 | Bathroom | 115032 | Bathroom | 0.00037892
Ceiling Fixture | Compact Fluorescent |  | Twist | 1 | 23 | Bathroom | 115032 | Bathroom | 0.00037892
Wall Mount | Compact Fluorescent |  | Twist | 1 | 23 | Bedroom | 115033 | Bedroom | 0.00037892
Ceiling Fixture | Compact Fluorescent |  | Twist | 1 | 23 | Bedroom | 115034 | Bedroom | 0.00037892
Table | Compact Fluorescent |  | Twist | 1 | 13 | Bedroom | 115034 | Bedroom | 0.00037892
Recessed Can | Other |  | LED Interior | 1 | 14 | Family Room | 115035 | Family Room | 0.00037892
Recessed Can | Incandescent |  | Reflector | 1 | 65 | Family Room | 115035 | Family Room | 0.00037892
Table | Compact Fluorescent |  | Twist | 1 | 14 | Family Room | 115035 | Family Room | 0.00037892
Floor lamp | Compact Fluorescent |  | Twist | 1 | 14 | Family Room | 115035 | Family Room | 0.00037892
Ceiling Fixture | Compact Fluorescent |  | Twist | 1 | 18 | Garage | 115036 | Garage | 0.00037892
Ceiling Fixture | Linear Fluorescent | 48 | T-12 | 2 | 40 | Garage | 115036 | Garage | 0.00037892
Garage door opener | Compact Fluorescent |  | Twist | 1 | 18 | Garage | 115036 | Garage | 0.00037892
Ceiling Fixture | Compact Fluorescent |  | Twist | 1 | 23 | Hall | 115037 | Hall | 0.00037892
Ceiling Fixture | Compact Fluorescent |  | Twist | 1 | 23 | Hall | 115038 | Hall | 0.00037892
Ceiling Fixture | Compact Fluorescent |  | Reflector | 1 | 23 | Kitchen | 115039 | Kitchen | 0.00037892
Ceiling Fixture | Compact Fluorescent |  | Twist | 1 | 23 | Laundry Room | 1150310 | Laundry Room | 0.00037892
Recessed Can | Compact Fluorescent |  | Twist | 1 | 23 | Office | 1150311 | Office | 0.00037892
Table | Compact Fluorescent |  | Twist | 1 | 13 | Office | 1150311 | Office | 0.00037892
Chandelier (Hanging) | Compact Fluorescent |  | Twist | 1 | 23 | Other | 1150312 | Other | 0.00037892
Ceiling Fixture | Compact Fluorescent |  | Twist | 1 | 23 | Other | 1150313 | Other | 0.00037892
Wall Mount | Incandescent |  | Standard A Lamp | 1 | 60 | Bathroom | 115041 | Bathroom | 0.0017229
Ceiling Fixture | Incandescent |  | Standard A Lamp | 1 | 60 | Hall | 115042 | Hall | 0.0017229
Recessed Can | Halogen |  | PAR | 1 | 60 | Living Room | 115043 | Living Room | 0.0017229
Ceiling Fixture | Incandescent |  | Decorative | 4 | 40 | Living Room | 115043 | Living Room | 0.0017229
Table | Compact Fluorescent |  | Twist | 1 | 14 | Living Room | 115043 | Living Room | 0.0017229
Floor lamp | Compact Fluorescent |  | Twist | 1 | 23 | Living Room | 115043 | Living Room | 0.0017229
Table | Incandescent |  | Standard A Lamp | 1 | 100 | Living Room | 115043 | Living Room | 0.0017229
Table | Halogen |  | Quartz Tube | 1 | 300 | Living Room | 115043 | Living Room | 0.0017229
Ceiling Fixture | Incandescent |  | Standard A Lamp | 1 | 60 | Hall | 115044 | Hall | 0.0017229
Ceiling Fixture | Compact Fluorescent |  | Twist | 2 | 23 | Bedroom | 115045 | Bedroom | 0.0017229
Ceiling Fan | Compact Fluorescent |  | Twist | 1 | 23 | Dining Room | 115046 | Dining Room | 0.0017229
Wall Mount | Incandescent |  | Globe | 4 | 60 | Bathroom | 115047 | Bathroom | 0.0017229
Ceiling Fixture | Compact Fluorescent |  | Twist | 1 | 23 | Closet | 115048 | Closet | 0.0017229
Ceiling Fixture | Compact Fluorescent |  | Twist | 1 | 23 | Garage | 115049 | Garage | 0.0017229
High bay | Linear Fluorescent | 48 | T-8 | 2 | 32 | Garage | 115049 | Garage | 0.0017229
High bay | Compact Fluorescent |  | Other | 2 | 22 | Garage | 115049 | Garage | 0.0017229
Ceiling Fan | Incandescent |  | Decorative | 3 | 40 | Bedroom | 1150410 | Bedroom | 0.0017229
Table | Incandescent |  | Standard A Lamp | 1 | 60 | Bedroom | 1150410 | Bedroom | 0.0017229
Table | Incandescent |  | Standard A Lamp | 1 | 100 | Bedroom | 1150410 | Bedroom | 0.0017229
Ceiling Fixture | Compact Fluorescent |  | Twist | 1 | 23 | Hall | 1150411 | Hall | 0.0017229
Ceiling Fixture | Compact Fluorescent |  | Twist | 1 | 23 | Hall | 1150412 | Hall | 0.0017229
Ceiling Fixture | Compact Fluorescent |  | Twist | 1 | 23 | Kitchen | 1150413 | Kitchen | 0.0017229
Ceiling Fixture | Compact Fluorescent |  | Twist | 1 | 23 | Laundry Room | 1150414 | Laundry Room | 0.0017229
Floor lamp | Halogen |  | Quartz Tube | 1 | 300 | Living Room | 1150415 | Living Room | 0.0017229
Floor lamp | Compact Fluorescent |  | Circline (Screw Base) | 1 | 32 | Living Room | 1150415 | Living Room | 0.0017229
Table | Compact Fluorescent |  | Twist | 1 | 23 | Living Room | 1150415 | Living Room | 0.0017229
Wall Mount | Incandescent |  | Standard A Lamp | 2 | 60 | Closet | 1150416 | Closet | 0.0017229
Ceiling Fan | Compact Fluorescent |  | Other | 1 | 23 | Bedroom | 1150417 | Bedroom | 0.0017229
Wall Mount | Incandescent |  | Standard A Lamp | 1 | 60 | Bedroom | 1150417 | Bedroom | 0.0017229
Ceiling Fan | Incandescent |  | Clear | 4 | 60 | Office | 1150418 | Office | 0.0017229
Table | Compact Fluorescent |  | Twist | 1 | 23 | Office | 1150418 | Office | 0.0017229
Ceiling Fixture | Incandescent |  | Standard A Lamp | 1 | 60 | Bathroom | 115121 | Bathroom | 0.00049795
Recessed - other | Incandescent |  | Standard A Lamp | 1 | 60 | Bathroom | 115122 | Bathroom | 0.00049795
Wall Mount | Incandescent |  | Decorative | 2 | 60 | Bathroom | 115122 | Bathroom | 0.00049795
Wall Mount | Incandescent |  | Standard A Lamp | 1 | 60 | Closet | 115123 | Closet | 0.00049795
Ceiling Fixture | Halogen |  | Other | 5 | 25 | Dining Room | 115124 | Dining Room | 0.00049795
Ceiling Fixture | Incandescent |  | Standard A Lamp | 1 | 60 | Other | 115125 | Other | 0.00049795
Wall Mount | Incandescent |  | Mini base | 1 | 7 | Other | 115125 | Other | 0.00049795
Torchiere | Halogen |  | Quartz Tube | 1 | 300 | Family Room | 115126 | Family Room | 0.00049795
Ceiling Fixture | Linear Fluorescent | 48 | T-12 | 2 | 40 | Garage | 115127 | Garage | 0.00049795
Ceiling Fixture | Incandescent |  | Standard A Lamp | 1 | 60 | Garage | 115127 | Garage | 0.00049795
Wall Mount | Incandescent |  | Standard A Lamp | 1 | 60 | Garage | 115127 | Garage | 0.00049795
Torchiere | Incandescent |  | Standard A Lamp | 1 | 60 | Hall | 115128 | Hall | 0.00049795
Chandelier (Hanging) | Incandescent |  | Decorative | 5 | 60 | Hall | 115128 | Hall | 0.00049795
Chandelier (Hanging) | Incandescent |  | Decorative | 5 | 60 | Hall | 115129 | Hall | 0.00049795
Track | Incandescent |  | Reflector | 3 | 65 | Kitchen | 1151210 | Kitchen | 0.00049795
Table | Incandescent |  | Decorative | 1 | 67 | Living Room | 1151211 | Living Room | 0.00049795
Table | Incandescent |  | Standard A Lamp | 1 | 40 | Living Room | 1151211 | Living Room | 0.00049795
Wall Mount | Incandescent |  | Standard A Lamp | 1 | 60 | Other | 1151212 | Other | 0.00049795
Ceiling Fixture | Incandescent |  | Standard A Lamp | 1 | 60 | Other | 1151212 | Other | 0.00049795
Ceiling Fan | Incandescent |  | Standard A Lamp | 1 | 40 | Bedroom | 1151213 | Bedroom | 0.00049795
Chandelier (Hanging) | Incandescent |  | Standard A Lamp | 1 | 60 | Office | 1151214 | Office | 0.00049795
Ceiling Fan | Incandescent |  | Standard A Lamp | 1 | 60 | Bedroom | 1151215 | Bedroom | 0.00049795
Chandelier (Hanging) | Incandescent |  | Standard A Lamp | 1 | 40 | Kitchen | 115161 | Kitchen | 0.0012318
Track | Compact Fluorescent |  | Reflector | 3 | 15 | Kitchen | 115161 | Kitchen | 0.0012318
Track | Incandescent |  | Reflector | 2 | 65 | Kitchen | 115161 | Kitchen | 0.0012318
Ceiling Fixture | Compact Fluorescent |  | Twist | 1 | 15 | Laundry Room | 115162 | Laundry Room | 0.0012318
Track | Incandescent |  | Reflector | 2 | 65 | Living Room | 115163 | Living Room | 0.0012318
Table | Incandescent |  | 3-Way Incandescent | 1 | 75 | Living Room | 115163 | Living Room | 0.0012318
Table | Incandescent |  | Standard A Lamp | 1 | 40 | Living Room | 115163 | Living Room | 0.0012318
Ceiling Fixture | Incandescent |  | Standard A Lamp | 2 | 60 | Hall | 115164 | Hall | 0.0012318
Ceiling Fan | Incandescent |  | Standard A Lamp | 1 | 60 | Bedroom | 115165 | Bedroom | 0.0012318
Ceiling Fixture | Incandescent |  | Standard A Lamp | 1 | 40 | Bathroom | 115166 | Bathroom | 0.0012318
Track | Compact Fluorescent |  | Twist | 2 | 15 | Bathroom | 115166 | Bathroom | 0.0012318
Ceiling Fan | Incandescent |  | Decorative | 1 | 60 | Office | 115167 | Office | 0.0012318
Floor lamp | Incandescent |  | Standard A Lamp | 1 | 25 | Office | 115167 | Office | 0.0012318
Ceiling Fan | Incandescent |  | Standard A Lamp | 4 | 60 | Master Bedroom | 115168 | Master Bedroom | 0.0012318
Recessed - other | Incandescent |  | Reflector | 1 | 75 | Bathroom | 115201 | Bathroom | 0.00049795
Recessed - other | Incandescent |  | Heat Lamp | 1 | 250 | Bathroom | 115201 | Bathroom | 0.00049795
Table | Compact Fluorescent |  | Twist | 1 | 15 | Bathroom | 115201 | Bathroom | 0.00049795
Ceiling Fixture | Compact Fluorescent |  | Twist | 2 | 15 | Dining Room | 115202 | Dining Room | 0.00049795
Ceiling Fixture | Linear Fluorescent | 48 | Fluorescent Unknown | 2 | 40 | Garage | 115203 | Garage | 0.00049795
Ceiling Fixture | Compact Fluorescent |  | Twist | 1 | 15 | Hall | 115204 | Hall | 0.00049795
Ceiling Fixture | Linear Fluorescent | 48 | T-12 | 2 | 40 | Kitchen | 115205 | Kitchen | 0.00049795
Torchiere | Incandescent |  | 3-Way Incandescent | 1 | 150 | Living Room | 115206 | Living Room | 0.00049795
Table | Compact Fluorescent |  | Twist | 1 | 15 | Living Room | 115206 | Living Room | 0.00049795
Floor lamp | Compact Fluorescent |  | Twist | 1 | 23 | Living Room | 115206 | Living Room | 0.00049795
Floor lamp | Compact Fluorescent |  | Twist | 1 | 26 | Living Room | 115206 | Living Room | 0.00049795
Table | Incandescent |  | Reflector | 1 | 50 | Living Room | 115206 | Living Room | 0.00049795
Table | Incandescent |  | Clear | 1 | 60 | Living Room | 115206 | Living Room | 0.00049795
Table | Compact Fluorescent |  | Twist | 1 | 15 | Living Room | 115206 | Living Room | 0.00049795
Ceiling Fixture | Compact Fluorescent |  | Twist | 2 | 15 | Master Bedroom | 115207 | Master Bedroom | 0.00049795
Table | Compact Fluorescent |  | Twist | 1 | 23 | Master Bedroom | 115207 | Master Bedroom | 0.00049795
Ceiling Fixture | Incandescent |  | Standard A Lamp | 1 | 60 | Closet | 115208 | Closet | 0.00049795
Ceiling Fixture | Incandescent |  | Standard A Lamp | 1 | 60 | Closet | 115209 | Closet | 0.00049795
Ceiling Fixture | Compact Fluorescent |  | Twist | 2 | 15 | Bedroom | 1152010 | Bedroom | 0.00049795
Wall Mount | Compact Fluorescent |  | Twist | 3 | 15 | Bathroom | 115311 | Bathroom | 0.0012318
Ceiling Fixture | Compact Fluorescent |  | Twist | 3 | 15 | Bedroom | 115312 | Bedroom | 0.0012318
Floor lamp | Compact Fluorescent |  | Twist | 1 | 15 | Bedroom | 115312 | Bedroom | 0.0012318
Ceiling Fixture | Compact Fluorescent |  | Twist | 2 | 15 | Master Bedroom | 115313 | Master Bedroom | 0.0012318
Table | Compact Fluorescent |  | Twist | 1 | 15 | Master Bedroom | 115313 | Master Bedroom | 0.0012318
Ceiling Fixture | Compact Fluorescent |  | Twist | 3 | 15 | Office | 115314 | Office | 0.0012318
Ceiling Fixture | Compact Fluorescent |  | Twist | 1 | 15 | Hall | 115315 | Hall | 0.0012318
Ceiling Fixture | Compact Fluorescent |  | Twist | 3 | 15 | Living Room | 115316 | Living Room | 0.0012318
Ceiling Fixture | Compact Fluorescent |  | Twist | 3 | 15 | Dining Room | 115317 | Dining Room | 0.0012318
Ceiling Fixture | Compact Fluorescent |  | Twist | 1 | 15 | Kitchen | 115318 | Kitchen | 0.0012318
Ceiling Fixture | Compact Fluorescent |  | Twist | 1 | 15 | Garage | 115319 | Garage | 0.0012318
Ceiling Fixture | Linear Fluorescent | 48 | T-8 | 2 | 32 | Garage | 115319 | Garage | 0.0012318
Garage door opener | Compact Fluorescent |  | Twist | 2 | 15 | Garage | 115319 | Garage | 0.0012318
Recessed Can | Compact Fluorescent |  | Twist | 1 | 7 | Laundry Room | 115331 | Laundry Room | 0.00049795
Wall Mount | Compact Fluorescent |  | Twist | 4 | 10 | Bathroom | 115332 | Bathroom | 0.00049795
Ceiling Fixture | Compact Fluorescent |  | Twist | 1 | 10 | Bathroom | 115332 | Bathroom | 0.00049795
Floor lamp | Compact Fluorescent |  | Twist | 1 | 15 | Family Room | 115333 | Family Room | 0.00049795
Recessed Can | Compact Fluorescent |  | Globe | 1 | 15 | Family Room | 115333 | Family Room | 0.00049795
Recessed Can | Compact Fluorescent |  | Reflector | 1 | 15 | Family Room | 115333 | Family Room | 0.00049795
Table | Compact Fluorescent |  | Twist | 1 | 15 | Family Room | 115333 | Family Room | 0.00049795
Chandelier (Hanging) | Compact Fluorescent |  | Twist | 6 | 13 | Dining Room | 115334 | Dining Room | 0.00049795
Ceiling Fixture | Incandescent |  | Mini base | 3 | 60 | Other | 115335 | Other | 0.00049795
Architectural | Compact Fluorescent |  | Twist | 2 | 10 | Other | 115336 | Other | 0.00049795
Architectural | Incandescent |  | Standard A Lamp | 2 | 60 | Other | 115336 | Other | 0.00049795
Architectural | Incandescent |  | Clear | 1 | 40 | Other | 115336 | Other | 0.00049795
Wall Mount | Compact Fluorescent |  | Twist | 3 | 14 | Bathroom | 115337 | Bathroom | 0.00049795
Chandelier (Hanging) | Compact Fluorescent |  | Twist | 1 | 14 | Bathroom | 115337 | Bathroom | 0.00049795
Ceiling Fixture | Incandescent |  | Mini base | 4 | 60 | Bedroom | 115338 | Bedroom | 0.00049795
Recessed Can | Compact Fluorescent |  | Twist | 1 | 15 | Hall | 115339 | Hall | 0.00049795
Recessed Can | Compact Fluorescent |  | Reflector | 1 | 15 | Hall | 1153310 | Hall | 0.00049795
Ceiling Fixture | Compact Fluorescent |  | Twist | 2 | 23 | Kitchen | 1153311 | Kitchen | 0.00049795
Recessed Can | Incandescent |  | Reflector | 1 | 65 | Kitchen | 1153311 | Kitchen | 0.00049795
Other | Incandescent |  | Standard A Lamp | 2 | 60 | Kitchen | 1153311 | Kitchen | 0.00049795
Wall Mount | Incandescent |  | Standard A Lamp | 4 | 40 | Bathroom | 1153313 | Bathroom | 0.00049795
Other | Compact Fluorescent |  | Flood | 1 | 15 | Bathroom | 1153313 | Bathroom | 0.00049795
Recessed Can | Compact Fluorescent |  | Reflector | 2 | 15 | Master Bedroom | 1153314 | Master Bedroom | 0.00049795
Table | Compact Fluorescent |  | Twist | 1 | 10 | Master Bedroom | 1153314 | Master Bedroom | 0.00049795
Floor lamp | Compact Fluorescent |  | Twist | 1 | 13 | Office | 1153315 | Office | 0.00049795
Ceiling Fixture | Incandescent |  | Mini base | 2 | 60 | Office | 1153315 | Office | 0.00049795
Chandelier (Hanging) | Incandescent |  | Decorative | 6 | 40 | Hall | 1153316 | Hall | 0.00049795
Recessed Can | Other |  | LED Interior | 1 | 15 | Hall | 115351 | Hall | 0.00037892
Wall Mount | Other |  | LED Interior | 3 | 12 | Bathroom | 115352 | Bathroom | 0.00037892
Ceiling Fixture | Other |  | LED Interior | 2 | 12 | Bathroom | 115352 | Bathroom | 0.00037892
Recessed Can | Other |  | LED Interior | 1 | 12 | Bathroom | 115352 | Bathroom | 0.00037892
Ceiling Fixture | Compact Fluorescent |  | Twist | 2 | 7 | Bedroom | 115353 | Bedroom | 0.00037892
Ceiling Fixture | Incandescent |  | Standard A Lamp | 2 | 40 | Bedroom | 115354 | Bedroom | 0.00037892
Table | Other |  | Other | 1 | 40 | Bedroom | 115354 | Bedroom | 0.00037892
Table | Other |  | LED Interior | 1 | 12 | Bedroom | 115354 | Bedroom | 0.00037892
Recessed Can | Other |  | LED Interior | 1 | 12 | Bathroom | 115355 | Bathroom | 0.00037892
Ceiling Fixture | Other |  | LED Interior | 1 | 12 | Bathroom | 115355 | Bathroom | 0.00037892
Chandelier (Hanging) | Other |  | LED Interior | 3 | 12 | Dining Room | 115356 | Dining Room | 0.00037892
Ceiling Fixture | Incandescent |  | Standard A Lamp | 1 | 100 | Hall | 115357 | Hall | 0.00037892
Recessed Can | Other |  | LED Interior | 1 | 12 | Family Room | 115358 | Family Room | 0.00037892
Table | Incandescent |  | Standard A Lamp | 1 | 25 | Family Room | 115358 | Family Room | 0.00037892
Table | Compact Fluorescent |  | Twist | 1 | 22 | Family Room | 115358 | Family Room | 0.00037892
Floor lamp | Compact Fluorescent |  | Twist | 1 | 22 | Family Room | 115358 | Family Room | 0.00037892
Ceiling Fixture | Compact Fluorescent |  | Twist | 1 | 22 | Garage | 115359 | Garage | 0.00037892
Recessed Can | Other |  | LED Interior | 1 | 12 | Hall | 1153510 | Hall | 0.00037892
Ceiling Fixture | Other |  | LED Interior | 1 | 12 | Hall | 1153510 | Hall | 0.00037892
Recessed Can | Other |  | LED Interior | 1 | 12 | Kitchen | 1153511 | Kitchen | 0.00037892
Ceiling Fixture | Other |  | LED Interior | 1 | 12 | Kitchen | 1153511 | Kitchen | 0.00037892
Recessed Can | Other |  | LED Interior | 1 | 12 | Living Room | 1153512 | Living Room | 0.00037892
Table | Compact Fluorescent |  | Twist | 1 | 7 | Living Room | 1153512 | Living Room | 0.00037892
Wall Mount | Other |  | LED Interior | 2 | 12 | Bathroom | 1153513 | Bathroom | 0.00037892
Recessed Can | Other |  | LED Interior | 1 | 12 | Bathroom | 1153513 | Bathroom | 0.00037892
Ceiling Fixture | Other |  | LED Interior | 1 | 12 | Bathroom | 1153513 | Bathroom | 0.00037892
Ceiling Fan | Other |  | LED Interior | 1 | 12 | Master Bedroom | 1153514 | Master Bedroom | 0.00037892
Table | Other |  | LED Interior | 1 | 12 | Master Bedroom | 1153514 | Master Bedroom | 0.00037892
Wall Mount | Incandescent |  | Standard A Lamp | 3 | 60 | Bathroom | 115361 | Bathroom | 0.00029524
Ceiling Fixture | Incandescent |  | Heat Lamp | 1 | 250 | Bathroom | 115361 | Bathroom | 0.00029524
Ceiling Fixture | Incandescent |  | Standard A Lamp | 1 | 60 | Bedroom | 115362 | Bedroom | 0.00029524
Ceiling Fixture | Incandescent |  | Standard A Lamp | 1 | 60 | Bedroom | 115363 | Bedroom | 0.00029524
Ceiling Fan | Incandescent |  | Decorative | 5 | 40 | Dining Room | 115364 | Dining Room | 0.00029524
Ceiling Fixture | Incandescent |  | Standard A Lamp | 1 | 60 | Garage | 115365 | Garage | 0.00029524
Ceiling Fixture | Linear Fluorescent | 48 | T-12 | 2 | 40 | Garage | 115365 | Garage | 0.00029524
Garage door opener | Incandescent |  | Standard A Lamp | 1 | 40 | Garage | 115365 | Garage | 0.00029524
Ceiling Fixture | Incandescent |  | Standard A Lamp | 1 | 60 | Hall | 115366 | Hall | 0.00029524
Recessed Can | Incandescent |  | Reflector | 1 | 75 | Kitchen | 115367 | Kitchen | 0.00029524
Ceiling Fixture | Compact Fluorescent |  | Twist | 2 | 15 | Kitchen | 115367 | Kitchen | 0.00029524
Table | Incandescent |  | Standard A Lamp | 1 | 60 | Living Room | 115368 | Living Room | 0.00029524
Ceiling Fixture | Incandescent |  | Standard A Lamp | 1 | 60 | Living Room | 115368 | Living Room | 0.00029524
Ceiling Fixture | Incandescent |  | Decorative | 3 | 40 | Bedroom | 115369 | Bedroom | 0.00029524
Ceiling Fixture | Compact Fluorescent |  | Twist | 1 | 15 | Hall | 115391 | Hall | 0.00049795
Ceiling Fixture | Compact Fluorescent |  | Twist | 3 | 22 | Kitchen | 115392 | Kitchen | 0.00049795
Ceiling Fixture | Compact Fluorescent |  | Twist | 2 | 15 | Kitchen | 115392 | Kitchen | 0.00049795
Other | Other |  | Other | 1 | 12 | Closet | 115393 | Closet | 0.00049795
Ceiling Fixture | Incandescent |  | Decorative | 1 | 60 | Hall | 115394 | Hall | 0.00049795
Ceiling Fixture | Incandescent |  | Reflector | 1 | 75 | Bathroom | 115395 | Bathroom | 0.00049795
Ceiling Fan | Compact Fluorescent |  | Twist | 1 | 15 | Dining Room | 115396 | Dining Room | 0.00049795
Ceiling Fixture | Compact Fluorescent |  | Twist | 2 | 15 | Living Room | 115397 | Living Room | 0.00049795
Table | Compact Fluorescent |  | Twist | 1 | 22 | Living Room | 115397 | Living Room | 0.00049795
Ceiling Fixture | Compact Fluorescent |  | Twist | 2 | 22 | Master Bedroom | 115398 | Master Bedroom | 0.00049795
Table | Compact Fluorescent |  | Twist | 1 | 22 | Master Bedroom | 115398 | Master Bedroom | 0.00049795
Wall Mount | Incandescent |  | Globe | 6 | 40 | Bathroom | 115399 | Bathroom | 0.00049795
Ceiling Fixture | Incandescent |  | Reflector | 1 | 75 | Bathroom | 115399 | Bathroom | 0.00049795
Ceiling Fixture | Compact Fluorescent |  | Twist | 1 | 15 | Bedroom | 1153910 | Bedroom | 0.00049795
Wall Mount | Incandescent |  | Globe | 3 | 40 | Bathroom | 115441 | Bathroom | 0.0012318
Ceiling Fixture | Incandescent |  | Standard A Lamp | 1 | 60 | Bedroom | 115442 | Bedroom | 0.0012318
Table | Compact Fluorescent |  | Twist | 1 | 15 | Bedroom | 115442 | Bedroom | 0.0012318
Ceiling Fixture | Incandescent |  | Standard A Lamp | 1 | 60 | Bedroom | 115443 | Bedroom | 0.0012318
Ceiling Fixture | Incandescent |  | Standard A Lamp | 1 | 60 | Closet | 115444 | Closet | 0.0012318
Chandelier (Hanging) | Incandescent |  | Standard A Lamp | 4 | 40 | Dining Room | 115445 | Dining Room | 0.0012318
Torchiere | Compact Fluorescent |  | Twist | 1 | 15 | Family Room | 115446 | Family Room | 0.0012318
Other | Incandescent |  | Standard A Lamp | 1 | 60 | Family Room | 115446 | Family Room | 0.0012318
Ceiling Fixture | Incandescent |  | Standard A Lamp | 1 | 60 | Hall | 115447 | Hall | 0.0012318
Ceiling Fixture | Compact Fluorescent |  | Twist | 1 | 15 | Kitchen | 115448 | Kitchen | 0.0012318
Wall Mount | Incandescent |  | Clear | 5 | 40 | Bathroom | 115491 | Bathroom | 0.00037892
Ceiling Fixture | Incandescent |  | Standard A Lamp | 2 | 60 | Bedroom | 115492 | Bedroom | 0.00037892
Architectural | Incandescent |  | Decorative | 1 | 60 | Closet | 115493 | Closet | 0.00037892
Architectural | Incandescent |  | Standard A Lamp | 1 | 75 | Closet | 115494 | Closet | 0.00037892
Ceiling Fixture | Linear Fluorescent | 48 | T-12 | 2 | 40 | Garage | 115495 | Garage | 0.00037892
Ceiling Fixture | Incandescent |  | Standard A Lamp | 1 | 60 | Hall | 115496 | Hall | 0.00037892
Other | Compact Fluorescent |  | A shape bulb | 1 | 13 | Kitchen | 115497 | Kitchen | 0.00037892
Ceiling Fixture | Incandescent |  | Standard A Lamp | 1 | 60 | Kitchen | 115497 | Kitchen | 0.00037892
Table | Compact Fluorescent |  | Twist | 1 | 13 | Living Room | 115498 | Living Room | 0.00037892
Ceiling Fixture | Incandescent |  | Standard A Lamp | 1 | 60 | Living Room | 115498 | Living Room | 0.00037892
Ceiling Fixture | Incandescent |  | Standard A Lamp | 2 | 60 | Office | 115499 | Office | 0.00037892
Table | Incandescent |  | Standard A Lamp | 1 | 60 | Office | 115499 | Office | 0.00037892
Wall Mount | Incandescent |  | Decorative | 3 | 25 | Bathroom | 115521 | Bathroom | 0.000364
Ceiling Fixture | Compact Fluorescent |  | Twist | 2 | 15 | Bedroom | 115522 | Bedroom | 0.000364
Ceiling Fixture | Compact Fluorescent |  | Twist | 2 | 15 | Bedroom | 115523 | Bedroom | 0.000364
Chandelier (Hanging) | Incandescent |  | Standard A Lamp | 5 | 60 | Dining Room | 115524 | Dining Room | 0.000364
Ceiling Fixture | Incandescent |  | Standard A Lamp | 2 | 60 | Family Room | 115525 | Family Room | 0.000364
Ceiling Fixture | Incandescent |  | Standard A Lamp | 1 | 60 | Garage | 115526 | Garage | 0.000364
Garage door opener | Incandescent |  | Standard A Lamp | 1 | 60 | Garage | 115526 | Garage | 0.000364
Ceiling Fixture | Linear Fluorescent | 48 | T-12 | 2 | 40 | Garage | 115526 | Garage | 0.000364
Ceiling Fixture | Compact Fluorescent |  | Twist | 2 | 15 | Hall | 115527 | Hall | 0.000364
Chandelier (Hanging) | Compact Fluorescent |  | Twist | 2 | 15 | Kitchen | 115528 | Kitchen | 0.000364
Recessed Can | Halogen |  | PAR | 1 | 75 | Kitchen | 115528 | Kitchen | 0.000364
Wall Mount | Other |  | LED Interior | 5 | 12 | Living Room | 115529 | Living Room | 0.000364
Floor lamp | Compact Fluorescent |  | A shape bulb | 1 | 15 | Living Room | 115529 | Living Room | 0.000364
Ceiling Fixture | Compact Fluorescent |  | Twist | 2 | 15 | Bathroom | 1155210 | Bathroom | 0.000364
Ceiling Fan | Compact Fluorescent |  | Twist | 2 | 15 | Master Bedroom | 1155211 | Master Bedroom | 0.000364
Wall Mount | Incandescent |  | Globe | 4 | 40 | Bathroom | 115551 | Bathroom | 0.00049795
Wall Mount | Compact Fluorescent |  | A shape bulb | 1 | 15 | Bathroom | 115552 | Bathroom | 0.00049795
Ceiling Fixture | Compact Fluorescent |  | Twist | 1 | 22 | Bathroom | 115552 | Bathroom | 0.00049795
Ceiling Fixture | Incandescent |  | Standard A Lamp | 1 | 60 | Bedroom | 115553 | Bedroom | 0.00049795
Table | Incandescent |  | Standard A Lamp | 1 | 60 | Bedroom | 115553 | Bedroom | 0.00049795
Ceiling Fixture | Compact Fluorescent |  | Twist | 1 | 15 | Bedroom | 115554 | Bedroom | 0.00049795
Ceiling Fixture | Compact Fluorescent |  | Twist | 2 | 15 | Bedroom | 115555 | Bedroom | 0.00049795
Table | Compact Fluorescent |  | Twist | 1 | 15 | Bedroom | 115555 | Bedroom | 0.00049795
Ceiling Fixture | Compact Fluorescent |  | Twist | 2 | 15 | Bedroom | 115556 | Bedroom | 0.00049795
Chandelier (Hanging) | Incandescent |  | Decorative | 5 | 40 | Dining Room | 115557 | Dining Room | 0.00049795
Recessed Can | Compact Fluorescent |  | Twist | 1 | 15 | Family Room | 115558 | Family Room | 0.00049795
Ceiling Fixture | Compact Fluorescent |  | Twist | 1 | 15 | Garage | 115559 | Garage | 0.00049795
Ceiling Fixture | Compact Fluorescent |  | Twist | 2 | 15 | Hall | 1155510 | Hall | 0.00049795
Ceiling Fixture | Compact Fluorescent |  | Twist | 2 | 22 | Hall | 1155511 | Hall | 0.00049795
Ceiling Fixture | Compact Fluorescent |  | Twist | 2 | 15 | Kitchen | 1155512 | Kitchen | 0.00049795
Ceiling Fixture | Compact Fluorescent |  | Twist | 1 | 15 | Laundry Room | 1155513 | Laundry Room | 0.00049795
Floor lamp | Compact Fluorescent |  | Twist | 1 | 15 | Living Room | 1155514 | Living Room | 0.00049795
Chandelier (Hanging) | Incandescent |  | Standard A Lamp | 5 | 60 | Hall | 1155515 | Hall | 0.00049795
Recessed Can | Incandescent |  | Reflector | 1 | 65 | Hall | 115741 | Hall | 0.0012318
Ceiling Fixture | Incandescent |  | Standard A Lamp | 2 | 60 | Hall | 115741 | Hall | 0.0012318
Chandelier (Hanging) | Incandescent |  | Mini base | 6 | 40 | Dining Room | 115742 | Dining Room | 0.0012318
Other | Linear Fluorescent | 48 | T-12 | 2 | 40 | Dining Room | 115742 | Dining Room | 0.0012318
Chandelier (Hanging) | Incandescent |  | Globe | 1 | 100 | Kitchen | 115743 | Kitchen | 0.0012318
Ceiling Fixture | Incandescent |  | Standard A Lamp | 1 | 60 | Kitchen | 115743 | Kitchen | 0.0012318
Wall Mount | Linear Fluorescent | 24 | T-12 | 1 | 20 | Kitchen | 115743 | Kitchen | 0.0012318
Ceiling Fixture | Incandescent |  | Standard A Lamp | 2 | 60 | Kitchen | 115743 | Kitchen | 0.0012318
Ceiling Fixture | Incandescent |  | Standard A Lamp | 1 | 60 | Garage | 115744 | Garage | 0.0012318
Garage door opener | Incandescent |  | Standard A Lamp | 2 | 40 | Garage | 115744 | Garage | 0.0012318
Wall Mount | Linear Fluorescent | 48 | T-12 | 1 | 40 | Bathroom | 115745 | Bathroom | 0.0012318
Ceiling Fixture | Incandescent |  | Standard A Lamp | 2 | 60 | Bedroom | 115746 | Bedroom | 0.0012318
Ceiling Fixture | Linear Fluorescent | 96 | T-12 | 2 | 40 | Bedroom | 115747 | Bedroom | 0.0012318
Ceiling Fixture | Linear Fluorescent | 96 | T-12 | 2 | 40 | Garage | 115748 | Garage | 0.0012318
Chandelier (Hanging) | Incandescent |  | Mini base | 8 | 60 | Hall | 115749 | Hall | 0.0012318
Ceiling Fan | Incandescent |  | Clear | 3 | 40 | Living Room | 1157410 | Living Room | 0.0012318
Table | Incandescent |  | Standard A Lamp | 1 | 100 | Living Room | 1157410 | Living Room | 0.0012318
Floor lamp | Linear Fluorescent | 96 | Fluorescent Other | 2 | 32 | Living Room | 1157410 | Living Room | 0.0012318
Track | Incandescent |  | Mini base | 2 | 65 | Living Room | 1157410 | Living Room | 0.0012318
Ceiling Fixture | Compact Fluorescent |  | Twist | 1 | 15 | Office | 1157411 | Office | 0.0012318
Table | Linear Fluorescent | 18 | T-8 | 2 | 16 | Office | 1157411 | Office | 0.0012318
Table | Compact Fluorescent |  | Twist | 1 | 22 | Office | 1157411 | Office | 0.0012318
Ceiling Fixture | Incandescent |  | Standard A Lamp | 1 | 90 | Other | 1157412 | Other | 0.0012318
Wall Mount | Linear Fluorescent | 48 | T-12 | 1 | 40 | Bathroom | 1157413 | Bathroom | 0.0012318
Recessed Can | Incandescent |  | Standard A Lamp | 1 | 60 | Bathroom | 1157413 | Bathroom | 0.0012318
Wall Mount | Linear Fluorescent | 18 | T-4 | 1 | 20 | Bathroom | 1157413 | Bathroom | 0.0012318
Ceiling Fan | Incandescent |  | Standard A Lamp | 2 | 60 | Master Bedroom | 1157414 | Master Bedroom | 0.0012318
Table | Incandescent |  | Standard A Lamp | 1 | 100 | Master Bedroom | 1157414 | Master Bedroom | 0.0012318
Wall Mount | Incandescent |  | Clear | 5 | 40 | Bathroom | 1157415 | Bathroom | 0.0012318
Wall Mount | Incandescent |  | Clear | 2 | 40 | Bathroom | 1157415 | Bathroom | 0.0012318
Wall Mount | Incandescent |  | Standard A Lamp | 2 | 60 | Bathroom | 115851 | Bathroom | 0.00037892
Ceiling Fixture | Incandescent |  | Standard A Lamp | 1 | 60 | Bathroom | 115851 | Bathroom | 0.00037892
Wall Mount | Incandescent |  | Standard A Lamp | 1 | 75 | Bathroom | 115852 | Bathroom | 0.00037892
Recessed Can | Incandescent |  | Standard A Lamp | 1 | 60 | Bathroom | 115852 | Bathroom | 0.00037892
Recessed Can | Incandescent |  | Standard A Lamp | 1 | 75 | Bedroom | 115853 | Bedroom | 0.00037892
Recessed Can | Incandescent |  | Standard A Lamp | 1 | 75 | Bedroom | 115854 | Bedroom | 0.00037892
Table | Halogen |  | Quartz Tube | 1 | 100 | Bedroom | 115854 | Bedroom | 0.00037892
Table | Halogen |  | MR | 1 | 50 | Bedroom | 115854 | Bedroom | 0.00037892
Ceiling Fixture | Incandescent |  | Standard A Lamp | 1 | 75 | Closet | 115855 | Closet | 0.00037892
Chandelier (Hanging) | Incandescent |  | Standard A Lamp | 1 | 100 | Dining Room | 115856 | Dining Room | 0.00037892
Ceiling Fixture | Incandescent |  | Decorative | 5 | 40 | Dining Room | 115856 | Dining Room | 0.00037892
Table | Compact Fluorescent |  | Straight Tube | 1 | 11 | Dining Room | 115856 | Dining Room | 0.00037892
Table | Incandescent |  | 3-Way Incandescent | 1 | 100 | Dining Room | 115856 | Dining Room | 0.00037892
Table | Incandescent |  | Standard A Lamp | 1 | 60 | Dining Room | 115856 | Dining Room | 0.00037892
Ceiling Fixture | Incandescent |  | Standard A Lamp | 1 | 60 | Family Room | 115857 | Family Room | 0.00037892
Wall Mount | Incandescent |  | Standard A Lamp | 1 | 60 | Family Room | 115857 | Family Room | 0.00037892
Floor lamp | Compact Fluorescent |  | Twist | 5 | 23 | Family Room | 115857 | Family Room | 0.00037892
Recessed Can | Incandescent |  | Standard A Lamp | 1 | 60 | Hall | 115858 | Hall | 0.00037892
Ceiling Fan | Incandescent |  | Standard A Lamp | 2 | 60 | Hall | 115859 | Hall | 0.00037892
Recessed Can | Incandescent |  | Reflector | 1 | 65 | Kitchen | 1158510 | Kitchen | 0.00037892
Architectural | Halogen |  | MR | 1 | 8 | Kitchen | 1158510 | Kitchen | 0.00037892
Chandelier (Hanging) | Incandescent |  | Standard A Lamp | 1 | 75 | Kitchen | 1158510 | Kitchen | 0.00037892
Recessed Can | Incandescent |  | Standard A Lamp | 1 | 60 | Laundry Room | 1158511 | Laundry Room | 0.00037892
Recessed Can | Incandescent |  | Reflector | 1 | 40 | Master Bedroom | 1158512 | Master Bedroom | 0.00037892
Table | Incandescent |  | Standard A Lamp | 1 | 60 | Master Bedroom | 1158512 | Master Bedroom | 0.00037892
Table | Halogen |  | MR | 1 | 50 | Master Bedroom | 1158512 | Master Bedroom | 0.00037892
Recessed Can | Incandescent |  | Reflector | 1 | 65 | Master Bedroom | 1158512 | Master Bedroom | 0.00037892
Table | Incandescent |  | Standard A Lamp | 1 | 60 | Master Bedroom | 1158512 | Master Bedroom | 0.00037892
Track | Halogen |  | MR | 3 | 50 | Other | 1158513 | Other | 0.00037892
Recessed Can | Incandescent |  | Standard A Lamp | 1 | 60 | Other | 1158514 | Other | 0.00037892
Floor lamp | Incandescent |  | Standard A Lamp | 1 | 75 | Other | 1158514 | Other | 0.00037892
Ceiling Fixture | Incandescent |  | Standard A Lamp | 1 | 60 | Other | 1158514 | Other | 0.00037892
Ceiling Fixture | Incandescent |  | Standard A Lamp | 1 | 100 | Bathroom | 116021 | Bathroom | 0.00028601
Ceiling Fixture | Compact Fluorescent |  | Twist | 1 | 26 | Bathroom | 116021 | Bathroom | 0.00028601
Ceiling Fixture | Incandescent |  | Heat Lamp | 3 | 250 | Bathroom | 116021 | Bathroom | 0.00028601
Wall Mount | Linear Fluorescent | 48 | T-12 | 1 | 32 | Bathroom | 116022 | Bathroom | 0.00028601
Ceiling Fixture | Incandescent |  | Heat Lamp | 3 | 250 | Bathroom | 116022 | Bathroom | 0.00028601
Ceiling Fan | Compact Fluorescent |  | Twist | 3 | 23 | Dining Room | 116023 | Dining Room | 0.00028601
Floor lamp | Compact Fluorescent |  | Pin base | 1 | 27 | Dining Room | 116023 | Dining Room | 0.00028601
Ceiling Fixture | Incandescent |  | Standard A Lamp | 1 | 60 | Other | 116024 | Other | 0.00028601
Ceiling Fixture | Compact Fluorescent |  | Twist | 1 | 23 | Hall | 116025 | Hall | 0.00028601
Chandelier (Hanging) | Incandescent |  | Standard A Lamp | 1 | 100 | Kitchen | 116026 | Kitchen | 0.00028601
Ceiling Fixture | Compact Fluorescent |  | Twist | 3 | 23 | Kitchen | 116026 | Kitchen | 0.00028601
Ceiling Fan | Compact Fluorescent |  | Twist | 3 | 23 | Living Room | 116027 | Living Room | 0.00028601
Chandelier (Hanging) | Incandescent |  | Standard A Lamp | 2 | 60 | Office | 116028 | Office | 0.00028601
Ceiling Fixture | Compact Fluorescent |  | Twist | 2 | 23 | Bedroom | 116029 | Bedroom | 0.00028601
Ceiling Fixture | Compact Fluorescent |  | Twist | 2 | 23 | Bedroom | 1160210 | Bedroom | 0.00028601
Ceiling Fan | Incandescent |  | Standard A Lamp | 1 | 60 | Bathroom | 116331 | Bathroom | 0.0012318
Recessed Can | Incandescent |  | Reflector | 1 | 65 | Bedroom | 116332 | Bedroom | 0.0012318
Table | Incandescent |  | Standard A Lamp | 1 | 60 | Bedroom | 116332 | Bedroom | 0.0012318
Ceiling Fixture | Compact Fluorescent |  | Twist | 1 | 15 | Closet | 116333 | Closet | 0.0012318
Wall Mount | Incandescent |  | Mini base | 1 | 60 | Closet | 116334 | Closet | 0.0012318
Wall Mount | Compact Fluorescent |  | Twist | 1 | 15 | Hall | 116335 | Hall | 0.0012318
Ceiling Fan | Incandescent |  | Decorative | 4 | 60 | Hall | 116335 | Hall | 0.0012318
Recessed Can | Incandescent |  | Reflector | 1 | 65 | Hall | 116335 | Hall | 0.0012318
Table | Halogen |  | Other | 3 | 10 | Hall | 116335 | Hall | 0.0012318
Ceiling Fixture | Compact Fluorescent |  | Pin base | 1 | 7 | Bathroom | 116336 | Bathroom | 0.0012318
Recessed Can | Incandescent |  | Reflector | 1 | 35 | Bathroom | 116336 | Bathroom | 0.0012318
Table | Incandescent |  | Standard A Lamp | 1 | 25 | Master Bedroom | 116337 | Master Bedroom | 0.0012318
Table | Incandescent |  | Standard A Lamp | 1 | 60 | Master Bedroom | 116337 | Master Bedroom | 0.0012318
Table | Compact Fluorescent |  | Twist | 1 | 15 | Master Bedroom | 116337 | Master Bedroom | 0.0012318
Recessed Can | Incandescent |  | Reflector | 1 | 65 | Master Bedroom | 116337 | Master Bedroom | 0.0012318
Recessed Can | Compact Fluorescent |  | Reflector | 1 | 15 | Master Bedroom | 116337 | Master Bedroom | 0.0012318
Recessed Can | Incandescent |  | Reflector | 1 | 65 | Master Bedroom | 116337 | Master Bedroom | 0.0012318
Ceiling Fixture | Halogen |  | MR | 3 | 35 | Master Bedroom | 116337 | Master Bedroom | 0.0012318
Wall Mount | Halogen |  | Other | 1 | 10 | Master Bedroom | 116337 | Master Bedroom | 0.0012318
Recessed Can | Incandescent |  | Reflector | 1 | 65 | Bathroom | 116338 | Bathroom | 0.0012318
Wall Mount | Compact Fluorescent |  | Twist | 3 | 15 | Bathroom | 116339 | Bathroom | 0.0012318
Ceiling Fan | Compact Fluorescent |  | Twist | 1 | 7 | Bathroom | 116339 | Bathroom | 0.0012318
Torchiere | Compact Fluorescent |  | Twist | 1 | 15 | Bedroom | 1163310 | Bedroom | 0.0012318
Ceiling Fixture | Incandescent |  | Standard A Lamp | 1 | 60 | Closet | 1163311 | Closet | 0.0012318
Ceiling Fixture | Incandescent |  | Standard A Lamp | 2 | 60 | Dining Room | 1163312 | Dining Room | 0.0012318
Garage door opener | Compact Fluorescent |  | Twist | 1 | 15 | Garage | 1163313 | Garage | 0.0012318
Ceiling Fixture | Compact Fluorescent |  | Twist | 1 | 15 | Garage | 1163313 | Garage | 0.0012318
Ceiling Fixture | Incandescent |  | Standard A Lamp | 2 | 60 | Hall | 1163315 | Hall | 0.0012318
Ceiling Fixture | Linear Fluorescent | 48 | T-12 | 2 | 40 | Kitchen | 1163316 | Kitchen | 0.0012318
Wall Mount | Incandescent |  | Mini base | 1 | 25 | Kitchen | 1163316 | Kitchen | 0.0012318
Table | Compact Fluorescent |  | Twist | 1 | 23 | Living Room | 1163317 | Living Room | 0.0012318
Floor lamp | Compact Fluorescent |  | Twist | 1 | 15 | Living Room | 1163317 | Living Room | 0.0012318
Ceiling Fan | Incandescent |  | Standard A Lamp | 2 | 60 | Family Room | 1163318 | Family Room | 0.0012318
Table | Incandescent |  | Mini base | 2 | 25 | Family Room | 1163318 | Family Room | 0.0012318
Recessed Can | Incandescent |  | Reflector | 1 | 65 | Laundry Room | 1163319 | Laundry Room | 0.0012318
Recessed - other | Linear Fluorescent | 48 | T-12 | 2 | 40 | Garage | 1163320 | Garage | 0.0012318
Recessed Can | Incandescent |  | Reflector | 1 | 65 | Garage | 1163320 | Garage | 0.0012318
Recessed Can | Compact Fluorescent |  | Reflector | 1 | 15 | Garage | 1163320 | Garage | 0.0012318
Ceiling Fan | Incandescent |  | Standard A Lamp | 2 | 60 | Other | 1163321 | Other | 0.0012318
Ceiling Fixture | Incandescent |  | Standard A Lamp | 2 | 60 | Other | 1163322 | Other | 0.0012318
Ceiling Fixture | Linear Fluorescent | 48 | T-12 | 2 | 40 | Other | 116361 | Other | 0.000364
Ceiling Fixture | Compact Fluorescent |  | Twist | 1 | 20 | Other | 116361 | Other | 0.000364
Ceiling Fixture | Compact Fluorescent |  | Circline (Screw Base) | 1 | 9 | Other | 116361 | Other | 0.000364
Table | Incandescent |  | Clear | 1 | 60 | Other | 116361 | Other | 0.000364
Wall Mount | Incandescent |  | Globe | 4 | 40 | Bathroom | 116362 | Bathroom | 0.000364
Chandelier (Hanging) | Incandescent |  | Globe | 1 | 60 | Bedroom | 116363 | Bedroom | 0.000364
Table | Compact Fluorescent |  | Straight Tube | 3 | 17 | Bedroom | 116363 | Bedroom | 0.000364
Floor lamp | Compact Fluorescent |  | Straight Tube | 1 | 5 | Bedroom | 116363 | Bedroom | 0.000364
Ceiling Fan | Incandescent |  | Globe | 1 | 60 | Bedroom | 116364 | Bedroom | 0.000364
Floor lamp | Halogen |  | Quartz Tube | 1 | 100 | Bedroom | 116364 | Bedroom | 0.000364
Wall Mount | Incandescent |  | Standard A Lamp | 1 | 60 | Bedroom | 116364 | Bedroom | 0.000364
Ceiling Fixture | Linear Fluorescent | 48 | T-12 | 4 | 40 | Bedroom | 116365 | Bedroom | 0.000364
Ceiling Fixture | Incandescent |  | Standard A Lamp | 2 | 60 | Bedroom | 116365 | Bedroom | 0.000364
Table | Incandescent |  | Standard A Lamp | 1 | 60 | Bedroom | 116365 | Bedroom | 0.000364
Table | Incandescent |  | Standard A Lamp | 1 | 60 | Bedroom | 116366 | Bedroom | 0.000364
Ceiling Fixture | Incandescent |  | Standard A Lamp | 1 | 60 | Other | 116367 | Other | 0.000364
Floor lamp | Compact Fluorescent |  | Twist | 1 | 20 | Family Room | 116368 | Family Room | 0.000364
Table | Compact Fluorescent |  | Twist | 1 | 15 | Family Room | 116368 | Family Room | 0.000364
Table | Compact Fluorescent |  | Twist | 1 | 15 | Family Room | 116368 | Family Room | 0.000364
Table | Compact Fluorescent |  | Twist | 1 | 23 | Family Room | 116368 | Family Room | 0.000364
Floor lamp | Compact Fluorescent |  | Straight Tube | 1 | 11 | Family Room | 116368 | Family Room | 0.000364
Ceiling Fixture | Compact Fluorescent |  | Straight Tube | 1 | 17 | Hall | 116369 | Hall | 0.000364
Chandelier (Hanging) | Compact Fluorescent |  | Straight Tube | 1 | 17 | Kitchen | 1163610 | Kitchen | 0.000364
Ceiling Fixture | Linear Fluorescent | 48 | T-12 | 2 | 40 | Kitchen | 1163610 | Kitchen | 0.000364
Other | Incandescent |  | Standard A Lamp | 1 | 60 | Kitchen | 1163610 | Kitchen | 0.000364
Ceiling Fixture | Incandescent |  | Standard A Lamp | 5 | 60 | Dining Room | 1163611 | Dining Room | 0.000364
Floor lamp | Incandescent |  | Standard A Lamp | 1 | 60 | Dining Room | 1163611 | Dining Room | 0.000364
Ceiling Fixture | Compact Fluorescent |  | Twist | 1 | 23 | Other | 1163612 | Other | 0.000364
Wall Mount | Incandescent |  | Standard A Lamp | 2 | 40 | Bathroom | 116391 | Bathroom | 0.000364
Recessed - other | Incandescent |  | Standard A Lamp | 1 | 60 | Hall | 116392 | Hall | 0.000364
Ceiling Fixture | Incandescent |  | Standard A Lamp | 1 | 60 | Other | 116393 | Other | 0.000364
Wall Mount | Halogen |  | Quartz Tube | 1 | 50 | Bathroom | 116394 | Bathroom | 0.000364
Ceiling Fixture | Linear Fluorescent | 48 | T-8 | 2 | 32 | Closet | 116395 | Closet | 0.000364
Recessed Can | Compact Fluorescent |  | Reflector | 1 | 22 | Dining Room | 116396 | Dining Room | 0.000364
Recessed Can | Incandescent |  | Reflector | 1 | 65 | Family Room | 116397 | Family Room | 0.000364
Garage door opener | Incandescent |  | Standard A Lamp | 1 | 60 | Garage | 116398 | Garage | 0.000364
Ceiling Fixture | Incandescent |  | Standard A Lamp | 1 | 60 | Garage | 116398 | Garage | 0.000364
Chandelier (Hanging) | Incandescent |  | Standard A Lamp | 1 | 60 | Hall | 116399 | Hall | 0.000364
Recessed Can | Compact Fluorescent |  | Reflector | 1 | 22 | Kitchen | 1163910 | Kitchen | 0.000364
Chandelier (Hanging) | Halogen |  | MR | 1 | 20 | Kitchen | 1163910 | Kitchen | 0.000364
Recessed Can | Incandescent |  | Reflector | 1 | 65 | Laundry Room | 1163911 | Laundry Room | 0.000364
Recessed Can | Incandescent |  | Reflector | 1 | 65 | Living Room | 1163912 | Living Room | 0.000364
Table | Incandescent |  | 3-Way Incandescent | 1 | 150 | Living Room | 1163912 | Living Room | 0.000364
Recessed - other | Linear Fluorescent | 48 | T-12 | 1 | 40 | Living Room | 1163912 | Living Room | 0.000364
Recessed Can | Incandescent |  | Reflector | 1 | 65 | Bathroom | 1163913 | Bathroom | 0.000364
Wall Mount | Halogen |  | Quartz Tube | 3 | 20 | Bathroom | 1163913 | Bathroom | 0.000364
Recessed Can | Incandescent |  | Reflector | 1 | 65 | Master Bedroom | 1163914 | Master Bedroom | 0.000364
Recessed Can | Incandescent |  | Reflector | 1 | 65 | Office | 1163915 | Office | 0.000364
Wall Mount | Incandescent |  | Decorative | 1 | 25 | Bathroom | 1163917 | Bathroom | 0.000364
Ceiling Fan | Compact Fluorescent |  | Twist | 1 | 15 | Bathroom | 1163917 | Bathroom | 0.000364
Recessed - other | Incandescent |  | Standard A Lamp | 1 | 60 | Bedroom | 1163918 | Bedroom | 0.000364
Recessed - other | Incandescent |  | Standard A Lamp | 1 | 60 | Hall | 1163919 | Hall | 0.000364
Recessed - other | Incandescent |  | Standard A Lamp | 1 | 60 | Office | 1163920 | Office | 0.000364
Wall Mount | Linear Fluorescent | 24 | T-12 | 2 | 15 | Bathroom | 116451 | Bathroom | 0.00037892
Ceiling Fixture | Compact Fluorescent |  | Twist | 1 | 40 | Bathroom | 116452 | Bathroom | 0.00037892
Wall Mount | Incandescent |  | Globe | 4 | 25 | Bathroom | 116452 | Bathroom | 0.00037892
Recessed - other | Incandescent |  | Standard A Lamp | 2 | 40 | Bedroom | 116453 | Bedroom | 0.00037892
Wall Mount | Incandescent |  | Globe | 2 | 60 | Bedroom | 116454 | Bedroom | 0.00037892
Recessed - other | Incandescent |  | Standard A Lamp | 2 | 40 | Bedroom | 116455 | Bedroom | 0.00037892
Ceiling Fixture | Compact Fluorescent |  | Twist | 1 | 15 | Bedroom | 116456 | Bedroom | 0.00037892
Ceiling Fixture | Compact Fluorescent |  | Twist | 4 | 15 | Dining Room | 116457 | Dining Room | 0.00037892
Ceiling Fixture | Linear Fluorescent | 48 | T-12 | 2 | 40 | Family Room | 116458 | Family Room | 0.00037892
Floor lamp | Compact Fluorescent |  | Twist | 1 | 15 | Family Room | 116458 | Family Room | 0.00037892
Ceiling Fixture | Linear Fluorescent | 48 | T-12 | 2 | 32 | Other | 116459 | Other | 0.00037892
Ceiling Fixture | Incandescent |  | Standard A Lamp | 1 | 60 | Hall | 1164510 | Hall | 0.00037892
Recessed - other | Incandescent |  | Standard A Lamp | 2 | 40 | Hall | 1164511 | Hall | 0.00037892
Ceiling Fixture | Incandescent |  | Globe | 1 | 60 | Kitchen | 1164512 | Kitchen | 0.00037892
Recessed - other | Incandescent |  | Standard A Lamp | 1 | 65 | Kitchen | 1164512 | Kitchen | 0.00037892
Ceiling Fixture | Compact Fluorescent |  | Twist | 1 | 15 | Laundry Room | 1164513 | Laundry Room | 0.00037892
Table | Compact Fluorescent |  | Twist | 1 | 22 | Living Room | 1164514 | Living Room | 0.00037892
Ceiling Fixture | Compact Fluorescent |  | Twist | 1 | 15 | Master Bedroom | 1164515 | Master Bedroom | 0.00037892
Table | Incandescent |  | Standard A Lamp | 1 | 60 | Master Bedroom | 1164515 | Master Bedroom | 0.00037892
Ceiling Fixture | Compact Fluorescent |  | Twist | 3 | 15 | Office | 1164516 | Office | 0.00037892
Floor lamp | Incandescent |  | Standard A Lamp | 3 | 60 | Office | 1164516 | Office | 0.00037892
Ceiling Fixture | Linear Fluorescent | 48 | T-12 | 1 | 40 | Garage | 1164517 | Garage | 0.00037892
Ceiling Fixture | Compact Fluorescent |  | Twist | 1 | 15 | Hall | 1164518 | Hall | 0.00037892
Ceiling Fan | Incandescent |  | Standard A Lamp | 1 | 60 | Bathroom | 116531 | Bathroom | 0.00037892
Recessed Can | Incandescent |  | Reflector | 1 | 65 | Bathroom | 116531 | Bathroom | 0.00037892
Wall Mount | Incandescent |  | Standard A Lamp | 5 | 75 | Bathroom | 116531 | Bathroom | 0.00037892
Recessed Can | Incandescent |  | Standard A Lamp | 1 | 75 | Bedroom | 116532 | Bedroom | 0.00037892
Ceiling Fan | Incandescent |  | Standard A Lamp | 2 | 75 | Bedroom | 116532 | Bedroom | 0.00037892
Ceiling Fan | Incandescent |  | Standard A Lamp | 1 | 50 | Bedroom | 116532 | Bedroom | 0.00037892
Recessed Can | Incandescent |  | Standard A Lamp | 1 | 100 | Bedroom | 116532 | Bedroom | 0.00037892
Table | Incandescent |  | Standard A Lamp | 1 | 75 | Bedroom | 116532 | Bedroom | 0.00037892
Recessed Can | Incandescent |  | Reflector | 1 | 65 | Hall | 116533 | Hall | 0.00037892
Ceiling Fixture | Incandescent |  | Standard A Lamp | 1 | 65 | Other | 116534 | Other | 0.00037892
Recessed Can | Incandescent |  | Reflector | 1 | 65 | Hall | 116535 | Hall | 0.00037892
Recessed Can | Incandescent |  | Reflector | 1 | 75 | Kitchen | 116536 | Kitchen | 0.00037892
Ceiling Fan | Incandescent |  | Standard A Lamp | 1 | 40 | Kitchen | 116536 | Kitchen | 0.00037892
Recessed - other | Compact Fluorescent |  | Twist | 1 | 28 | Hall | 116537 | Hall | 0.00037892
Recessed Can | Incandescent |  | Reflector | 1 | 75 | Hall | 116537 | Hall | 0.00037892
Ceiling Fan | Compact Fluorescent |  | Twist | 1 | 15 | Living Room | 116538 | Living Room | 0.00037892
Floor lamp | Incandescent |  | Clear | 3 | 40 | Living Room | 116538 | Living Room | 0.00037892
Torchiere | Incandescent |  | Standard A Lamp | 1 | 75 | Living Room | 116538 | Living Room | 0.00037892
Floor lamp | Incandescent |  | Standard A Lamp | 1 | 25 | Living Room | 116538 | Living Room | 0.00037892
Recessed Can | Incandescent |  | Reflector | 1 | 60 | Hall | 116539 | Hall | 0.00037892
Ceiling Fixture | Incandescent |  | Standard A Lamp | 1 | 60 | Other | 1165310 | Other | 0.00037892
Ceiling Fan | Incandescent |  | Heat Lamp | 1 | 250 | Bathroom | 1165311 | Bathroom | 0.00037892
Recessed - other | Incandescent |  | Standard A Lamp | 1 | 75 | Bathroom | 1165311 | Bathroom | 0.00037892
Recessed Can | Halogen |  | PAR | 2 | 75 | Bathroom | 1165311 | Bathroom | 0.00037892
Floor lamp | Incandescent |  | Decorative | 1 | 40 | Bedroom | 1165312 | Bedroom | 0.00037892
Recessed Can | Halogen |  | PAR | 1 | 75 | Bedroom | 1165312 | Bedroom | 0.00037892
Recessed Can | Incandescent |  | Reflector | 1 | 50 | Bedroom | 1165312 | Bedroom | 0.00037892
Table | Incandescent |  | Mini base | 1 | 25 | Bedroom | 1165312 | Bedroom | 0.00037892
Recessed Can | Halogen |  | PAR | 1 | 75 | Dining Room | 1165313 | Dining Room | 0.00037892
Table | Halogen |  | MR | 1 | 30 | Dining Room | 1165313 | Dining Room | 0.00037892
Ceiling Fixture | Halogen |  | MR | 1 | 30 | Dining Room | 1165313 | Dining Room | 0.00037892
Recessed Can | Halogen |  | MR | 1 | 75 | Hall | 1165314 | Hall | 0.00037892
Recessed Can | Halogen |  | PAR | 1 | 75 | Hall | 1165314 | Hall | 0.00037892
Recessed - other | Incandescent |  | Reflector | 1 | 40 | Hall | 1165314 | Hall | 0.00037892
Chandelier (Hanging) | Incandescent |  | Decorative | 1 | 5 | Kitchen | 1165315 | Kitchen | 0.00037892
Ceiling Fan | Halogen |  | MR | 4 | 50 | Kitchen | 1165315 | Kitchen | 0.00037892
Recessed Can | Halogen |  | PAR | 1 | 75 | Kitchen | 1165315 | Kitchen | 0.00037892
Recessed - other | Other |  | LED Interior | 1 | 7 | Kitchen | 1165315 | Kitchen | 0.00037892
Ceiling Fixture | Incandescent |  | Standard A Lamp | 1 | 75 | Laundry Room | 1165316 | Laundry Room | 0.00037892
Recessed Can | Halogen |  | MR | 1 | 30 | Living Room | 1165317 | Living Room | 0.00037892
Floor lamp | Incandescent |  | Standard A Lamp | 1 | 100 | Living Room | 1165317 | Living Room | 0.00037892
Table | Incandescent |  | Standard A Lamp | 1 | 100 | Living Room | 1165317 | Living Room | 0.00037892
Ceiling Fixture | Incandescent |  | Standard A Lamp | 1 | 75 | Other | 1165318 | Other | 0.00037892
Wall Mount | Halogen |  | Other | 1 | 50 | Master Bedroom | 1165319 | Master Bedroom | 0.00037892
Recessed Can | Halogen |  | PAR | 1 | 75 | Living Room | 1165320 | Living Room | 0.00037892
Recessed Can | Halogen |  | MR | 1 | 50 | Living Room | 1165320 | Living Room | 0.00037892
Wall Mount | Incandescent |  | Standard A Lamp | 1 | 60 | Bathroom | 1165321 | Bathroom | 0.00037892
Ceiling Fixture | Incandescent |  | Clear | 1 | 250 | Other | 1165322 | Other | 0.00037892
Ceiling Fan | Incandescent |  | Standard A Lamp | 1 | 60 | Other | 1165322 | Other | 0.00037892
Recessed Can | Halogen |  | PAR | 1 | 75 | Bathroom | 1165323 | Bathroom | 0.00037892
Ceiling Fixture | Linear Fluorescent | 48 | T-12 | 2 | 40 | Garage | 1165324 | Garage | 0.00037892
Ceiling Fixture | Incandescent |  | Standard A Lamp | 1 | 40 | Garage | 1165324 | Garage | 0.00037892
Ceiling Fixture | Incandescent |  | 3-Way Incandescent | 1 | 200 | Garage | 1165324 | Garage | 0.00037892
Garage door opener | Incandescent |  | Standard A Lamp | 1 | 60 | Garage | 1165324 | Garage | 0.00037892
Ceiling Fixture | Compact Fluorescent |  | Twist | 1 | 15 | Kitchen | 116701 | Kitchen | 0.00037892
Ceiling Fixture | Compact Fluorescent |  | Straight Tube | 1 | 22 | Closet | 116702 | Closet | 0.00037892
Ceiling Fixture | Compact Fluorescent |  | Twist | 1 | 15 | Laundry Room | 116703 | Laundry Room | 0.00037892
Recessed Can | Incandescent |  | Reflector | 1 | 65 | Dining Room | 116704 | Dining Room | 0.00037892
Floor lamp | Compact Fluorescent |  | Twist | 3 | 15 | Living Room | 116705 | Living Room | 0.00037892
Recessed Can | Incandescent |  | Reflector | 1 | 65 | Living Room | 116705 | Living Room | 0.00037892
Recessed Can | Incandescent |  | Reflector | 1 | 60 | Hall | 116706 | Hall | 0.00037892
Ceiling Fixture | Incandescent |  | Standard A Lamp | 1 | 100 | Hall | 116707 | Hall | 0.00037892
Ceiling Fixture | Incandescent |  | Standard A Lamp | 1 | 40 | Bathroom | 116708 | Bathroom | 0.00037892
Recessed Can | Incandescent |  | Reflector | 1 | 65 | Bedroom | 116709 | Bedroom | 0.00037892
Recessed Can | Incandescent |  | Reflector | 1 | 65 | Office | 1167010 | Office | 0.00037892
Wall Mount | Incandescent |  | Decorative | 4 | 40 | Bathroom | 116751 | Bathroom | 0.0017229
Chandelier (Hanging) | Incandescent |  | Decorative | 5 | 60 | Family Room | 116752 | Family Room | 0.0017229
Ceiling Fixture | Incandescent |  | Standard A Lamp | 1 | 100 | Hall | 116753 | Hall | 0.0017229
Floor lamp | Incandescent |  | Standard A Lamp | 4 | 100 | Family Room | 116754 | Family Room | 0.0017229
Table | Incandescent |  | Standard A Lamp | 1 | 150 | Family Room | 116754 | Family Room | 0.0017229
Ceiling Fixture | Incandescent |  | Standard A Lamp | 1 | 75 | Garage | 116755 | Garage | 0.0017229
Garage door opener | Incandescent |  | Standard A Lamp | 2 | 100 | Garage | 116755 | Garage | 0.0017229
Ceiling Fixture | Incandescent |  | Standard A Lamp | 1 | 60 | Bedroom | 116756 | Bedroom | 0.0017229
Table | Incandescent |  | 3-Way Incandescent | 1 | 100 | Bedroom | 116756 | Bedroom | 0.0017229
Ceiling Fixture | Incandescent |  | Standard A Lamp | 1 | 100 | Hall | 116757 | Hall | 0.0017229
Ceiling Fixture | Incandescent |  | Standard A Lamp | 2 | 75 | Kitchen | 116758 | Kitchen | 0.0017229
Ceiling Fixture | Incandescent |  | Standard A Lamp | 2 | 65 | Family Room | 116759 | Family Room | 0.0017229
Floor lamp | Compact Fluorescent |  | Twist | 1 | 22 | Family Room | 116759 | Family Room | 0.0017229
Ceiling Fixture | Incandescent |  | Standard A Lamp | 1 | 60 | Bedroom | 1167510 | Bedroom | 0.0017229
Table | Incandescent |  | 3-Way Incandescent | 1 | 100 | Bedroom | 1167510 | Bedroom | 0.0017229
Wall Mount | Incandescent |  | Decorative | 3 | 40 | Bathroom | 1167511 | Bathroom | 0.0017229
Recessed - other | Incandescent |  | Heat Lamp | 2 | 125 | Bathroom | 1167511 | Bathroom | 0.0017229
Wall Mount | Incandescent |  | Decorative | 3 | 40 | Closet | 1167512 | Closet | 0.0017229
Ceiling Fixture | Incandescent |  | Standard A Lamp | 1 | 60 | Closet | 1167512 | Closet | 0.0017229
Ceiling Fixture | Incandescent |  | Standard A Lamp | 1 | 60 | Office | 1167513 | Office | 0.0017229
Table | Incandescent |  | Standard A Lamp | 2 | 40 | Office | 1167513 | Office | 0.0017229
Ceiling Fixture | Incandescent |  | Standard A Lamp | 2 | 60 | Laundry Room | 1167514 | Laundry Room | 0.0017229
Wall Mount | Incandescent |  | Standard A Lamp | 1 | 75 | Other | 116771 | Other | 0.00037892
Ceiling Fixture | Halogen |  | Quartz Tube | 1 | 100 | Bathroom | 116772 | Bathroom | 0.00037892
Wall Mount | Incandescent |  | Mini base | 2 | 40 | Bathroom | 116772 | Bathroom | 0.00037892
Recessed Can | Incandescent |  | Reflector | 1 | 75 | Hall | 116773 | Hall | 0.00037892
Recessed Can | Incandescent |  | Reflector | 1 | 75 | Hall | 116773 | Hall | 0.00037892
Recessed Can | Incandescent |  | Standard A Lamp | 1 | 60 | Closet | 116774 | Closet | 0.00037892
Recessed Can | Incandescent |  | Standard A Lamp | 1 | 60 | Closet | 116775 | Closet | 0.00037892
Recessed - other | Incandescent |  | Standard A Lamp | 1 | 100 | Closet | 116776 | Closet | 0.00037892
Chandelier (Hanging) | Incandescent |  | Standard A Lamp | 2 | 60 | Dining Room | 116777 | Dining Room | 0.00037892
Chandelier (Hanging) | Incandescent |  | Standard A Lamp | 1 | 100 | Dining Room | 116777 | Dining Room | 0.00037892
Wall Mount | Incandescent |  | Standard A Lamp | 1 | 100 | Other | 116778 | Other | 0.00037892
Garage door opener | Incandescent |  | Standard A Lamp | 2 | 60 | Garage | 116779 | Garage | 0.00037892
Other | Halogen |  | Other | 1 | 20 | Kitchen | 1167710 | Kitchen | 0.00037892
Recessed Can | Incandescent |  | Reflector | 1 | 100 | Kitchen | 1167710 | Kitchen | 0.00037892
Recessed Can | Incandescent |  | Reflector | 1 | 75 | Kitchen | 1167710 | Kitchen | 0.00037892
Wall Mount | Incandescent |  | Clear | 1 | 60 | Laundry Room | 1167711 | Laundry Room | 0.00037892
Wall Mount | Incandescent |  | Standard A Lamp | 1 | 75 | Laundry Room | 1167711 | Laundry Room | 0.00037892
Wall Mount | Incandescent |  | Standard A Lamp | 1 | 75 | Laundry Room | 1167711 | Laundry Room | 0.00037892
Recessed Can | Incandescent |  | Reflector | 1 | 65 | Laundry Room | 1167711 | Laundry Room | 0.00037892
Table | Incandescent |  | Standard A Lamp | 1 | 75 | Living Room | 1167712 | Living Room | 0.00037892
Wall Mount | Compact Fluorescent |  | Straight Tube | 1 | 15 | Living Room | 1167712 | Living Room | 0.00037892
Wall Mount | Halogen |  | Quartz Tube | 2 | 100 | Bathroom | 1167713 | Bathroom | 0.00037892
Table | Incandescent |  | Standard A Lamp | 1 | 40 | Master Bedroom | 1167714 | Master Bedroom | 0.00037892
Wall Mount | Compact Fluorescent |  | Twist | 1 | 15 | Master Bedroom | 1167714 | Master Bedroom | 0.00037892
Wall Mount | Incandescent |  | Standard A Lamp | 1 | 75 | Master Bedroom | 1167714 | Master Bedroom | 0.00037892
Wall Mount | Incandescent |  | Standard A Lamp | 1 | 100 | Other | 1167715 | Other | 0.00037892
Wall Mount | Incandescent |  | Standard A Lamp | 1 | 100 | Bedroom | 1167716 | Bedroom | 0.00037892
Ceiling Fan | Incandescent |  | Standard A Lamp | 4 | 60 | Dining Room | 116791 | Dining Room | 0.0017229
Wall Mount | Incandescent |  | Globe | 8 | 40 | Bathroom | 116792 | Bathroom | 0.0017229
Ceiling Fixture | Linear Fluorescent | 48 | T-12 | 4 | 40 | Office | 116793 | Office | 0.0017229
Recessed Can | Compact Fluorescent |  | Flood | 1 | 18 | Office | 116793 | Office | 0.0017229
Ceiling Fixture | Linear Fluorescent | 48 | T-12 | 4 | 40 | Office | 116794 | Office | 0.0017229
Track | Incandescent |  | Reflector | 1 | 75 | Bedroom | 116795 | Bedroom | 0.0017229
Chandelier (Hanging) | Halogen |  |  | 8 | 60 | Other | 116796 | Other | 0.0017229
Ceiling Fixture | Compact Fluorescent |  | Circline (Screw Base) | 1 | 18 | Garage | 116797 | Garage | 0.0017229
Ceiling Fixture | Compact Fluorescent |  | Twist | 1 | 18 | Garage | 116797 | Garage | 0.0017229
Ceiling Fixture | Linear Fluorescent | 48 | T-8 | 2 | 40 | Garage | 116797 | Garage | 0.0017229
Ceiling Fixture | Linear Fluorescent | 48 | T-12 | 2 | 40 | Garage | 116797 | Garage | 0.0017229
Garage door opener | Incandescent |  | Standard A Lamp | 2 | 60 | Garage | 116797 | Garage | 0.0017229
Ceiling Fixture | Incandescent |  | Standard A Lamp | 2 | 40 | Bedroom | 116798 | Bedroom | 0.0017229
Floor lamp | Incandescent |  | 3-Way Incandescent | 1 | 150 | Bedroom | 116798 | Bedroom | 0.0017229
Ceiling Fixture | Incandescent |  | Standard A Lamp | 1 | 60 | Hall | 116799 | Hall | 0.0017229
Ceiling Fixture | Halogen |  | PAR | 1 | 75 | Kitchen | 1167910 | Kitchen | 0.0017229
Chandelier (Hanging) | Incandescent |  | Decorative | 5 | 60 | Kitchen | 1167910 | Kitchen | 0.0017229
Recessed Can | Incandescent |  | Reflector | 1 | 65 | Kitchen | 1167910 | Kitchen | 0.0017229
Recessed Can | Compact Fluorescent |  | Flood | 1 | 18 | Living Room | 1167911 | Living Room | 0.0017229
Floor lamp | Halogen |  | Quartz Tube | 1 | 100 | Living Room | 1167911 | Living Room | 0.0017229
Floor lamp | Incandescent |  | 3-Way Incandescent | 1 | 150 | Living Room | 1167911 | Living Room | 0.0017229
Wall Mount | Incandescent |  | Globe | 2 | 60 | Bathroom | 1167912 | Bathroom | 0.0017229
Recessed Can | Compact Fluorescent |  | Flood | 1 | 18 | Hall | 1167913 | Hall | 0.0017229
Wall Mount | Linear Fluorescent | 24 | T-8 | 2 | 40 | Hall | 1167913 | Hall | 0.0017229
Wall Mount | Incandescent |  | Globe | 16 | 40 | Bathroom | 1167914 | Bathroom | 0.0017229
Recessed Can | Compact Fluorescent |  | Flood | 1 | 18 | Bathroom | 1167914 | Bathroom | 0.0017229
Ceiling Fixture | Incandescent |  | Heat Lamp | 1 | 100 | Bathroom | 1167914 | Bathroom | 0.0017229
Ceiling Fixture | Incandescent |  | Standard A Lamp | 1 | 60 | Bathroom | 1167914 | Bathroom | 0.0017229
Floor lamp | Incandescent |  | 3-Way Incandescent | 1 | 150 | Master Bedroom | 1167915 | Master Bedroom | 0.0017229
Ceiling Fixture | Incandescent |  | Standard A Lamp | 1 | 60 | Master Bedroom | 1167915 | Master Bedroom | 0.0017229
Floor lamp | Incandescent |  | Standard A Lamp | 1 | 60 | Master Bedroom | 1167915 | Master Bedroom | 0.0017229
Ceiling Fixture | Incandescent |  | Decorative | 4 | 40 | Office | 1167916 | Office | 0.0017229
Floor lamp | Incandescent |  | Standard A Lamp | 1 | 40 | Office | 1167916 | Office | 0.0017229
Floor lamp | Compact Fluorescent |  | Straight Tube | 1 | 18 | Office | 1167916 | Office | 0.0017229
Floor lamp | Incandescent |  | 3-Way Incandescent | 1 | 150 | Office | 1167916 | Office | 0.0017229
Table | Incandescent |  | 3-Way Incandescent | 1 | 100 | Living Room | 116841 | Living Room | 0.00049795
Floor lamp | Incandescent |  | 3-Way Incandescent | 1 | 100 | Living Room | 116841 | Living Room | 0.00049795
Ceiling Fixture | Incandescent |  | Standard A Lamp | 1 | 40 | Living Room | 116841 | Living Room | 0.00049795
Table | Incandescent |  | Standard A Lamp | 1 | 60 | Master Bedroom | 116842 | Master Bedroom | 0.00049795
Table | Compact Fluorescent |  | Twist | 1 | 22 | Master Bedroom | 116842 | Master Bedroom | 0.00049795
Ceiling Fixture | Incandescent |  | Standard A Lamp | 1 | 60 | Closet | 116843 | Closet | 0.00049795
Wall Mount | Incandescent |  | Clear | 6 | 40 | Bathroom | 116844 | Bathroom | 0.00049795
Ceiling Fixture | Incandescent |  | Heat Lamp | 2 | 250 | Bathroom | 116844 | Bathroom | 0.00049795
Ceiling Fixture | Compact Fluorescent |  | Twist | 1 | 22 | Office | 116845 | Office | 0.00049795
Wall Mount | Incandescent |  | Standard A Lamp | 1 | 60 | Office | 116845 | Office | 0.00049795
Ceiling Fixture | Incandescent |  | Standard A Lamp | 1 | 60 | Garage | 116846 | Garage | 0.00049795
Recessed Can | Incandescent |  | Standard A Lamp | 1 | 100 | Kitchen | 116847 | Kitchen | 0.00049795
Other | Halogen |  | PAR | 3 | 30 | Kitchen | 116847 | Kitchen | 0.00049795
Chandelier (Hanging) | Incandescent |  | Mini base | 5 | 60 | Dining Room | 116848 | Dining Room | 0.00049795
Ceiling Fixture | Incandescent |  | Standard A Lamp | 1 | 25 | Living Room | 116849 | Living Room | 0.00049795
Wall Mount | Incandescent |  | Standard A Lamp | 2 | 60 | Bathroom | 1168410 | Bathroom | 0.00049795
Ceiling Fixture | Incandescent |  | Standard A Lamp | 1 | 60 | Closet | 1168411 | Closet | 0.00049795
Ceiling Fixture | Incandescent |  | Standard A Lamp | 1 | 60 | Closet | 1168412 | Closet | 0.00049795
Ceiling Fixture | Incandescent |  | Standard A Lamp | 1 | 60 | Hall | 1168413 | Hall | 0.00049795
Wall Mount | Incandescent |  | Standard A Lamp | 3 | 60 | Bathroom | 1168414 | Bathroom | 0.00049795
Ceiling Fixture | Incandescent |  | Heat Lamp | 2 | 250 | Bathroom | 1168414 | Bathroom | 0.00049795
Wall Mount | Incandescent |  | Decorative | 3 | 25 | Bathroom | 117021 | Bathroom | 0.00049795
Ceiling Fixture | Incandescent |  | Standard A Lamp | 1 | 60 | Bedroom | 117022 | Bedroom | 0.00049795
Ceiling Fan | Incandescent |  | Standard A Lamp | 2 | 60 | Bedroom | 117023 | Bedroom | 0.00049795
Recessed Can | Incandescent |  | Reflector | 1 | 75 | Dining Room | 117024 | Dining Room | 0.00049795
Ceiling Fixture | Incandescent |  | Standard A Lamp | 2 | 60 | Hall | 117025 | Hall | 0.00049795
Recessed Can | Incandescent |  | Reflector | 1 | 65 | Kitchen | 117026 | Kitchen | 0.00049795
Ceiling Fan | Incandescent |  | Standard A Lamp | 1 | 60 | Living Room | 117027 | Living Room | 0.00049795
Ceiling Fixture | Incandescent |  | Decorative | 3 | 40 | Dining Room | 117051 | Dining Room | 0.000364
Ceiling Fixture | Incandescent |  | Standard A Lamp | 1 | 60 | Hall | 117052 | Hall | 0.000364
Ceiling Fixture | Linear Fluorescent | 48 | T-12 | 2 | 40 | Garage | 117053 | Garage | 0.000364
Ceiling Fixture | Linear Fluorescent | 48 | T-12 | 1 | 40 | Garage | 117053 | Garage | 0.000364
Ceiling Fixture | Compact Fluorescent |  | Twist | 1 | 15 | Garage | 117053 | Garage | 0.000364
Wall Mount | Incandescent |  | 3-Way Incandescent | 1 | 150 | Garage | 117053 | Garage | 0.000364
Table | Compact Fluorescent |  | Twist | 1 | 15 | Bedroom | 117054 | Bedroom | 0.000364
Ceiling Fixture | Incandescent |  | Standard A Lamp | 1 | 60 | Hall | 117055 | Hall | 0.000364
Wall Mount | Incandescent |  | Standard A Lamp | 3 | 40 | Bathroom | 117056 | Bathroom | 0.000364
Ceiling Fixture | Incandescent |  | Standard A Lamp | 2 | 60 | Kitchen | 117057 | Kitchen | 0.000364
Other | Incandescent |  | Standard A Lamp | 1 | 60 | Kitchen | 117057 | Kitchen | 0.000364
Table | Incandescent |  | Standard A Lamp | 1 | 40 | Laundry Room | 117058 | Laundry Room | 0.000364
Wall Mount | Incandescent |  | Globe | 3 | 40 | Bathroom | 117059 | Bathroom | 0.000364
Ceiling Fixture | Incandescent |  | Standard A Lamp | 1 | 60 | Bathroom | 117059 | Bathroom | 0.000364
Ceiling Fixture | Incandescent |  | Decorative | 3 | 40 | Master Bedroom | 1170510 | Master Bedroom | 0.000364
Table | Incandescent |  | Mini base | 1 | 40 | Master Bedroom | 1170510 | Master Bedroom | 0.000364
Ceiling Fixture | Incandescent |  | Standard A Lamp | 2 | 40 | Bedroom | 1170511 | Bedroom | 0.000364
Table | Incandescent |  | Standard A Lamp | 1 | 40 | Bedroom | 1170511 | Bedroom | 0.000364
Ceiling Fixture | Linear Fluorescent | 48 | T-12 | 4 | 40 | Kitchen | 117131 | Kitchen | 0.00049795
Ceiling Fan | Compact Fluorescent |  | Twist | 1 | 15 | Office | 117132 | Office | 0.00049795
Floor lamp | Incandescent |  | Standard A Lamp | 3 | 40 | Office | 117132 | Office | 0.00049795
Ceiling Fixture | Incandescent |  | Standard A Lamp | 1 | 40 | Other | 117133 | Other | 0.00049795
Ceiling Fixture | Incandescent |  | Standard A Lamp | 1 | 60 | Hall | 117134 | Hall | 0.00049795
Ceiling Fixture | Incandescent |  | Standard A Lamp | 1 | 75 | Garage | 117135 | Garage | 0.00049795
Ceiling Fixture | Linear Fluorescent | 48 | T-12 | 2 | 40 | Other | 117136 | Other | 0.00049795
Floor lamp | Incandescent |  | Standard A Lamp | 1 | 60 | Living Room | 117137 | Living Room | 0.00049795
Table | Incandescent |  | Mini base | 1 | 40 | Living Room | 117137 | Living Room | 0.00049795
Chandelier (Hanging) | Incandescent |  | Mini base | 4 | 40 | Living Room | 117137 | Living Room | 0.00049795
Ceiling Fixture | Incandescent |  | Standard A Lamp | 1 | 75 | Closet | 117138 | Closet | 0.00049795
Floor lamp | Incandescent |  | Mini base | 1 | 60 | Bathroom | 117139 | Bathroom | 0.00049795
Ceiling Fixture | Incandescent |  | Standard A Lamp | 3 | 60 | Bathroom | 117139 | Bathroom | 0.00049795
Wall Mount | Incandescent |  | Standard A Lamp | 3 | 75 | Bathroom | 1171310 | Bathroom | 0.00049795
Ceiling Fixture | Compact Fluorescent |  | Twist | 2 | 15 | Master Bedroom | 1171311 | Master Bedroom | 0.00049795
Wall Mount | Incandescent |  | Globe | 8 | 40 | Bathroom | 1171312 | Bathroom | 0.00049795
Wall Mount | Incandescent |  | Standard A Lamp | 3 | 40 | Bathroom | 117171 | Bathroom | 0.0017229
Wall Mount | Incandescent |  | Standard A Lamp | 3 | 40 | Bathroom | 117172 | Bathroom | 0.0017229
Recessed - other | Incandescent |  | Heat Lamp | 2 | 150 | Bathroom | 117172 | Bathroom | 0.0017229
Recessed - other | Incandescent |  | Standard A Lamp | 1 | 60 | Bathroom | 117172 | Bathroom | 0.0017229
Ceiling Fan | Incandescent |  | Standard A Lamp | 1 | 60 | Family Room | 117173 | Family Room | 0.0017229
Ceiling Fan | Incandescent |  | Standard A Lamp | 3 | 40 | Master Bedroom | 117174 | Master Bedroom | 0.0017229
Table | Incandescent |  | Standard A Lamp | 1 | 60 | Master Bedroom | 117174 | Master Bedroom | 0.0017229
Ceiling Fan | Incandescent |  | Standard A Lamp | 1 | 75 | Bedroom | 117175 | Bedroom | 0.0017229
Table | Incandescent |  | Standard A Lamp | 1 | 60 | Bedroom | 117175 | Bedroom | 0.0017229
Table | Incandescent |  | Standard A Lamp | 1 | 40 | Bedroom | 117175 | Bedroom | 0.0017229
Ceiling Fan | Incandescent |  | Standard A Lamp | 1 | 60 | Bedroom | 117176 | Bedroom | 0.0017229
Table | Incandescent |  | Standard A Lamp | 1 | 60 | Bedroom | 117176 | Bedroom | 0.0017229
Ceiling Fan | Incandescent |  | Standard A Lamp | 1 | 60 | Bedroom | 117177 | Bedroom | 0.0017229
Table | Incandescent |  | Standard A Lamp | 1 | 60 | Bedroom | 117177 | Bedroom | 0.0017229
Ceiling Fixture | Incandescent |  | Standard A Lamp | 1 | 60 | Closet | 117178 | Closet | 0.0017229
Chandelier (Hanging) | Incandescent |  | Decorative | 5 | 40 | Dining Room | 117179 | Dining Room | 0.0017229
Ceiling Fixture | Compact Fluorescent |  | Twist | 1 | 28 | Garage | 1171710 | Garage | 0.0017229
Ceiling Fan | Compact Fluorescent |  | Twist | 1 | 15 | Hall | 1171711 | Hall | 0.0017229
Recessed Can | Incandescent |  | Reflector | 1 | 65 | Kitchen | 1171712 | Kitchen | 0.0017229
Ceiling Fixture | Incandescent |  | Standard A Lamp | 2 | 60 | Laundry Room | 1171713 | Laundry Room | 0.0017229
Floor lamp | Compact Fluorescent |  | Twist | 1 | 15 | Living Room | 1171714 | Living Room | 0.0017229
Table | Compact Fluorescent |  | Twist | 1 | 15 | Living Room | 1171714 | Living Room | 0.0017229
Recessed Can | Incandescent |  | Reflector | 1 | 65 | Bathroom | 117251 | Bathroom | 0.00037892
Ceiling Fixture | Halogen |  | MR | 1 | 50 | Bathroom | 117251 | Bathroom | 0.00037892
Wall Mount | Incandescent |  | Globe | 3 | 40 | Bathroom | 117252 | Bathroom | 0.00037892
Ceiling Fixture | Incandescent |  | Standard A Lamp | 2 | 60 | Bedroom | 117253 | Bedroom | 0.00037892
Ceiling Fixture | Incandescent |  | Standard A Lamp | 1 | 75 | Bedroom | 117254 | Bedroom | 0.00037892
Ceiling Fixture | Incandescent |  | Reflector | 1 | 65 | Bedroom | 117255 | Bedroom | 0.00037892
Ceiling Fixture | Incandescent |  | Standard A Lamp | 2 | 75 | Bedroom | 117256 | Bedroom | 0.00037892
Table | Compact Fluorescent |  | Twist | 1 | 13 | Bedroom | 117256 | Bedroom | 0.00037892
Chandelier (Hanging) | Incandescent |  | Standard A Lamp | 5 | 75 | Dining Room | 117257 | Dining Room | 0.00037892
Table | Incandescent |  | Standard A Lamp | 1 | 60 | Family Room | 117258 | Family Room | 0.00037892
Floor lamp | Incandescent |  | 3-Way Incandescent | 1 | 100 | Family Room | 117258 | Family Room | 0.00037892
Recessed Can | Incandescent |  | Reflector | 1 | 65 | Family Room | 117259 | Family Room | 0.00037892
Track | Compact Fluorescent |  | Twist | 4 | 14 | Family Room | 117259 | Family Room | 0.00037892
Recessed Can | Incandescent |  | Reflector | 1 | 65 | Garage | 1172510 | Garage | 0.00037892
Garage door opener | Incandescent |  | Standard A Lamp | 2 | 40 | Garage | 1172510 | Garage | 0.00037892
Wall Mount | Linear Fluorescent | 48 | T-12 | 1 | 40 | Garage | 1172510 | Garage | 0.00037892
Recessed Can | Compact Fluorescent |  | Reflector | 1 | 16 | Hall | 1172511 | Hall | 0.00037892
Ceiling Fixture | Incandescent |  | Standard A Lamp | 1 | 60 | Hall | 1172512 | Hall | 0.00037892
Recessed Can | Incandescent |  | Reflector | 1 | 65 | Hall | 1172513 | Hall | 0.00037892
Recessed Can | Compact Fluorescent |  | Twist | 1 | 14 | Hall | 1172513 | Hall | 0.00037892
Recessed Can | Incandescent |  | Reflector | 1 | 65 | Kitchen | 1172514 | Kitchen | 0.00037892
Ceiling Fixture | Compact Fluorescent |  | Twist | 2 | 20 | Laundry Room | 1172515 | Laundry Room | 0.00037892
Wall Mount | Incandescent |  | Reflector | 1 | 65 | Other | 1172516 | Other | 0.00037892
Ceiling Fixture | Incandescent |  | Standard A Lamp | 1 | 60 | Other | 1172517 | Other | 0.00037892
Wall Mount | Compact Fluorescent |  | Twist | 4 | 22 | Bathroom | 117291 | Bathroom | 0.0017229
Ceiling Fixture | Incandescent |  | Reflector | 1 | 250 | Bathroom | 117291 | Bathroom | 0.0017229
Floor lamp | Incandescent |  | Standard A Lamp | 1 | 60 | Bedroom | 117292 | Bedroom | 0.0017229
Ceiling Fixture | Incandescent |  | Standard A Lamp | 1 | 60 | Bedroom | 117292 | Bedroom | 0.0017229
Ceiling Fixture | Compact Fluorescent |  | Flood | 1 | 22 | Garage | 117293 | Garage | 0.0017229
Recessed Can | Incandescent |  | Reflector | 1 | 65 | Hall | 117294 | Hall | 0.0017229
Ceiling Fixture | Incandescent |  | Standard A Lamp | 3 | 60 | Kitchen | 117295 | Kitchen | 0.0017229
Recessed Can | Incandescent |  | Reflector | 1 | 60 | Kitchen | 117295 | Kitchen | 0.0017229
Ceiling Fixture | Incandescent |  | Mini base | 6 | 25 | Living Room | 117296 | Living Room | 0.0017229
Recessed Can | Halogen |  | PAR | 1 | 75 | Living Room | 117296 | Living Room | 0.0017229
Floor lamp | Incandescent |  | Standard A Lamp | 1 | 60 | Living Room | 117296 | Living Room | 0.0017229
Wall Mount | Incandescent |  | Standard A Lamp | 1 | 60 | Bathroom | 117297 | Bathroom | 0.0017229
Wall Mount | Incandescent |  | Globe | 1 | 40 | Bathroom | 117297 | Bathroom | 0.0017229
Wall Mount | Compact Fluorescent |  | Twist | 2 | 13 | Bathroom | 117297 | Bathroom | 0.0017229
Ceiling Fixture | Compact Fluorescent |  | Flood | 1 | 22 | Bathroom | 117297 | Bathroom | 0.0017229
Recessed Can | Compact Fluorescent |  | Flood | 1 | 15 | Master Bedroom | 117298 | Master Bedroom | 0.0017229
Recessed Can | Halogen |  | PAR | 1 | 75 | Master Bedroom | 117298 | Master Bedroom | 0.0017229
Floor lamp | Compact Fluorescent |  | Twist | 1 | 22 | Office | 117299 | Office | 0.0017229
Recessed Can | Halogen |  | PAR | 1 | 30 | Office | 117299 | Office | 0.0017229
Wall Mount | Compact Fluorescent |  | Twist | 4 | 15 | Bathroom | 117321 | Bathroom | 0.0012318
Ceiling Fan | Incandescent |  | Standard A Lamp | 1 | 60 | Bathroom | 117321 | Bathroom | 0.0012318
Wall Mount | Incandescent |  | Standard A Lamp | 3 | 60 | Bathroom | 117322 | Bathroom | 0.0012318
Ceiling Fan | Incandescent |  | Standard A Lamp | 1 | 60 | Bathroom | 117322 | Bathroom | 0.0012318
Wall Mount | Incandescent |  | Clear | 3 | 40 | Bathroom | 117323 | Bathroom | 0.0012318
Ceiling Fixture | Incandescent |  | Standard A Lamp | 1 | 60 | Bedroom | 117324 | Bedroom | 0.0012318
Ceiling Fixture | Incandescent |  | Standard A Lamp | 1 | 60 | Bedroom | 117325 | Bedroom | 0.0012318
Recessed Can | Compact Fluorescent |  | Reflector | 1 | 15 | Bedroom | 117325 | Bedroom | 0.0012318
Chandelier (Hanging) | Incandescent |  | Standard A Lamp | 4 | 60 | Dining Room | 117326 | Dining Room | 0.0012318
Recessed Can | Compact Fluorescent |  | Reflector | 1 | 15 | Family Room | 117327 | Family Room | 0.0012318
Ceiling Fixture | Incandescent |  | Standard A Lamp | 1 | 60 | Hall | 117328 | Hall | 0.0012318
Table | Incandescent |  | Standard A Lamp | 1 | 60 | Hall | 117328 | Hall | 0.0012318
Ceiling Fixture | Incandescent |  | Standard A Lamp | 1 | 60 | Hall | 117329 | Hall | 0.0012318
Recessed Can | Compact Fluorescent |  | Reflector | 1 | 15 | Hall | 1173210 | Hall | 0.0012318
Ceiling Fixture | Incandescent |  | Standard A Lamp | 1 | 60 | Kitchen | 1173211 | Kitchen | 0.0012318
Chandelier (Hanging) | Halogen |  | MR | 1 | 30 | Kitchen | 1173211 | Kitchen | 0.0012318
Ceiling Fixture | Linear Fluorescent | 48 | T-12 | 1 | 32 | Laundry Room | 1173212 | Laundry Room | 0.0012318
Ceiling Fixture | Incandescent |  | Standard A Lamp | 2 | 60 | Living Room | 1173213 | Living Room | 0.0012318
Track | Halogen |  | MR | 5 | 30 | Family Room | 1173214 | Family Room | 0.0012318
Recessed Can | Incandescent |  | Reflector | 1 | 65 | Family Room | 1173214 | Family Room | 0.0012318
Ceiling Fixture | Incandescent |  | Standard A Lamp | 1 | 60 | Master Bedroom | 1173215 | Master Bedroom | 0.0012318
Ceiling Fixture | Incandescent |  | Mini base | 3 | 25 | Laundry Room | 117341 | Laundry Room | 0.00037892
Ceiling Fixture | Compact Fluorescent |  | Twist | 2 | 15 | Living Room | 117342 | Living Room | 0.00037892
Floor lamp | Compact Fluorescent |  | Twist | 1 | 15 | Living Room | 117342 | Living Room | 0.00037892
Ceiling Fixture | Compact Fluorescent |  | Twist | 2 | 15 | Hall | 117343 | Hall | 0.00037892
Wall Mount | Incandescent |  | Globe | 3 | 40 | Bathroom | 117344 | Bathroom | 0.00037892
Ceiling Fixture | Incandescent |  | Standard A Lamp | 2 | 60 | Bedroom | 117345 | Bedroom | 0.00037892
Ceiling Fixture | Compact Fluorescent |  | Twist | 2 | 15 | Bedroom | 117346 | Bedroom | 0.00037892
Ceiling Fixture | Compact Fluorescent |  | Twist | 2 | 15 | Bedroom | 117347 | Bedroom | 0.00037892
Table | Compact Fluorescent |  | Twist | 1 | 22 | Bedroom | 117347 | Bedroom | 0.00037892
Ceiling Fixture | Compact Fluorescent |  | Twist | 1 | 15 | Garage | 117349 | Garage | 0.00037892
Recessed Can | Incandescent |  | Standard A Lamp | 1 | 60 | Family Room | 1173410 | Family Room | 0.00037892
Ceiling Fixture | Compact Fluorescent |  | Twist | 3 | 15 | Other | 1173411 | Other | 0.00037892
Table | Incandescent |  | Standard A Lamp | 1 | 60 | Other | 1173411 | Other | 0.00037892
Wall Mount | Incandescent |  | Globe | 3 | 40 | Bathroom | 1173412 | Bathroom | 0.00037892
Ceiling Fixture | Compact Fluorescent |  | Twist | 1 | 15 | Bedroom | 1173413 | Bedroom | 0.00037892
Ceiling Fixture | Compact Fluorescent |  | Twist | 2 | 15 | Bedroom | 1173414 | Bedroom | 0.00037892
Floor lamp | Incandescent |  | Standard A Lamp | 3 | 75 | Bedroom | 1173414 | Bedroom | 0.00037892
Ceiling Fixture | Compact Fluorescent |  | Twist | 1 | 15 | Closet | 1173415 | Closet | 0.00037892
Wall Mount | Compact Fluorescent |  | Twist | 1 | 15 | Hall | 1173416 | Hall | 0.00037892
Ceiling Fixture | Compact Fluorescent |  | Twist | 2 | 15 | Kitchen | 1173417 | Kitchen | 0.00037892
Ceiling Fan | Incandescent |  | Decorative | 3 | 25 | Kitchen | 117391 | Kitchen | 0.00037892
Recessed Can | Compact Fluorescent |  | Reflector | 1 | 15 | Kitchen | 117391 | Kitchen | 0.00037892
Chandelier (Hanging) | Incandescent |  | Decorative | 7 | 25 | Other | 117392 | Other | 0.00037892
Floor lamp | Incandescent |  | 3-Way Incandescent | 1 | 100 | Other | 117392 | Other | 0.00037892
Table | Compact Fluorescent |  | Twist | 1 | 15 | Other | 117392 | Other | 0.00037892
Table | Linear Fluorescent | 48 | Fluorescent Other | 1 | 20 | Other | 117392 | Other | 0.00037892
Ceiling Fixture | Incandescent |  | Heat Lamp | 2 | 150 | Bathroom | 117393 | Bathroom | 0.00037892
Wall Mount | Incandescent |  | Decorative | 4 | 65 | Bathroom | 117393 | Bathroom | 0.00037892
Chandelier (Hanging) | Compact Fluorescent |  | Twist | 4 | 15 | Office | 117394 | Office | 0.00037892
Floor lamp | Incandescent |  | 3-Way Incandescent | 1 | 100 | Office | 117394 | Office | 0.00037892
Table | Compact Fluorescent |  | Twist | 3 | 15 | Office | 117394 | Office | 0.00037892
Table | Compact Fluorescent |  | Twist | 1 | 15 | Office | 117394 | Office | 0.00037892
Ceiling Fixture | Incandescent |  | Standard A Lamp | 1 | 60 | Closet | 117395 | Closet | 0.00037892
Ceiling Fixture | Incandescent |  | Standard A Lamp | 1 | 75 | Other | 117396 | Other | 0.00037892
Ceiling Fixture | Incandescent |  | Standard A Lamp | 1 | 100 | Other | 117396 | Other | 0.00037892
Ceiling Fixture | Compact Fluorescent |  | Twist | 1 | 15 | Other | 117396 | Other | 0.00037892
Ceiling Fixture | Compact Fluorescent |  | A shape bulb | 1 | 15 | Garage | 117397 | Garage | 0.00037892
Chandelier (Hanging) | Incandescent |  | Decorative | 8 | 25 | Dining Room | 117398 | Dining Room | 0.00037892
Table | Incandescent |  | Standard A Lamp | 1 | 65 | Living Room | 117399 | Living Room | 0.00037892
Floor lamp | Incandescent |  | Standard A Lamp | 1 | 100 | Living Room | 117399 | Living Room | 0.00037892
Recessed - other | Halogen |  | PAR | 1 | 30 | Living Room | 117399 | Living Room | 0.00037892
Ceiling Fixture | Incandescent |  | Standard A Lamp | 2 | 40 | Hall | 1173910 | Hall | 0.00037892
Ceiling Fixture | Incandescent |  | Heat Lamp | 2 | 125 | Bathroom | 1173911 | Bathroom | 0.00037892
Wall Mount | Incandescent |  | Decorative | 2 | 25 | Bathroom | 1173911 | Bathroom | 0.00037892
Ceiling Fixture | Compact Fluorescent |  | Twist | 1 | 15 | Family Room | 1173912 | Family Room | 0.00037892
Table | Compact Fluorescent |  | Twist | 1 | 15 | Family Room | 1173912 | Family Room | 0.00037892
Table | Incandescent |  | Standard A Lamp | 1 | 60 | Family Room | 1173912 | Family Room | 0.00037892
Ceiling Fixture | Incandescent |  | Standard A Lamp | 1 | 60 | Bedroom | 1173913 | Bedroom | 0.00037892
Table | Incandescent |  | Decorative | 1 | 25 | Bedroom | 1173913 | Bedroom | 0.00037892
Floor lamp | Incandescent |  | Standard A Lamp | 1 | 60 | Bedroom | 1173913 | Bedroom | 0.00037892
Ceiling Fan | Incandescent |  | Decorative | 5 | 25 | Master Bedroom | 1173914 | Master Bedroom | 0.00037892
Table | Incandescent |  | Standard A Lamp | 1 | 100 | Master Bedroom | 1173914 | Master Bedroom | 0.00037892
Table | Incandescent |  | Colored | 1 | 25 | Master Bedroom | 1173914 | Master Bedroom | 0.00037892
Ceiling Fixture | Incandescent |  | Standard A Lamp | 1 | 60 | Closet | 1173915 | Closet | 0.00037892
Wall Mount | Compact Fluorescent |  | Twist | 3 | 15 | Bathroom | 117491 | Bathroom | 0.000364
Ceiling Fan | Compact Fluorescent |  | Twist | 2 | 15 | Bathroom | 117491 | Bathroom | 0.000364
Ceiling Fixture | Compact Fluorescent |  | Twist | 2 | 15 | Bedroom | 117492 | Bedroom | 0.000364
Ceiling Fixture | Compact Fluorescent |  | Twist | 2 | 15 | Bedroom | 117493 | Bedroom | 0.000364
Garage door opener | Incandescent |  | Standard A Lamp | 1 | 60 | Garage | 117494 | Garage | 0.000364
Ceiling Fixture | Incandescent |  | Standard A Lamp | 1 | 60 | Hall | 117495 | Hall | 0.000364
Ceiling Fixture | Linear Fluorescent | 48 | T-12 | 2 | 40 | Kitchen | 117496 | Kitchen | 0.000364
Ceiling Fixture | Incandescent |  | Standard A Lamp | 2 | 60 | Laundry Room | 117497 | Laundry Room | 0.000364
Floor lamp | Halogen |  | Quartz Tube | 1 | 50 | Living Room | 117498 | Living Room | 0.000364
Ceiling Fixture | Compact Fluorescent |  | Twist | 2 | 15 | Living Room | 117498 | Living Room | 0.000364
Ceiling Fixture | Compact Fluorescent |  | Twist | 2 | 15 | Office | 117499 | Office | 0.000364
Architectural | Incandescent |  | Standard A Lamp | 1 | 60 | Other | 117521 | Other | 0.00049795
Ceiling Fixture | Incandescent |  | Standard A Lamp | 1 | 75 | Bedroom | 117522 | Bedroom | 0.00049795
Wall Mount | Incandescent |  | Globe | 4 | 40 | Bathroom | 117523 | Bathroom | 0.00049795
Other | Incandescent |  | Mini base | 1 | 5 | Bathroom | 117523 | Bathroom | 0.00049795
Recessed Can | Incandescent |  | Reflector | 1 | 65 | Family Room | 117524 | Family Room | 0.00049795
Recessed Can | Incandescent |  | Reflector | 1 | 65 | Family Room | 117524 | Family Room | 0.00049795
Table | Halogen |  | MR | 1 | 20 | Family Room | 117524 | Family Room | 0.00049795
Ceiling Fixture | Incandescent |  | Standard A Lamp | 2 | 75 | Bedroom | 117525 | Bedroom | 0.00049795
Table | Incandescent |  | Standard A Lamp | 1 | 25 | Bedroom | 117525 | Bedroom | 0.00049795
Ceiling Fixture | Incandescent |  | Standard A Lamp | 1 | 60 | Hall | 117526 | Hall | 0.00049795
Chandelier (Hanging) | Compact Fluorescent |  | Twist | 3 | 19 | Kitchen | 117527 | Kitchen | 0.00049795
Low bay | Linear Fluorescent | 24 | T-12 | 1 | 20 | Kitchen | 117527 | Kitchen | 0.00049795
Table | Compact Fluorescent |  | Twist | 1 | 13 | Living Room | 117528 | Living Room | 0.00049795
Floor lamp | Compact Fluorescent |  | Twist | 1 | 20 | Living Room | 117528 | Living Room | 0.00049795
Chandelier (Hanging) | Incandescent |  | Decorative | 5 | 60 | Dining Room | 117531 | Dining Room | 0.00049795
Ceiling Fixture | Incandescent |  | Decorative | 1 | 40 | Closet | 117532 | Closet | 0.00049795
Recessed Can | Incandescent |  | Reflector | 1 | 65 | Hall | 117534 | Hall | 0.00049795
Recessed - other | Incandescent |  | Mini base | 1 | 25 | Hall | 117534 | Hall | 0.00049795
Recessed Can | Incandescent |  | Reflector | 1 | 65 | Kitchen | 117535 | Kitchen | 0.00049795
Wall Mount | Incandescent |  | Decorative | 4 | 25 | Bathroom | 117536 | Bathroom | 0.00049795
Recessed Can | Incandescent |  | Reflector | 1 | 65 | Bedroom | 117537 | Bedroom | 0.00049795
Table | Incandescent |  | Decorative | 1 | 25 | Bedroom | 117537 | Bedroom | 0.00049795
Recessed Can | Incandescent |  | Reflector | 1 | 65 | Other | 117538 | Other | 0.00049795
Recessed Can | Incandescent |  | Reflector | 2 | 65 | Family Room | 117539 | Family Room | 0.00049795
Recessed Can | Incandescent |  | Reflector | 1 | 65 | Hall | 1175310 | Hall | 0.00049795
Recessed Can | Incandescent |  | Reflector | 1 | 65 | Living Room | 1175311 | Living Room | 0.00049795
Chandelier (Hanging) | Incandescent |  | Mini base | 10 | 25 | Living Room | 1175311 | Living Room | 0.00049795
Wall Mount | Incandescent |  | Mini base | 6 | 25 | Bathroom | 1175312 | Bathroom | 0.00049795
Recessed Can | Incandescent |  | Reflector | 1 | 65 | Bathroom | 1175312 | Bathroom | 0.00049795
Recessed Can | Incandescent |  | Reflector | 1 | 65 | Bedroom | 1175313 | Bedroom | 0.00049795
Table | Incandescent |  | Standard A Lamp | 1 | 60 | Bedroom | 1175313 | Bedroom | 0.00049795
Recessed Can | Incandescent |  | Reflector | 1 | 65 | Bathroom | 1175314 | Bathroom | 0.00049795
Ceiling Fixture | Incandescent |  | Standard A Lamp | 1 | 60 | Closet | 1175315 | Closet | 0.00049795
Recessed Can | Incandescent |  | Reflector | 1 | 65 | Hall | 1175316 | Hall | 0.00049795
Ceiling Fixture | Incandescent |  | Standard A Lamp | 1 | 60 | Laundry Room | 1175317 | Laundry Room | 0.00049795
Wall Mount | Incandescent |  | Decorative | 1 | 40 | Family Room | 1175318 | Family Room | 0.00049795
Recessed Can | Incandescent |  | Reflector | 1 | 65 | Bathroom | 1175319 | Bathroom | 0.00049795
Wall Mount | Incandescent |  | Mini base | 4 | 25 | Bathroom | 1175319 | Bathroom | 0.00049795
Recessed Can | Incandescent |  | Reflector | 1 | 65 | Master Bedroom | 1175320 | Master Bedroom | 0.00049795
Table | Incandescent |  | Standard A Lamp | 1 | 60 | Master Bedroom | 1175320 | Master Bedroom | 0.00049795
Recessed Can | Compact Fluorescent |  | Reflector | 1 | 15 | Office | 1175321 | Office | 0.00049795
Chandelier (Hanging) | Compact Fluorescent |  | Twist | 6 | 15 | Office | 1175321 | Office | 0.00049795
Recessed - other | Incandescent |  | Mini base | 1 | 25 | Hall | 1175322 | Hall | 0.00049795
Wall Mount | Incandescent |  | Standard A Lamp | 1 | 60 | Other | 1175323 | Other | 0.00049795
Chandelier (Hanging) | Compact Fluorescent |  | Twist | 3 | 15 | Dining Room | 1175324 | Dining Room | 0.00049795
Recessed Can | Incandescent |  | Reflector | 1 | 65 | Other | 1175325 | Other | 0.00049795
Wall Mount | Compact Fluorescent |  | Twist | 4 | 14 | Bathroom | 117621 | Bathroom | 0.000364
Wall Mount | Incandescent |  | Standard A Lamp | 2 | 40 | Bathroom | 117622 | Bathroom | 0.000364
Ceiling Fixture | Incandescent |  | Standard A Lamp | 2 | 60 | Bedroom | 117623 | Bedroom | 0.000364
Ceiling Fixture | Incandescent |  | Standard A Lamp | 1 | 60 | Closet | 117624 | Closet | 0.000364
Ceiling Fixture | Compact Fluorescent |  | Twist | 1 | 14 | Closet | 117625 | Closet | 0.000364
Ceiling Fixture | Compact Fluorescent |  | Twist | 2 | 14 | Dining Room | 117626 | Dining Room | 0.000364
Ceiling Fixture | Compact Fluorescent |  | Twist | 2 | 14 | Other | 117627 | Other | 0.000364
Floor lamp | Compact Fluorescent |  | Twist | 1 | 14 | Family Room | 117628 | Family Room | 0.000364
Ceiling Fixture | Linear Fluorescent | 48 | T-12 | 4 | 40 | Garage | 117629 | Garage | 0.000364
Ceiling Fixture | Compact Fluorescent |  | Twist | 2 | 15 | Kitchen | 1176210 | Kitchen | 0.000364
Ceiling Fixture | Compact Fluorescent |  | Twist | 1 | 15 | Kitchen | 1176210 | Kitchen | 0.000364
Ceiling Fixture | Incandescent |  | Standard A Lamp | 2 | 60 | Other | 1176211 | Other | 0.000364
Floor lamp | Compact Fluorescent |  | Twist | 1 | 20 | Other | 1176211 | Other | 0.000364
Ceiling Fixture | Compact Fluorescent |  | Twist | 1 | 15 | Laundry Room | 1176212 | Laundry Room | 0.000364
Ceiling Fixture | Incandescent |  | Standard A Lamp | 1 | 60 | Master Bedroom | 1176213 | Master Bedroom | 0.000364
Ceiling Fixture | Incandescent |  | Standard A Lamp | 1 | 60 | Office | 1176214 | Office | 0.000364
Table | Incandescent |  | Standard A Lamp | 1 | 60 | Office | 1176214 | Office | 0.000364
Wall Mount | Compact Fluorescent |  | Twist | 1 | 14 | Other | 1176215 | Other | 0.000364
Ceiling Fixture | Compact Fluorescent |  | Twist | 1 | 23 | Bathroom | 117661 | Bathroom | 0.0012318
Ceiling Fixture | Linear Fluorescent | 48 | T-12 | 2 | 40 | Bathroom | 117661 | Bathroom | 0.0012318
Ceiling Fixture | Compact Fluorescent |  | Globe | 3 | 15 | Bathroom | 117661 | Bathroom | 0.0012318
Ceiling Fixture | Incandescent |  | Reflector | 1 | 65 | Bathroom | 117661 | Bathroom | 0.0012318
Ceiling Fixture | Linear Fluorescent | 48 | T-12 | 1 | 40 | Bathroom | 117662 | Bathroom | 0.0012318
Ceiling Fixture | Linear Fluorescent | 24 | T-12 | 1 | 20 | Bathroom | 117662 | Bathroom | 0.0012318
Chandelier (Hanging) | Incandescent |  | Decorative | 6 | 40 | Dining Room | 117663 | Dining Room | 0.0012318
Track | Incandescent |  | Reflector | 3 | 60 | Other | 117664 | Other | 0.0012318
Table | Compact Fluorescent |  | Twist | 2 | 23 | Family Room | 117665 | Family Room | 0.0012318
Table | Incandescent |  | Standard A Lamp | 1 | 100 | Family Room | 117665 | Family Room | 0.0012318
Architectural | Compact Fluorescent |  | Twist | 1 | 13 | Family Room | 117665 | Family Room | 0.0012318
Recessed Can | Incandescent |  | Reflector | 1 | 65 | Family Room | 117665 | Family Room | 0.0012318
Ceiling Fixture | Linear Fluorescent | 96 | T-12 | 2 | 75 | Garage | 117666 | Garage | 0.0012318
Ceiling Fixture | Linear Fluorescent | 48 | T-12 | 2 | 40 | Garage | 117666 | Garage | 0.0012318
Garage door opener | Compact Fluorescent |  | Twist | 1 | 23 | Garage | 117666 | Garage | 0.0012318
Ceiling Fixture | Compact Fluorescent |  | Twist | 1 | 13 | Hall | 117667 | Hall | 0.0012318
Ceiling Fixture | Compact Fluorescent |  | Twist | 1 | 23 | Hall | 117668 | Hall | 0.0012318
Ceiling Fixture | Linear Fluorescent | 48 | T-12 | 1 | 40 | Kitchen | 117669 | Kitchen | 0.0012318
Ceiling Fixture | Linear Fluorescent | 36 | T-12 | 1 | 30 | Kitchen | 117669 | Kitchen | 0.0012318
Ceiling Fixture | Linear Fluorescent | 24 | T-12 | 1 | 20 | Kitchen | 117669 | Kitchen | 0.0012318
Ceiling Fixture | Compact Fluorescent |  | Twist | 1 | 15 | Laundry Room | 1176610 | Laundry Room | 0.0012318
Table | Incandescent |  | 3-Way Incandescent | 1 | 100 | Living Room | 1176611 | Living Room | 0.0012318
Table | Incandescent |  | Standard A Lamp | 1 | 100 | Master Bedroom | 1176612 | Master Bedroom | 0.0012318
Floor lamp | Compact Fluorescent |  | Straight Tube | 1 | 15 | Master Bedroom | 1176612 | Master Bedroom | 0.0012318
Ceiling Fixture | Linear Fluorescent | 48 | T-12 | 1 | 40 | Office | 1176613 | Office | 0.0012318
Ceiling Fixture | Linear Fluorescent | 24 | T-12 | 1 | 20 | Office | 1176613 | Office | 0.0012318
Ceiling Fixture | Incandescent |  | Standard A Lamp | 1 | 150 | Office | 1176614 | Office | 0.0012318
Table | Incandescent |  | Standard A Lamp | 1 | 100 | Office | 1176614 | Office | 0.0012318
Architectural | Linear Fluorescent | 24 | T-12 | 1 | 20 | Office | 1176614 | Office | 0.0012318
Ceiling Fixture | Compact Fluorescent |  | Twist | 1 | 23 | Other | 1176615 | Other | 0.0012318
Ceiling Fixture | Incandescent |  | Standard A Lamp | 1 | 150 | Other | 1176616 | Other | 0.0012318
Table | Linear Fluorescent | 18 | Fluorescent Other | 1 | 8 | Other | 1176616 | Other | 0.0012318
Ceiling Fixture | Incandescent |  | Standard A Lamp | 1 | 100 | Other | 1176617 | Other | 0.0012318
Table | Incandescent |  | Standard A Lamp | 1 | 100 | Other | 1176617 | Other | 0.0012318
Recessed Can | Incandescent |  | Reflector | 1 | 65 | Bathroom | 117691 | Bathroom | 0.0012318
Ceiling Fixture | Incandescent |  | Standard A Lamp | 1 | 60 | Bedroom | 117692 | Bedroom | 0.0012318
Ceiling Fan | Compact Fluorescent |  | Twist | 3 | 15 | Bedroom | 117693 | Bedroom | 0.0012318
Recessed Can | Other |  | LED Interior | 1 | 12 | Dining Room | 117694 | Dining Room | 0.0012318
Recessed - other | Linear Fluorescent | 48 | T-12 | 1 | 40 | Family Room | 117695 | Family Room | 0.0012318
Chandelier (Hanging) | Incandescent |  | Clear | 3 | 60 | Family Room | 117695 | Family Room | 0.0012318
Ceiling Fixture | Incandescent |  | Standard A Lamp | 1 | 60 | Family Room | 117695 | Family Room | 0.0012318
Garage door opener | Incandescent |  | Standard A Lamp | 2 | 60 | Garage | 117696 | Garage | 0.0012318
Ceiling Fixture | Incandescent |  | Standard A Lamp | 1 | 100 | Garage | 117696 | Garage | 0.0012318
Wall Mount | Incandescent |  | Standard A Lamp | 2 | 60 | Hall | 117697 | Hall | 0.0012318
Wall Mount | Incandescent |  | Standard A Lamp | 1 | 40 | Hall | 117698 | Hall | 0.0012318
Chandelier (Hanging) | Incandescent |  | Standard A Lamp | 1 | 60 | Kitchen | 117699 | Kitchen | 0.0012318
Recessed Can | Incandescent |  | Reflector | 1 | 65 | Kitchen | 117699 | Kitchen | 0.0012318
Recessed Can | Halogen |  | PAR | 1 | 75 | Laundry Room | 1176910 | Laundry Room | 0.0012318
Wall Mount | Incandescent |  | Mini base | 3 | 25 | Laundry Room | 1176910 | Laundry Room | 0.0012318
Recessed Can | Incandescent |  | Reflector | 1 | 65 | Living Room | 1176911 | Living Room | 0.0012318
Recessed Can | Incandescent |  | Reflector | 1 | 65 | Bathroom | 1176912 | Bathroom | 0.0012318
Chandelier (Hanging) | Incandescent |  | Clear | 4 | 40 | Master Bedroom | 1176913 | Master Bedroom | 0.0012318
Ceiling Fan | Incandescent |  | Standard A Lamp | 3 | 60 | Office | 1176914 | Office | 0.0012318
Table | Incandescent |  | Standard A Lamp | 1 | 60 | Office | 1176914 | Office | 0.0012318
Ceiling Fixture | Linear Fluorescent | 48 | T-12 | 2 | 32 | Other | 1176915 | Other | 0.0012318
Ceiling Fixture | Incandescent |  | Standard A Lamp | 1 | 60 | Other | 1176915 | Other | 0.0012318
Wall Mount | Compact Fluorescent |  | Twist | 1 | 13 | Bathroom | 117721 | Bathroom | 0.000364
Ceiling Fixture | Incandescent |  | Clear | 1 | 60 | Bathroom | 117721 | Bathroom | 0.000364
Ceiling Fixture | Compact Fluorescent |  | Twist | 1 | 23 | Other | 117722 | Other | 0.000364
Floor lamp | Compact Fluorescent |  | Straight Tube | 1 | 18 | Other | 117722 | Other | 0.000364
Ceiling Fixture | Compact Fluorescent |  | Twist | 2 | 23 | Bedroom | 117723 | Bedroom | 0.000364
Other | Incandescent |  | Mini base | 3 | 15 | Bedroom | 117723 | Bedroom | 0.000364
Ceiling Fixture | Compact Fluorescent |  | Twist | 1 | 23 | Bedroom | 117724 | Bedroom | 0.000364
Table | Compact Fluorescent |  | Twist | 1 | 13 | Bedroom | 117724 | Bedroom | 0.000364
Chandelier (Hanging) | Incandescent |  | Clear | 4 | 100 | Dining Room | 117725 | Dining Room | 0.000364
Ceiling Fixture | Compact Fluorescent |  | Twist | 2 | 13 | Other | 117726 | Other | 0.000364
Ceiling Fixture | Compact Fluorescent |  | Twist | 1 | 13 | Hall | 117727 | Hall | 0.000364
Ceiling Fixture | Compact Fluorescent |  | Twist | 2 | 13 | Kitchen | 117728 | Kitchen | 0.000364
Architectural | Linear Fluorescent | 24 | T-8 | 1 | 17 | Kitchen | 117728 | Kitchen | 0.000364
Ceiling Fixture | Incandescent |  | Heat Lamp | 1 | 250 | Laundry Room | 117729 | Laundry Room | 0.000364
Table | Compact Fluorescent |  | Twist | 2 | 13 | Living Room | 1177210 | Living Room | 0.000364
Wall Mount | Compact Fluorescent |  | Twist | 1 | 13 | Bathroom | 1177211 | Bathroom | 0.000364
Ceiling Fixture | Incandescent |  | Heat Lamp | 1 | 150 | Bathroom | 1177211 | Bathroom | 0.000364
Chandelier (Hanging) | Incandescent |  | Decorative | 2 | 40 | Other | 1177212 | Other | 0.000364
High bay | Linear Fluorescent | 48 | T-12 | 2 | 25 | Family Room | 117741 | Family Room | 0.0017229
Table | Linear Fluorescent | 12 | T-4 | 2 | 16 | Family Room | 117741 | Family Room | 0.0017229
Table | Compact Fluorescent |  | Twist | 1 | 23 | Family Room | 117741 | Family Room | 0.0017229
Wall Mount | Incandescent |  | Clear | 4 | 60 | Bathroom | 117742 | Bathroom | 0.0017229
Recessed - other | Incandescent |  | Reflector | 1 | 100 | Bathroom | 117742 | Bathroom | 0.0017229
Recessed - other | Incandescent |  | Heat Lamp | 1 | 150 | Bathroom | 117742 | Bathroom | 0.0017229
Ceiling Fixture | Incandescent |  | Standard A Lamp | 1 | 60 | Bathroom | 117742 | Bathroom | 0.0017229
Wall Mount | Incandescent |  | Clear | 3 | 60 | Bathroom | 117743 | Bathroom | 0.0017229
Ceiling Fixture | Incandescent |  | Standard A Lamp | 2 | 60 | Bathroom | 117743 | Bathroom | 0.0017229
Ceiling Fixture | Incandescent |  | Standard A Lamp | 1 | 60 | Closet | 117744 | Closet | 0.0017229
Table | Incandescent |  | Standard A Lamp | 1 | 60 | Dining Room | 117745 | Dining Room | 0.0017229
Floor lamp | Incandescent |  | Standard A Lamp | 1 | 150 | Dining Room | 117745 | Dining Room | 0.0017229
Floor lamp | Incandescent |  | Mini base | 3 | 25 | Dining Room | 117745 | Dining Room | 0.0017229
Ceiling Fan | Incandescent |  | Mini base | 3 | 40 | Dining Room | 117745 | Dining Room | 0.0017229
Table | Compact Fluorescent |  | Twist | 1 | 13 | Dining Room | 117745 | Dining Room | 0.0017229
Table | Compact Fluorescent |  | Twist | 1 | 23 | Dining Room | 117745 | Dining Room | 0.0017229
Recessed Can | Incandescent |  | Reflector | 1 | 65 | Dining Room | 117745 | Dining Room | 0.0017229
Ceiling Fixture | Incandescent |  | Mini base | 3 | 40 | Hall | 117746 | Hall | 0.0017229
High bay | Linear Fluorescent | 48 | T-12 | 2 | 40 | Garage | 117747 | Garage | 0.0017229
Ceiling Fixture | Incandescent |  | Reflector | 1 | 75 | Garage | 117747 | Garage | 0.0017229
Garage door opener | Incandescent |  | Standard A Lamp | 1 | 60 | Garage | 117747 | Garage | 0.0017229
Ceiling Fan | Compact Fluorescent |  | A shape bulb | 2 | 15 | Bedroom | 117748 | Bedroom | 0.0017229
Ceiling Fan | Incandescent |  | Standard A Lamp | 1 | 60 | Bedroom | 117748 | Bedroom | 0.0017229
Table | Incandescent |  | 3-Way Incandescent | 1 | 100 | Bedroom | 117748 | Bedroom | 0.0017229
Table | Compact Fluorescent |  | A shape bulb | 1 | 15 | Bedroom | 117748 | Bedroom | 0.0017229
Ceiling Fixture | Incandescent |  | Standard A Lamp | 1 | 60 | Hall | 117749 | Hall | 0.0017229
Ceiling Fixture | Incandescent |  | Standard A Lamp | 1 | 60 | Hall | 1177410 | Hall | 0.0017229
Ceiling Fixture | Compact Fluorescent |  | Twist | 2 | 13 | Hall | 1177411 | Hall | 0.0017229
Recessed Can | Incandescent |  | Reflector | 1 | 65 | Kitchen | 1177412 | Kitchen | 0.0017229
Ceiling Fixture | Other |  | High Pressure Sodium | 1 | 100 | Kitchen | 1177412 | Kitchen | 0.0017229
Ceiling Fixture | Incandescent |  | Standard A Lamp | 3 | 60 | Kitchen | 1177412 | Kitchen | 0.0017229
Table | Compact Fluorescent |  | Twist | 2 | 15 | Kitchen | 1177412 | Kitchen | 0.0017229
Ceiling Fixture | Incandescent |  | Standard A Lamp | 2 | 60 | Laundry Room | 1177413 | Laundry Room | 0.0017229
High bay | Linear Fluorescent | 48 | T-12 | 2 | 30 | Laundry Room | 1177413 | Laundry Room | 0.0017229
Wall Mount | Compact Fluorescent |  | Twist | 3 | 15 | Bathroom | 1177414 | Bathroom | 0.0017229
Ceiling Fixture | Compact Fluorescent |  | Twist | 3 | 13 | Bathroom | 1177414 | Bathroom | 0.0017229
Ceiling Fixture | Compact Fluorescent |  | Twist | 3 | 15 | Master Bedroom | 1177415 | Master Bedroom | 0.0017229
Table | Incandescent |  | Standard A Lamp | 1 | 60 | Master Bedroom | 1177415 | Master Bedroom | 0.0017229
Floor lamp | Incandescent |  | 3-Way Incandescent | 1 | 70 | Office | 1177416 | Office | 0.0017229
Ceiling Fan | Incandescent |  | Standard A Lamp | 3 | 60 | Office | 1177416 | Office | 0.0017229
Wall Mount | Halogen |  | Quartz Tube | 1 | 75 | Office | 1177416 | Office | 0.0017229
Table | Incandescent |  | Standard A Lamp | 1 | 60 | Office | 1177416 | Office | 0.0017229
Table | Compact Fluorescent |  | Twist | 1 | 13 | Office | 1177416 | Office | 0.0017229
Wall Mount | Incandescent |  | Standard A Lamp | 1 | 60 | Bathroom | 117751 | Bathroom | 0.0012318
Wall Mount | Compact Fluorescent |  | Twist | 1 | 15 | Bathroom | 117751 | Bathroom | 0.0012318
Floor lamp | Other |  | LED Interior | 1 | 1 | Family Room | 117752 | Family Room | 0.0012318
Table | Incandescent |  | 3-Way Incandescent | 1 | 100 | Family Room | 117752 | Family Room | 0.0012318
Chandelier (Hanging) | Incandescent |  | Decorative | 5 | 25 | Dining Room | 117753 | Dining Room | 0.0012318
Ceiling Fixture | Linear Fluorescent | 48 | T-12 | 2 | 40 | Garage | 117754 | Garage | 0.0012318
Table | Incandescent |  | Standard A Lamp | 1 | 60 | Garage | 117754 | Garage | 0.0012318
Ceiling Fixture | Incandescent |  | Standard A Lamp | 1 | 100 | Bedroom | 117755 | Bedroom | 0.0012318
Wall Mount | Incandescent |  | Standard A Lamp | 3 | 40 | Bathroom | 117756 | Bathroom | 0.0012318
Wall Mount | Incandescent |  | Standard A Lamp | 1 | 60 | Bathroom | 117756 | Bathroom | 0.0012318
Ceiling Fixture | Incandescent |  | Standard A Lamp | 1 | 60 | Hall | 117757 | Hall | 0.0012318
Ceiling Fixture | Incandescent |  | Standard A Lamp | 1 | 52 | Hall | 117757 | Hall | 0.0012318
Other | Incandescent |  | Mini base | 1 | 40 | Kitchen | 117758 | Kitchen | 0.0012318
Recessed Can | Incandescent |  | Standard A Lamp | 2 | 100 | Kitchen | 117758 | Kitchen | 0.0012318
Recessed Can | Incandescent |  | Reflector | 1 | 65 | Kitchen | 117758 | Kitchen | 0.0012318
Ceiling Fixture | Incandescent |  | Standard A Lamp | 1 | 60 | Dining Room | 117759 | Dining Room | 0.0012318
Recessed Can | Incandescent |  | Reflector | 1 | 65 | Dining Room | 117759 | Dining Room | 0.0012318
Table | Incandescent |  | 3-Way Incandescent | 1 | 50 | Living Room | 1177510 | Living Room | 0.0012318
Ceiling Fixture | Incandescent |  | Standard A Lamp | 2 | 40 | Living Room | 1177510 | Living Room | 0.0012318
Ceiling Fixture | Incandescent |  | Standard A Lamp | 1 | 75 | Living Room | 1177510 | Living Room | 0.0012318
Wall Mount | Compact Fluorescent |  | Twist | 1 | 20 | Bathroom | 1177511 | Bathroom | 0.0012318
Table | Incandescent |  | Standard A Lamp | 1 | 100 | Master Bedroom | 1177512 | Master Bedroom | 0.0012318
Table | Incandescent |  | Standard A Lamp | 1 | 100 | Master Bedroom | 1177512 | Master Bedroom | 0.0012318
Ceiling Fixture | Incandescent |  | Standard A Lamp | 2 | 60 | Master Bedroom | 1177512 | Master Bedroom | 0.0012318
Ceiling Fixture | Incandescent |  | Standard A Lamp | 3 | 60 | Master Bedroom | 1177512 | Master Bedroom | 0.0012318
Ceiling Fixture | Other |  | Metal Halide | 1 | 275 | Other | 1177513 | Other | 0.0012318
Ceiling Fixture | Incandescent |  | Reflector | 1 | 65 | Other | 1177513 | Other | 0.0012318
Ceiling Fan | Incandescent |  | Decorative | 2 | 25 | Bathroom | 117791 | Bathroom | 0.00037892
Wall Mount | Compact Fluorescent |  | Twist | 3 | 15 | Bathroom | 117791 | Bathroom | 0.00037892
Ceiling Fan | Compact Fluorescent |  | Twist | 1 | 15 | Bedroom | 117792 | Bedroom | 0.00037892
Chandelier (Hanging) | Compact Fluorescent |  | Twist | 3 | 15 | Dining Room | 117793 | Dining Room | 0.00037892
Ceiling Fixture | Compact Fluorescent |  | Twist | 2 | 15 | Family Room | 117794 | Family Room | 0.00037892
Ceiling Fixture | Compact Fluorescent |  | Twist | 2 | 15 | Laundry Room | 117795 | Laundry Room | 0.00037892
Ceiling Fixture | Halogen |  | Quartz Tube | 2 | 50 | Kitchen | 117796 | Kitchen | 0.00037892
Other | Halogen |  | MR | 1 | 20 | Kitchen | 117796 | Kitchen | 0.00037892
Ceiling Fixture | Compact Fluorescent |  | Twist | 1 | 22 | Laundry Room | 117797 | Laundry Room | 0.00037892
Ceiling Fan | Compact Fluorescent |  | Twist | 1 | 22 | Master Bedroom | 117798 | Master Bedroom | 0.00037892
Ceiling Fixture | Compact Fluorescent |  | Twist | 2 | 15 | Office | 117799 | Office | 0.00037892
Wall Mount | Compact Fluorescent |  | Twist | 2 | 15 | Bathroom | 117801 | Bathroom | 0.00028601
Ceiling Fixture | Compact Fluorescent |  | Twist | 2 | 15 | Bathroom | 117802 | Bathroom | 0.00028601
Wall Mount | Incandescent |  | Decorative | 5 | 40 | Bathroom | 117802 | Bathroom | 0.00028601
Ceiling Fixture | Compact Fluorescent |  | Twist | 2 | 15 | Bedroom | 117803 | Bedroom | 0.00028601
Table | Compact Fluorescent |  | Twist | 1 | 22 | Bedroom | 117803 | Bedroom | 0.00028601
Ceiling Fixture | Compact Fluorescent |  | Twist | 2 | 15 | Bedroom | 117804 | Bedroom | 0.00028601
Table | Compact Fluorescent |  | Twist | 3 | 15 | Bedroom | 117805 | Bedroom | 0.00028601
Ceiling Fixture | Compact Fluorescent |  | Twist | 2 | 15 | Bedroom | 117805 | Bedroom | 0.00028601
Ceiling Fan | Incandescent |  | Standard A Lamp | 4 | 60 | Bedroom | 117805 | Bedroom | 0.00028601
Chandelier (Hanging) | Compact Fluorescent |  | Other | 8 | 7 | Bedroom | 117805 | Bedroom | 0.00028601
Ceiling Fixture | Incandescent |  | Standard A Lamp | 1 | 60 | Closet | 117806 | Closet | 0.00028601
Ceiling Fixture | Linear Fluorescent | 48 | T-12 | 2 | 40 | Closet | 117807 | Closet | 0.00028601
Ceiling Fixture | Linear Fluorescent | 48 | T-12 | 2 | 40 | Garage | 117808 | Garage | 0.00028601
Garage door opener | Incandescent |  | Standard A Lamp | 2 | 60 | Garage | 117808 | Garage | 0.00028601
Ceiling Fixture | Compact Fluorescent |  | Twist | 2 | 15 | Hall | 117809 | Hall | 0.00028601
Chandelier (Hanging) | Incandescent |  | Decorative | 9 | 40 | Hall | 117809 | Hall | 0.00028601
Table | Incandescent |  | Standard A Lamp | 3 | 60 | Hall | 117809 | Hall | 0.00028601
Wall Mount | Incandescent |  | Decorative | 1 | 40 | Kitchen | 1178010 | Kitchen | 0.00028601
Ceiling Fixture | Compact Fluorescent |  | Twist | 1 | 15 | Kitchen | 1178010 | Kitchen | 0.00028601
Ceiling Fan | Incandescent |  | Standard A Lamp | 1 | 60 | Kitchen | 1178010 | Kitchen | 0.00028601
Chandelier (Hanging) | Incandescent |  | Standard A Lamp | 2 | 60 | Kitchen | 1178010 | Kitchen | 0.00028601
Chandelier (Hanging) | Compact Fluorescent |  | Twist | 5 | 15 | Kitchen | 1178010 | Kitchen | 0.00028601
Table | Compact Fluorescent |  | Twist | 1 | 15 | Kitchen | 1178010 | Kitchen | 0.00028601
Table | Compact Fluorescent |  | Twist | 4 | 15 | Kitchen | 1178010 | Kitchen | 0.00028601
Table | Incandescent |  | Decorative | 1 | 40 | Kitchen | 1178010 | Kitchen | 0.00028601
Recessed - other | Incandescent |  | Reflector | 1 | 40 | Kitchen | 1178010 | Kitchen | 0.00028601
Recessed Can | Compact Fluorescent |  | Twist | 1 | 15 | Kitchen | 1178010 | Kitchen | 0.00028601
Ceiling Fixture | Compact Fluorescent |  | Twist | 1 | 15 | Laundry Room | 1178011 | Laundry Room | 0.00028601
Wall Mount | Incandescent |  | Decorative | 1 | 40 | Living Room | 1178012 | Living Room | 0.00028601
Chandelier (Hanging) | Incandescent |  | Decorative | 6 | 40 | Living Room | 1178012 | Living Room | 0.00028601
Table | Compact Fluorescent |  | Twist | 3 | 15 | Living Room | 1178012 | Living Room | 0.00028601
Ceiling Fixture | Incandescent |  | Standard A Lamp | 3 | 40 | Kitchen | 117881 | Kitchen | 0.0012318
Recessed Can | Incandescent |  | Reflector | 1 | 65 | Kitchen | 117881 | Kitchen | 0.0012318
Ceiling Fixture | Incandescent |  | Standard A Lamp | 1 | 40 | Kitchen | 117881 | Kitchen | 0.0012318
Other | Linear Fluorescent | 48 | T-8 | 1 | 32 | Kitchen | 117881 | Kitchen | 0.0012318
Track | Incandescent |  | Reflector | 2 | 65 | Laundry Room | 117882 | Laundry Room | 0.0012318
Recessed Can | Incandescent |  | Reflector | 1 | 65 | Closet | 117883 | Closet | 0.0012318
Recessed Can | Incandescent |  | Reflector | 1 | 65 | Hall | 117884 | Hall | 0.0012318
Wall Mount | Incandescent |  | Standard A Lamp | 1 | 60 | Master Bedroom | 117885 | Master Bedroom | 0.0012318
Recessed Can | Incandescent |  | Reflector | 1 | 65 | Master Bedroom | 117885 | Master Bedroom | 0.0012318
Table | Incandescent |  | Standard A Lamp | 1 | 15 | Master Bedroom | 117885 | Master Bedroom | 0.0012318
Recessed Can | Incandescent |  | Reflector | 1 | 65 | Bathroom | 117886 | Bathroom | 0.0012318
Wall Mount | Incandescent |  | Standard A Lamp | 4 | 60 | Bathroom | 117886 | Bathroom | 0.0012318
Recessed Can | Incandescent |  | Reflector | 1 | 65 | Office | 117887 | Office | 0.0012318
Track | Incandescent |  | Reflector | 3 | 65 | Hall | 117888 | Hall | 0.0012318
Recessed Can | Incandescent |  | Reflector | 1 | 65 | Bathroom | 117889 | Bathroom | 0.0012318
Ceiling Fixture | Compact Fluorescent |  | Twist | 1 | 22 | Garage | 1178810 | Garage | 0.0012318
Garage door opener | Incandescent |  | Standard A Lamp | 2 | 60 | Garage | 1178810 | Garage | 0.0012318
Track | Halogen |  | MR | 3 | 50 | Garage | 1178810 | Garage | 0.0012318
Recessed Can | Incandescent |  | Reflector | 1 | 65 | Dining Room | 1178811 | Dining Room | 0.0012318
Chandelier (Hanging) | Incandescent |  | Standard A Lamp | 3 | 60 | Dining Room | 1178811 | Dining Room | 0.0012318
Wall Mount | Incandescent |  | Standard A Lamp | 1 | 40 | Dining Room | 1178811 | Dining Room | 0.0012318
Recessed Can | Incandescent |  | Reflector | 1 | 65 | Hall | 1178812 | Hall | 0.0012318
Wall Mount | Incandescent |  | Standard A Lamp | 1 | 60 | Living Room | 1178813 | Living Room | 0.0012318
Ceiling Fixture | Incandescent |  | Standard A Lamp | 1 | 60 | Living Room | 1178813 | Living Room | 0.0012318
Recessed Can | Incandescent |  | Reflector | 1 | 65 | Living Room | 1178813 | Living Room | 0.0012318
Ceiling Fixture | Linear Fluorescent | 24 | T-8 | 1 | 16 | Closet | 1178814 | Closet | 0.0012318
Ceiling Fixture | Incandescent |  | Standard A Lamp | 3 | 60 | Bedroom | 1178815 | Bedroom | 0.0012318
Ceiling Fixture | Incandescent |  | Standard A Lamp | 3 | 60 | Bedroom | 1178816 | Bedroom | 0.0012318
Wall Mount | Incandescent |  | Standard A Lamp | 4 | 60 | Bathroom | 1178817 | Bathroom | 0.0012318
Recessed Can | Incandescent |  | Reflector | 1 | 65 | Bathroom | 1178817 | Bathroom | 0.0012318
Ceiling Fixture | Incandescent |  | Standard A Lamp | 3 | 60 | Bedroom | 1178818 | Bedroom | 0.0012318
Wall Mount | Incandescent |  | Globe | 3 | 40 | Bathroom | 117941 | Bathroom | 0.000364
Recessed - other | Compact Fluorescent |  | Reflector | 1 | 22 | Bathroom | 117941 | Bathroom | 0.000364
Track | Halogen |  | MR | 3 | 30 | Bedroom | 117942 | Bedroom | 0.000364
Table | Other |  | LED Interior | 1 | 7 | Bedroom | 117942 | Bedroom | 0.000364
Ceiling Fixture | Linear Fluorescent | 96 | T-12 | 2 | 60 | Garage | 117943 | Garage | 0.000364
Ceiling Fixture | Incandescent |  | Standard A Lamp | 1 | 60 | Hall | 117944 | Hall | 0.000364
Recessed Can | Compact Fluorescent |  | Reflector | 1 | 22 | Kitchen | 117945 | Kitchen | 0.000364
Ceiling Fixture | Incandescent |  | Standard A Lamp | 2 | 60 | Laundry Room | 117946 | Laundry Room | 0.000364
Ceiling Fixture | Incandescent |  | Standard A Lamp | 2 | 60 | Living Room | 117947 | Living Room | 0.000364
Floor lamp | Other |  | LED Interior | 1 | 12 | Living Room | 117947 | Living Room | 0.000364
Track | Halogen |  | MR | 3 | 20 | Office | 117948 | Office | 0.000364
Wall Mount | Incandescent |  | Globe | 4 | 40 | Bathroom | 118021 | Bathroom | 0.00029524
Ceiling Fixture | Compact Fluorescent |  | Twist | 1 | 22 | Bedroom | 118022 | Bedroom | 0.00029524
Table | Incandescent |  | Mini base | 1 | 25 | Bedroom | 118022 | Bedroom | 0.00029524
Ceiling Fixture | Compact Fluorescent |  | Twist | 1 | 22 | Bedroom | 118023 | Bedroom | 0.00029524
Ceiling Fixture | Compact Fluorescent |  | Twist | 1 | 22 | Dining Room | 118024 | Dining Room | 0.00029524
Table | Compact Fluorescent |  | Twist | 1 | 22 | Dining Room | 118024 | Dining Room | 0.00029524
Ceiling Fixture | Compact Fluorescent |  | Twist | 1 | 15 | Garage | 118025 | Garage | 0.00029524
Ceiling Fixture | Compact Fluorescent |  | Pin base | 1 | 22 | Hall | 118026 | Hall | 0.00029524
Ceiling Fixture | Compact Fluorescent |  | Twist | 1 | 22 | Kitchen | 118027 | Kitchen | 0.00029524
Recessed - other | Linear Fluorescent | 12 | T-5 | 1 | 16 | Kitchen | 118027 | Kitchen | 0.00029524
Wall Mount | Compact Fluorescent |  | Twist | 2 | 15 | Closet | 118028 | Closet | 0.00029524
Ceiling Fixture | Compact Fluorescent |  | Twist | 1 | 22 | Laundry Room | 118029 | Laundry Room | 0.00029524
Floor lamp | Compact Fluorescent |  | Twist | 3 | 15 | Laundry Room | 118029 | Laundry Room | 0.00029524
Table | Compact Fluorescent |  | Twist | 1 | 15 | Laundry Room | 118029 | Laundry Room | 0.00029524
Table | Compact Fluorescent |  | Straight Tube | 2 | 22 | Laundry Room | 118029 | Laundry Room | 0.00029524
Ceiling Fixture | Compact Fluorescent |  | Twist | 1 | 22 | Living Room | 1180210 | Living Room | 0.00029524
Chandelier (Hanging) | Compact Fluorescent |  | Twist | 1 | 15 | Living Room | 1180210 | Living Room | 0.00029524
Ceiling Fixture | Compact Fluorescent |  | Twist | 1 | 22 | Bedroom | 1180211 | Bedroom | 0.00029524
Ceiling Fixture | Compact Fluorescent |  | Twist | 1 | 15 | Other | 1180212 | Other | 0.00029524
Ceiling Fixture | Compact Fluorescent |  | Twist | 1 | 22 | Bedroom | 1180213 | Bedroom | 0.00029524
Table | Compact Fluorescent |  | Twist | 1 | 7 | Bedroom | 1180213 | Bedroom | 0.00029524
Table | Compact Fluorescent |  | Twist | 1 | 15 | Bedroom | 1180213 | Bedroom | 0.00029524
Recessed Can | Compact Fluorescent |  | Twist | 1 | 15 | Kitchen | 118081 | Kitchen | 0.0012318
Ceiling Fixture | Incandescent |  | Standard A Lamp | 1 | 60 | Kitchen | 118081 | Kitchen | 0.0012318
Wall Mount | Compact Fluorescent |  | Twist | 3 | 15 | Bathroom | 118082 | Bathroom | 0.0012318
Ceiling Fixture | Halogen |  | MR | 3 | 50 | Hall | 118083 | Hall | 0.0012318
Chandelier (Hanging) | Halogen |  | MR | 5 | 50 | Family Room | 118084 | Family Room | 0.0012318
Table | Incandescent |  | Standard A Lamp | 1 | 60 | Family Room | 118084 | Family Room | 0.0012318
Table | Incandescent |  | 3-Way Incandescent | 1 | 199 | Family Room | 118084 | Family Room | 0.0012318
Wall Mount | Incandescent |  | Standard A Lamp | 1 | 60 | Other | 118085 | Other | 0.0012318
Ceiling Fixture | Compact Fluorescent |  | Twist | 3 | 15 | Other | 118086 | Other | 0.0012318
Floor lamp | Linear Fluorescent | 48 | Fluorescent Unknown | 1 | 25 | Other | 118086 | Other | 0.0012318
Ceiling Fixture | Compact Fluorescent |  | Twist | 1 | 22 | Office | 118087 | Office | 0.0012318
Table | Compact Fluorescent |  | Twist | 1 | 22 | Office | 118087 | Office | 0.0012318
Ceiling Fixture | Incandescent |  | Standard A Lamp | 1 | 60 | Closet | 118088 | Closet | 0.0012318
Ceiling Fixture | Incandescent |  | Globe | 1 | 40 | Dining Room | 118089 | Dining Room | 0.0012318
Wall Mount | Incandescent |  | Globe | 4 | 40 | Bathroom | 1180810 | Bathroom | 0.0012318
Ceiling Fan | Incandescent |  | Standard A Lamp | 3 | 60 | Living Room | 1180811 | Living Room | 0.0012318
Table | Compact Fluorescent |  | Twist | 1 | 22 | Living Room | 1180811 | Living Room | 0.0012318
Floor lamp | Incandescent |  | 3-Way Incandescent | 2 | 100 | Living Room | 1180811 | Living Room | 0.0012318
Ceiling Fixture | Incandescent |  | Standard A Lamp | 3 | 40 | Hall | 1180812 | Hall | 0.0012318
Ceiling Fan | Incandescent |  | Decorative | 4 | 40 | Master Bedroom | 1180813 | Master Bedroom | 0.0012318
Table | Compact Fluorescent |  | Twist | 1 | 15 | Master Bedroom | 1180813 | Master Bedroom | 0.0012318
Ceiling Fixture | Incandescent |  | Standard A Lamp | 1 | 60 | Closet | 1180814 | Closet | 0.0012318
Wall Mount | Compact Fluorescent |  | Globe | 4 | 9 | Bathroom | 1180815 | Bathroom | 0.0012318
Ceiling Fixture | Compact Fluorescent |  | Twist | 1 | 15 | Laundry Room | 1180816 | Laundry Room | 0.0012318
Wall Mount | Incandescent |  | Decorative | 2 | 40 | Bathroom | 118151 | Bathroom | 0.0017229
Ceiling Fixture | Compact Fluorescent |  | Circline (Screw Base) | 1 | 15 | Bathroom | 118151 | Bathroom | 0.0017229
Chandelier (Hanging) | Incandescent |  | Decorative | 10 | 40 | Dining Room | 118152 | Dining Room | 0.0017229
Ceiling Fan | Compact Fluorescent |  | Twist | 4 | 13 | Kitchen | 118153 | Kitchen | 0.0017229
Ceiling Fixture | Incandescent |  | Standard A Lamp | 1 | 60 | Laundry Room | 118154 | Laundry Room | 0.0017229
Floor lamp | Incandescent |  | Standard A Lamp | 1 | 60 | Living Room | 118155 | Living Room | 0.0017229
Floor lamp | Compact Fluorescent |  | Pin base | 1 | 15 | Living Room | 118155 | Living Room | 0.0017229
Chandelier (Hanging) | Incandescent |  | Standard A Lamp | 1 | 60 | Living Room | 118155 | Living Room | 0.0017229
Ceiling Fixture | Incandescent |  | Standard A Lamp | 1 | 60 | Bathroom | 118156 | Bathroom | 0.0017229
Wall Mount | Incandescent |  | Decorative | 2 | 40 | Bathroom | 118156 | Bathroom | 0.0017229
Ceiling Fixture | Incandescent |  | Standard A Lamp | 1 | 60 | Master Bedroom | 118157 | Master Bedroom | 0.0017229
Ceiling Fixture | Incandescent |  | Standard A Lamp | 1 | 40 | Closet | 118158 | Closet | 0.0017229
Ceiling Fixture | Incandescent |  | Standard A Lamp | 1 | 60 | Hall | 118159 | Hall | 0.0017229
Ceiling Fixture | Incandescent |  | Standard A Lamp | 1 | 60 | Bedroom | 1181510 | Bedroom | 0.0017229
Ceiling Fixture | Incandescent |  | Standard A Lamp | 2 | 60 | Bedroom | 1181511 | Bedroom | 0.0017229
Floor lamp | Incandescent |  | Standard A Lamp | 1 | 60 | Bedroom | 1181511 | Bedroom | 0.0017229
Ceiling Fixture | Compact Fluorescent |  | Twist | 1 | 15 | Dining Room | 118251 | Dining Room | 0.000364
Ceiling Fan | Compact Fluorescent |  | Twist | 1 | 15 | Dining Room | 118251 | Dining Room | 0.000364
Ceiling Fixture | Compact Fluorescent |  | Twist | 1 | 22 | Garage | 118252 | Garage | 0.000364
Ceiling Fixture | Incandescent |  | Reflector | 1 | 150 | Garage | 118252 | Garage | 0.000364
Ceiling Fixture | Compact Fluorescent |  | Twist | 1 | 15 | Hall | 118253 | Hall | 0.000364
Wall Mount | Compact Fluorescent |  | Twist | 5 | 15 | Bathroom | 118254 | Bathroom | 0.000364
Ceiling Fixture | Compact Fluorescent |  | Twist | 1 | 15 | Bedroom | 118255 | Bedroom | 0.000364
Ceiling Fixture | Compact Fluorescent |  | Twist | 2 | 15 | Kitchen | 118256 | Kitchen | 0.000364
Ceiling Fixture | Compact Fluorescent |  | Pin base | 1 | 13 | Laundry Room | 118257 | Laundry Room | 0.000364
Torchiere | Compact Fluorescent |  | Twist | 1 | 15 | Living Room | 118258 | Living Room | 0.000364
Ceiling Fixture | Compact Fluorescent |  | Twist | 1 | 15 | Master Bedroom | 118259 | Master Bedroom | 0.000364
Wall Mount | Incandescent |  | Standard A Lamp | 3 | 40 | Bathroom | 1182510 | Bathroom | 0.000364
Ceiling Fixture | Compact Fluorescent |  | Twist | 2 | 14 | Bedroom | 1182511 | Bedroom | 0.000364
Ceiling Fixture | Compact Fluorescent |  | Twist | 2 | 15 | Other | 1182512 | Other | 0.000364
Chandelier (Hanging) | Incandescent |  | Globe | 1 | 50 | Hall | 118271 | Hall | 0.0012318
Floor lamp | Halogen |  | Other | 1 | 75 | Hall | 118271 | Hall | 0.0012318
Ceiling Fixture | Linear Fluorescent | 48 | T-8 | 2 | 32 | Other | 118272 | Other | 0.0012318
Recessed Can | Incandescent |  | Reflector | 1 | 65 | Hall | 118273 | Hall | 0.0012318
Ceiling Fixture | Halogen |  | PAR | 1 | 50 | Hall | 118274 | Hall | 0.0012318
Ceiling Fixture | Linear Fluorescent | 36 | T-5 | 1 | 21 | Other | 118275 | Other | 0.0012318
Ceiling Fixture | Incandescent |  | Standard A Lamp | 1 | 40 | Bathroom | 118276 | Bathroom | 0.0012318
Other | Linear Fluorescent | 36 | T-5 | 1 | 21 | Bathroom | 118276 | Bathroom | 0.0012318
Wall Mount | Halogen |  |  | 1 | 50 | Bathroom | 118276 | Bathroom | 0.0012318
Wall Mount | Halogen |  |  | 1 | 50 | Bathroom | 118276 | Bathroom | 0.0012318
Wall Mount | Halogen |  | Other | 3 | 17 | Bathroom | 118278 | Bathroom | 0.0012318
Recessed Can | Incandescent |  | Reflector | 1 | 65 | Closet | 1182710 | Closet | 0.0012318
Chandelier (Hanging) | Incandescent |  | Globe | 1 | 40 | Closet | 1182711 | Closet | 0.0012318
Wall Mount | Linear Fluorescent | 36 | T-5 | 1 | 21 | Dining Room | 1182712 | Dining Room | 0.0012318
Chandelier (Hanging) | Incandescent |  | Standard A Lamp | 1 | 75 | Dining Room | 1182712 | Dining Room | 0.0012318
Other | Linear Fluorescent | 36 | T-5 | 1 | 21 | Dining Room | 1182712 | Dining Room | 0.0012318
Other | Halogen |  | Other | 3 | 17 | Dining Room | 1182712 | Dining Room | 0.0012318
Recessed Can | Incandescent |  | Reflector | 1 | 65 | Hall | 1182714 | Hall | 0.0012318
Recessed Can | Incandescent |  | Reflector | 1 | 65 | Hall | 1182715 | Hall | 0.0012318
Track | Halogen |  | MR | 6 | 50 | Family Room | 1182716 | Family Room | 0.0012318
Wall Mount | Compact Fluorescent |  | Twist | 1 | 15 | Family Room | 1182716 | Family Room | 0.0012318
Ceiling Fixture | Linear Fluorescent | 48 | T-8 | 2 | 32 | Garage | 1182717 | Garage | 0.0012318
Garage door opener | Incandescent |  | Standard A Lamp | 2 | 60 | Garage | 1182717 | Garage | 0.0012318
Garage door opener | Incandescent |  | Standard A Lamp | 2 | 60 | Garage | 1182717 | Garage | 0.0012318
Recessed Can | Incandescent |  | Reflector | 1 | 65 | Hall | 1182718 | Hall | 0.0012318
Recessed Can | Incandescent |  | Reflector | 1 | 65 | Hall | 1182719 | Hall | 0.0012318
Table | Incandescent |  | Reflector | 1 | 100 | Kitchen | 1182720 | Kitchen | 0.0012318
Ceiling Fixture | Incandescent |  | Globe | 1 | 100 | Kitchen | 1182720 | Kitchen | 0.0012318
Ceiling Fixture | Incandescent |  | Globe | 1 | 40 | Kitchen | 1182720 | Kitchen | 0.0012318
Low bay | Linear Fluorescent | 36 | T-5 | 1 | 21 | Kitchen | 1182720 | Kitchen | 0.0012318
Architectural | Halogen |  | Other | 3 | 17 | Kitchen | 1182720 | Kitchen | 0.0012318
Architectural | Halogen |  | Other | 1 | 17 | Kitchen | 1182720 | Kitchen | 0.0012318
Architectural | Halogen |  | MR | 1 | 35 | Kitchen | 1182720 | Kitchen | 0.0012318
Table | Incandescent |  | Reflector | 1 | 35 | Kitchen | 1182720 | Kitchen | 0.0012318
Ceiling Fixture | Linear Fluorescent | 48 | T-8 | 2 | 32 | Closet | 1182721 | Closet | 0.0012318
Wall Mount | Incandescent |  | Globe | 1 | 60 | Hall | 1182722 | Hall | 0.0012318
Ceiling Fixture | Incandescent |  | Globe | 1 | 40 | Hall | 1182722 | Hall | 0.0012318
Wall Mount | Linear Fluorescent | 48 | T-8 | 2 | 32 | Laundry Room | 1182723 | Laundry Room | 0.0012318
Other | Halogen |  | Other | 3 | 17 | Laundry Room | 1182723 | Laundry Room | 0.0012318
Recessed Can | Incandescent |  | Reflector | 1 | 65 | Laundry Room | 1182723 | Laundry Room | 0.0012318
Wall Mount | Incandescent |  | Reflector | 1 | 30 | Laundry Room | 1182723 | Laundry Room | 0.0012318
Recessed Can | Incandescent |  | Reflector | 1 | 65 | Living Room | 1182724 | Living Room | 0.0012318
Wall Mount | Halogen |  |  | 1 | 50 | Master Bedroom | 1182725 | Master Bedroom | 0.0012318
Recessed Can | Incandescent |  | Other | 1 | 18 | Master Bedroom | 1182725 | Master Bedroom | 0.0012318
Recessed Can | Compact Fluorescent |  | Reflector | 1 | 15 | Office | 1182726 | Office | 0.0012318
Recessed Can | Incandescent |  | Reflector | 1 | 65 | Office | 1182726 | Office | 0.0012318
Recessed Can | Incandescent |  | Reflector | 1 | 65 | Bathroom | 1182727 | Bathroom | 0.0012318
Wall Mount | Halogen |  | Other | 3 | 17 | Bathroom | 1182727 | Bathroom | 0.0012318
Wall Mount | Halogen |  | Other | 3 | 17 | Bathroom | 1182728 | Bathroom | 0.0012318
Wall Mount | Halogen |  | Other | 3 | 17 | Bathroom | 1182728 | Bathroom | 0.0012318
Other | Linear Fluorescent | 36 | T-5 | 1 | 21 | Bathroom | 1182728 | Bathroom | 0.0012318
Recessed Can | Incandescent |  | Reflector | 1 | 65 | Bedroom | 1182729 | Bedroom | 0.0012318
Recessed Can | Incandescent |  | Reflector | 1 | 65 | Bedroom | 1182729 | Bedroom | 0.0012318
Table | Halogen |  | Other | 1 | 50 | Bedroom | 1182729 | Bedroom | 0.0012318
Recessed Can | Incandescent |  | Reflector | 1 | 65 | Bathroom | 1182730 | Bathroom | 0.0012318
Wall Mount | Halogen |  | Other | 3 | 17 | Bathroom | 1182730 | Bathroom | 0.0012318
Wall Mount | Linear Fluorescent | 36 | T-5 | 1 | 21 | Closet | 1182731 | Closet | 0.0012318
Wall Mount | Incandescent |  | Reflector | 1 | 65 | Hall | 1182732 | Hall | 0.0012318
Ceiling Fixture | Incandescent |  | Standard A Lamp | 1 | 60 | Other | 118351 | Other | 0.000364
Wall Mount | Linear Fluorescent | 24 | T-12 | 1 | 40 | Bathroom | 118352 | Bathroom | 0.000364
Ceiling Fixture | Compact Fluorescent |  | Twist | 2 | 15 | Bedroom | 118353 | Bedroom | 0.000364
Ceiling Fixture | Compact Fluorescent |  | Twist | 1 | 15 | Closet | 118354 | Closet | 0.000364
Chandelier (Hanging) | Compact Fluorescent |  | Twist | 3 | 15 | Dining Room | 118355 | Dining Room | 0.000364
Ceiling Fixture | Compact Fluorescent |  | Twist | 2 | 15 | Hall | 118356 | Hall | 0.000364
Ceiling Fixture | Compact Fluorescent |  | Twist | 2 | 15 | Kitchen | 118357 | Kitchen | 0.000364
Ceiling Fixture | Compact Fluorescent |  | Twist | 1 | 15 | Laundry Room | 118358 | Laundry Room | 0.000364
Floor lamp | Compact Fluorescent |  | Twist | 1 | 15 | Living Room | 118359 | Living Room | 0.000364
Wall Mount | Incandescent |  | Standard A Lamp | 1 | 60 | Bathroom | 1183511 | Bathroom | 0.000364
Ceiling Fixture | Compact Fluorescent |  | Twist | 1 | 15 | Bedroom | 1183512 | Bedroom | 0.000364
Ceiling Fixture | Linear Fluorescent | 12 | Fluorescent Other | 2 | 32 | Bedroom | 1183513 | Bedroom | 0.000364
Wall Mount | Compact Fluorescent |  | Decorative | 3 | 7 | Bathroom | 118361 | Bathroom | 0.00049795
Ceiling Fixture | Incandescent |  | Clear | 1 | 60 | Hall | 118362 | Hall | 0.00049795
Recessed Can | Incandescent |  | Reflector | 1 | 45 | Kitchen | 118363 | Kitchen | 0.00049795
Ceiling Fixture | Incandescent |  | Standard A Lamp | 1 | 40 | Laundry Room | 118364 | Laundry Room | 0.00049795
Recessed Can | Incandescent |  | Reflector | 1 | 45 | Living Room | 118365 | Living Room | 0.00049795
Table | Compact Fluorescent |  | Twist | 1 | 15 | Living Room | 118365 | Living Room | 0.00049795
Chandelier (Hanging) | Incandescent |  | Decorative | 5 | 40 | Living Room | 118365 | Living Room | 0.00049795
Chandelier (Hanging) | Incandescent |  | Decorative | 6 | 40 | Master Bedroom | 118366 | Master Bedroom | 0.00049795
Table | Compact Fluorescent |  | Twist | 1 | 15 | Master Bedroom | 118366 | Master Bedroom | 0.00049795
Ceiling Fixture | Compact Fluorescent |  | Twist | 2 | 15 | Office | 118367 | Office | 0.00049795
Table | Incandescent |  | Mini base | 1 | 40 | Office | 118367 | Office | 0.00049795
Ceiling Fixture | Incandescent |  | Globe | 1 | 100 | Other | 118368 | Other | 0.00049795
Ceiling Fixture | Incandescent |  | Standard A Lamp | 2 | 40 | Bedroom | 118369 | Bedroom | 0.00049795
Floor lamp | Compact Fluorescent |  | Twist | 1 | 13 | Bedroom | 118369 | Bedroom | 0.00049795
Ceiling Fixture | Incandescent |  | Clear | 1 | 60 | Bathroom | 118381 | Bathroom | 0.00049795
Wall Mount | Incandescent |  | Clear | 4 | 40 | Bathroom | 118381 | Bathroom | 0.00049795
Wall Mount | Incandescent |  | Clear | 5 | 40 | Bathroom | 118382 | Bathroom | 0.00049795
Ceiling Fixture | Incandescent |  | Standard A Lamp | 2 | 60 | Bathroom | 118382 | Bathroom | 0.00049795
Ceiling Fixture | Compact Fluorescent |  | Twist | 2 | 15 | Bedroom | 118383 | Bedroom | 0.00049795
Ceiling Fixture | Linear Fluorescent | 24 | T-12 | 2 | 32 | Bedroom | 118384 | Bedroom | 0.00049795
Floor lamp | Incandescent |  | 3-Way Incandescent | 1 | 150 | Bedroom | 118384 | Bedroom | 0.00049795
Chandelier (Hanging) | Incandescent |  | Decorative | 4 | 25 | Other | 118385 | Other | 0.00049795
Track | Incandescent |  | Globe | 4 | 100 | Family Room | 118386 | Family Room | 0.00049795
Wall Mount | Incandescent |  | Standard A Lamp | 1 | 60 | Family Room | 118386 | Family Room | 0.00049795
Torchiere | Compact Fluorescent |  | Twist | 1 | 42 | Family Room | 118386 | Family Room | 0.00049795
Ceiling Fixture | Linear Fluorescent | 48 | T-12 | 2 | 32 | Hall | 118387 | Hall | 0.00049795
Ceiling Fixture | Incandescent |  | Decorative | 2 | 60 | Hall | 118387 | Hall | 0.00049795
Ceiling Fixture | Linear Fluorescent | 48 | T-12 | 2 | 32 | Kitchen | 118388 | Kitchen | 0.00049795
Floor lamp | Incandescent |  | Standard A Lamp | 1 | 100 | Living Room | 118389 | Living Room | 0.00049795
Floor lamp | Compact Fluorescent |  | Twist | 2 | 15 | Living Room | 118389 | Living Room | 0.00049795
Ceiling Fixture | Compact Fluorescent |  | Twist | 2 | 15 | Office | 1183810 | Office | 0.00049795
Ceiling Fixture | Incandescent |  | Standard A Lamp | 1 | 60 | Closet | 1183811 | Closet | 0.00049795
Recessed Can | Compact Fluorescent |  | Reflector | 1 | 15 | Laundry Room | 1183812 | Laundry Room | 0.00049795
Wall Mount | Compact Fluorescent |  | Twist | 4 | 15 | Bathroom | 118421 | Bathroom | 0.0012318
Ceiling Fixture | Compact Fluorescent |  | Twist | 1 | 15 | Bedroom | 118422 | Bedroom | 0.0012318
Ceiling Fan | Compact Fluorescent |  | Twist | 2 | 15 | Bedroom | 118423 | Bedroom | 0.0012318
Ceiling Fixture | Compact Fluorescent |  | Twist | 1 | 15 | Other | 118424 | Other | 0.0012318
Ceiling Fixture | Linear Fluorescent | 48 | T-12 | 2 | 40 | Other | 118424 | Other | 0.0012318
Ceiling Fixture | Compact Fluorescent |  | Twist | 1 | 15 | Kitchen | 118425 | Kitchen | 0.0012318
Ceiling Fan | Compact Fluorescent |  | Twist | 3 | 15 | Living Room | 118426 | Living Room | 0.0012318
Wall Mount | Incandescent |  | Globe | 4 | 40 | Bathroom | 118441 | Bathroom | 0.0012318
Ceiling Fixture | Incandescent |  | Standard A Lamp | 12 | 60 | Bedroom | 118442 | Bedroom | 0.0012318
Floor lamp | Incandescent |  | 3-Way Incandescent | 1 | 150 | Bedroom | 118442 | Bedroom | 0.0012318
Chandelier (Hanging) | Incandescent |  | Mini base | 5 | 60 | Dining Room | 118443 | Dining Room | 0.0012318
Ceiling Fixture | Incandescent |  | Standard A Lamp | 1 | 60 | Kitchen | 118445 | Kitchen | 0.0012318
Ceiling Fixture | Compact Fluorescent |  | Twist | 1 | 15 | Laundry Room | 118446 | Laundry Room | 0.0012318
Torchiere | Compact Fluorescent |  | Twist | 1 | 13 | Living Room | 118447 | Living Room | 0.0012318
Table | Incandescent |  | Globe | 1 | 40 | Living Room | 118447 | Living Room | 0.0012318
Ceiling Fixture | Compact Fluorescent |  | Twist | 1 | 15 | Master Bedroom | 118448 | Master Bedroom | 0.0012318
Floor lamp | Incandescent |  | Mini base | 3 | 60 | Master Bedroom | 118448 | Master Bedroom | 0.0012318
Wall Mount | Incandescent |  | Standard A Lamp | 1 | 60 | Bathroom | 118601 | Bathroom | 0.00049795
Wall Mount | Incandescent |  | Standard A Lamp | 1 | 60 | Other | 118602 | Other | 0.00049795
Chandelier (Hanging) | Incandescent |  | Globe | 3 | 60 | Dining Room | 118603 | Dining Room | 0.00049795
Ceiling Fixture | Incandescent |  | Standard A Lamp | 2 | 60 | Hall | 118604 | Hall | 0.00049795
Ceiling Fixture | Linear Fluorescent | 48 | T-8 | 2 | 32 | Garage | 118605 | Garage | 0.00049795
Ceiling Fan | Incandescent |  | Standard A Lamp | 1 | 60 | Bathroom | 118606 | Bathroom | 0.00049795
Ceiling Fixture | Halogen |  | Quartz Tube | 1 | 300 | Hall | 118607 | Hall | 0.00049795
Recessed Can | Incandescent |  | Reflector | 1 | 75 | Kitchen | 118608 | Kitchen | 0.00049795
Recessed Can | Incandescent |  | Reflector | 1 | 50 | Kitchen | 118608 | Kitchen | 0.00049795
Chandelier (Hanging) | Incandescent |  | Standard A Lamp | 1 | 100 | Kitchen | 118608 | Kitchen | 0.00049795
Ceiling Fixture | Incandescent |  | Standard A Lamp | 1 | 60 | Closet | 1186010 | Closet | 0.00049795
Ceiling Fixture | Linear Fluorescent | 24 | T-8 | 1 | 17 | Closet | 1186011 | Closet | 0.00049795
Ceiling Fixture | Incandescent |  | Standard A Lamp | 1 | 60 | Bedroom | 1186012 | Bedroom | 0.00049795
Torchiere | Halogen |  | Quartz Tube | 1 | 300 | Bedroom | 1186012 | Bedroom | 0.00049795
Table | Incandescent |  | Globe | 1 | 60 | Bedroom | 1186012 | Bedroom | 0.00049795
Ceiling Fixture | Incandescent |  | Standard A Lamp | 1 | 100 | Garage | 1186013 | Garage | 0.00049795
Wall Mount | Halogen |  | Quartz Tube | 1 | 300 | Bathroom | 1186014 | Bathroom | 0.00049795
Table | Incandescent |  | Standard A Lamp | 1 | 75 | Bedroom | 1186015 | Bedroom | 0.00049795
Table | Incandescent |  | Standard A Lamp | 1 | 60 | Bedroom | 1186015 | Bedroom | 0.00049795
Ceiling Fixture | Halogen |  | Quartz Tube | 1 | 300 | Hall | 1186016 | Hall | 0.00049795
Ceiling Fixture | Incandescent |  | Standard A Lamp | 1 | 60 | Laundry Room | 1186017 | Laundry Room | 0.00049795
Recessed Can | Incandescent |  | Standard A Lamp | 1 | 60 | Master Bedroom | 1186018 | Master Bedroom | 0.00049795
Recessed Can | Incandescent |  | Standard A Lamp | 1 | 60 | Master Bedroom | 1186018 | Master Bedroom | 0.00049795
Ceiling Fixture | Linear Fluorescent | 48 | T-8 | 2 | 32 | Master Bedroom | 1186018 | Master Bedroom | 0.00049795
Ceiling Fixture | Incandescent |  | Standard A Lamp | 1 | 60 | Hall | 1186019 | Hall | 0.00049795
Table | Incandescent |  | Standard A Lamp | 1 | 60 | Master Bedroom | 1186020 | Master Bedroom | 0.00049795
Floor lamp | Incandescent |  | Standard A Lamp | 1 | 100 | Master Bedroom | 1186020 | Master Bedroom | 0.00049795
Ceiling Fixture | Incandescent |  | Standard A Lamp | 1 | 60 | Closet | 1186021 | Closet | 0.00049795
Ceiling Fixture | Incandescent |  | Standard A Lamp | 3 | 60 | Office | 1186022 | Office | 0.00049795
Recessed Can | Incandescent |  | Reflector | 1 | 60 | Family Room | 1186023 | Family Room | 0.00049795
Low bay | Linear Fluorescent | 48 | T-12 | 2 | 40 | Family Room | 1186023 | Family Room | 0.00049795
Torchiere | Halogen |  | Quartz Tube | 1 | 300 | Family Room | 1186023 | Family Room | 0.00049795
Floor lamp | Halogen |  | MR | 1 | 50 | Family Room | 1186023 | Family Room | 0.00049795
Chandelier (Hanging) | Incandescent |  | Standard A Lamp | 3 | 60 | Hall | 1186024 | Hall | 0.00049795
Wall Mount | Incandescent |  | Standard A Lamp | 1 | 60 | Hall | 1186024 | Hall | 0.00049795
Ceiling Fan | Incandescent |  | Standard A Lamp | 1 | 60 | Bathroom | 1186025 | Bathroom | 0.00049795
Ceiling Fixture | Incandescent |  | Standard A Lamp | 1 | 100 | Garage | 1186026 | Garage | 0.00049795
Ceiling Fixture | Incandescent |  | Standard A Lamp | 1 | 60 | Garage | 1186026 | Garage | 0.00049795
Garage door opener | Incandescent |  | Standard A Lamp | 1 | 60 | Garage | 1186026 | Garage | 0.00049795
Ceiling Fixture | Compact Fluorescent |  | Flood | 1 | 23 | Bathroom | 118711 | Bathroom | 0.0012318
Wall Mount | Compact Fluorescent |  | Decorative | 3 | 7 | Bathroom | 118711 | Bathroom | 0.0012318
Ceiling Fixture | Compact Fluorescent |  | Twist | 1 | 13 | Hall | 118712 | Hall | 0.0012318
Ceiling Fixture | Compact Fluorescent |  | Twist | 1 | 13 | Kitchen | 118713 | Kitchen | 0.0012318
Floor lamp | Compact Fluorescent |  | Other | 1 | 27 | Living Room | 118715 | Living Room | 0.0012318
Chandelier (Hanging) | Compact Fluorescent |  | Twist | 5 | 15 | Living Room | 118715 | Living Room | 0.0012318
Recessed Can | Compact Fluorescent |  | Reflector | 1 | 7 | Living Room | 118715 | Living Room | 0.0012318
Recessed - other | Compact Fluorescent |  | Reflector | 1 | 27 | Bathroom | 118716 | Bathroom | 0.0012318
Recessed Can | Incandescent |  | Reflector | 1 | 65 | Bedroom | 118717 | Bedroom | 0.0012318
Recessed Can | Compact Fluorescent |  | Reflector | 1 | 7 | Bedroom | 118717 | Bedroom | 0.0012318
Table | Compact Fluorescent |  | Twist | 1 | 13 | Bedroom | 118717 | Bedroom | 0.0012318
Wall Mount | Compact Fluorescent |  | Decorative | 6 | 7 | Bedroom | 118717 | Bedroom | 0.0012318
Recessed Can | Compact Fluorescent |  | Reflector | 1 | 27 | Bedroom | 118718 | Bedroom | 0.0012318
Wall Mount | Compact Fluorescent |  | Twist | 1 | 14 | Hall | 118719 | Hall | 0.0012318
Recessed Can | Compact Fluorescent |  | Reflector | 1 | 27 | Office | 1187110 | Office | 0.0012318
Wall Mount | Compact Fluorescent |  | Decorative | 6 | 7 | Bathroom | 1187111 | Bathroom | 0.0012318
Recessed - other | Compact Fluorescent |  | Reflector | 1 | 27 | Bathroom | 1187111 | Bathroom | 0.0012318
Ceiling Fixture | Compact Fluorescent |  | Twist | 1 | 15 | Hall | 1187112 | Hall | 0.0012318
Wall Mount | Incandescent |  | Globe | 4 | 40 | Bathroom | 118721 | Bathroom | 0.00037892
Ceiling Fixture | Compact Fluorescent |  | Twist | 2 | 15 | Bedroom | 118722 | Bedroom | 0.00037892
Ceiling Fixture | Compact Fluorescent |  | Twist | 2 | 15 | Bedroom | 118723 | Bedroom | 0.00037892
Wall Mount | Incandescent |  | Reflector | 1 | 40 | Bedroom | 118723 | Bedroom | 0.00037892
Wall Mount | Incandescent |  | Other | 1 | 40 | Bedroom | 118723 | Bedroom | 0.00037892
Ceiling Fixture | Compact Fluorescent |  | Twist | 1 | 15 | Closet | 118724 | Closet | 0.00037892
Ceiling Fixture | Incandescent |  | Standard A Lamp | 1 | 75 | Closet | 118725 | Closet | 0.00037892
Ceiling Fixture | Incandescent |  | Standard A Lamp | 2 | 75 | Dining Room | 118726 | Dining Room | 0.00037892
Ceiling Fixture | Compact Fluorescent |  | Twist | 1 | 1 | Dining Room | 118727 | Dining Room | 0.00037892
Ceiling Fixture | Compact Fluorescent |  | Twist | 1 | 15 | Family Room | 118728 | Family Room | 0.00037892
Table | Incandescent |  | Standard A Lamp | 1 | 75 | Family Room | 118728 | Family Room | 0.00037892
Ceiling Fixture | Incandescent |  | Standard A Lamp | 2 | 75 | Garage | 118729 | Garage | 0.00037892
Track | Incandescent |  | Reflector | 1 | 65 | Garage | 118729 | Garage | 0.00037892
Ceiling Fixture | Linear Fluorescent | 48 | T-4 | 2 | 40 | Garage | 118729 | Garage | 0.00037892
Wall Mount | Incandescent |  | Standard A Lamp | 1 | 40 | Garage | 118729 | Garage | 0.00037892
Other | Compact Fluorescent |  | Twist | 1 | 15 | Garage | 118729 | Garage | 0.00037892
Recessed Can | Compact Fluorescent |  | Twist | 1 | 15 | Hall | 1187210 | Hall | 0.00037892
Recessed Can | Compact Fluorescent |  | Twist | 1 | 15 | Kitchen | 1187211 | Kitchen | 0.00037892
Ceiling Fixture | Compact Fluorescent |  | Twist | 1 | 19 | Laundry Room | 1187212 | Laundry Room | 0.00037892
Ceiling Fixture | Incandescent |  | Standard A Lamp | 3 | 75 | Living Room | 1187213 | Living Room | 0.00037892
Table | Compact Fluorescent |  | Twist | 1 | 15 | Living Room | 1187213 | Living Room | 0.00037892
Table | Incandescent |  | Other | 1 | 40 | Living Room | 1187213 | Living Room | 0.00037892
Torchiere | Incandescent |  | Mini base | 3 | 25 | Living Room | 1187213 | Living Room | 0.00037892
Ceiling Fixture | Compact Fluorescent |  | Twist | 2 | 15 | Master Bedroom | 1187214 | Master Bedroom | 0.00037892
Ceiling Fixture | Incandescent |  | Standard A Lamp | 1 | 60 | Other | 118731 | Other | 0.00037892
Ceiling Fixture | Incandescent |  | Standard A Lamp | 1 | 60 | Bathroom | 118732 | Bathroom | 0.00037892
Ceiling Fixture | Incandescent |  | Standard A Lamp | 1 | 60 | Bedroom | 118733 | Bedroom | 0.00037892
Ceiling Fixture | Incandescent |  | Standard A Lamp | 1 | 60 | Hall | 118734 | Hall | 0.00037892
Ceiling Fixture | Incandescent |  | Standard A Lamp | 1 | 75 | Hall | 118734 | Hall | 0.00037892
Wall Mount | Incandescent |  | Standard A Lamp | 1 | 60 | Hall | 118735 | Hall | 0.00037892
Ceiling Fixture | Compact Fluorescent |  | A shape bulb | 1 | 15 | Bathroom | 118736 | Bathroom | 0.00037892
Wall Mount | Compact Fluorescent |  | Twist | 1 | 15 | Bathroom | 118736 | Bathroom | 0.00037892
Chandelier (Hanging) | Compact Fluorescent |  | Twist | 1 | 15 | Dining Room | 118737 | Dining Room | 0.00037892
Ceiling Fixture | Incandescent |  | Standard A Lamp | 1 | 60 | Hall | 118738 | Hall | 0.00037892
Recessed Can | Incandescent |  | Reflector | 1 | 65 | Hall | 118739 | Hall | 0.00037892
Recessed Can | Incandescent |  | Reflector | 1 | 65 | Kitchen | 1187310 | Kitchen | 0.00037892
Track | Halogen |  | MR | 3 | 75 | Kitchen | 1187310 | Kitchen | 0.00037892
Wall Mount | Compact Fluorescent |  | Twist | 1 | 13 | Living Room | 1187311 | Living Room | 0.00037892
Ceiling Fixture | Compact Fluorescent |  | Twist | 2 | 15 | Master Bedroom | 1187312 | Master Bedroom | 0.00037892
Floor lamp | Compact Fluorescent |  | Twist | 1 | 15 | Master Bedroom | 1187312 | Master Bedroom | 0.00037892
Floor lamp | Incandescent |  | Other | 1 | 150 | Master Bedroom | 1187312 | Master Bedroom | 0.00037892
Ceiling Fixture | Compact Fluorescent |  | Twist | 2 | 15 | Office | 1187313 | Office | 0.00037892
Table | Compact Fluorescent |  | Twist | 1 | 15 | Office | 1187313 | Office | 0.00037892
Ceiling Fixture | Compact Fluorescent |  | Twist | 1 | 15 | Other | 1187314 | Other | 0.00037892
Ceiling Fixture | Incandescent |  | Standard A Lamp | 1 | 60 | Other | 1187315 | Other | 0.00037892
Ceiling Fixture | Incandescent |  | Standard A Lamp | 1 | 60 | Other | 1187316 | Other | 0.00037892
Ceiling Fixture | Incandescent |  | Standard A Lamp | 1 | 60 | Laundry Room | 1187317 | Laundry Room | 0.00037892
Ceiling Fan | Incandescent |  | Standard A Lamp | 1 | 60 | Laundry Room | 1187317 | Laundry Room | 0.00037892
Ceiling Fixture | Linear Fluorescent | 24 | T-12 | 2 | 20 | Laundry Room | 1187317 | Laundry Room | 0.00037892
Table | Compact Fluorescent |  | Twist | 1 | 13 | Living Room | 118801 | Living Room | 0.00049795
Table | Incandescent |  | Standard A Lamp | 4 | 40 | Living Room | 118801 | Living Room | 0.00049795
Table | Incandescent |  | Standard A Lamp | 1 | 100 | Office | 118802 | Office | 0.00049795
Ceiling Fixture | Incandescent |  | Standard A Lamp | 1 | 40 | Bedroom | 118803 | Bedroom | 0.00049795
Ceiling Fan | Incandescent |  | Mini base | 3 | 40 | Dining Room | 118804 | Dining Room | 0.00049795
Ceiling Fixture | Linear Fluorescent | 48 | T-12 | 2 | 40 | Kitchen | 118805 | Kitchen | 0.00049795
Ceiling Fixture | Compact Fluorescent |  | Twist | 1 | 13 | Laundry Room | 118806 | Laundry Room | 0.00049795
Table | Compact Fluorescent |  | Twist | 1 | 19 | Bedroom | 118807 | Bedroom | 0.00049795
Wall Mount | Compact Fluorescent |  | Twist | 3 | 13 | Bedroom | 118807 | Bedroom | 0.00049795
Ceiling Fixture | Incandescent |  | Standard A Lamp | 2 | 60 | Dining Room | 118941 | Dining Room | 0.0012318
Garage door opener | Incandescent |  | Standard A Lamp | 1 | 60 | Garage | 118942 | Garage | 0.0012318
Chandelier (Hanging) | Incandescent |  | Decorative | 3 | 60 | Hall | 118943 | Hall | 0.0012318
Ceiling Fixture | Incandescent |  | Standard A Lamp | 1 | 60 | Hall | 118943 | Hall | 0.0012318
Recessed Can | Compact Fluorescent |  | Reflector | 1 | 22 | Kitchen | 118944 | Kitchen | 0.0012318
Ceiling Fixture | Incandescent |  | Standard A Lamp | 1 | 60 | Laundry Room | 118945 | Laundry Room | 0.0012318
Table | Compact Fluorescent |  | Twist | 1 | 15 | Living Room | 118946 | Living Room | 0.0012318
Table | Incandescent |  | Standard A Lamp | 1 | 60 | Master Bedroom | 118947 | Master Bedroom | 0.0012318
Chandelier (Hanging) | Incandescent |  | Standard A Lamp | 5 | 60 | Other | 118948 | Other | 0.0012318
Wall Mount | Incandescent |  | Standard A Lamp | 2 | 60 | Bathroom | 118949 | Bathroom | 0.0012318
Wall Mount | Incandescent |  | Globe | 4 | 40 | Bathroom | 1189410 | Bathroom | 0.0012318
Ceiling Fixture | Incandescent |  | Standard A Lamp | 1 | 60 | Bedroom | 1189411 | Bedroom | 0.0012318
Ceiling Fixture | Incandescent |  | Standard A Lamp | 1 | 60 | Bedroom | 1189412 | Bedroom | 0.0012318
Ceiling Fixture | Incandescent |  | Standard A Lamp | 1 | 60 | Closet | 1189413 | Closet | 0.0012318
Ceiling Fixture | Incandescent |  | Standard A Lamp | 2 | 60 | Hall | 1189414 | Hall | 0.0012318
Recessed Can | Incandescent |  | Reflector | 1 | 65 | Bathroom | 1189415 | Bathroom | 0.0012318
Wall Mount | Compact Fluorescent |  | Twist | 2 | 15 | Bathroom | 1189415 | Bathroom | 0.0012318
Ceiling Fixture | Compact Fluorescent |  | Twist | 2 | 22 | Bedroom | 118961 | Bedroom | 0.00049795
Ceiling Fixture | Compact Fluorescent |  | Twist | 2 | 15 | Office | 118962 | Office | 0.00049795
Table | Incandescent |  | Decorative | 1 | 25 | Office | 118962 | Office | 0.00049795
Ceiling Fixture | Compact Fluorescent |  | Twist | 3 | 15 | Bedroom | 118963 | Bedroom | 0.00049795
Floor lamp | Compact Fluorescent |  | Twist | 1 | 15 | Bedroom | 118963 | Bedroom | 0.00049795
Table | Compact Fluorescent |  | Twist | 1 | 15 | Bedroom | 118963 | Bedroom | 0.00049795
Table | Halogen |  | MR | 1 | 20 | Bedroom | 118963 | Bedroom | 0.00049795
Ceiling Fixture | Compact Fluorescent |  | Twist | 1 | 15 | Closet | 118964 | Closet | 0.00049795
Wall Mount | Incandescent |  | Standard A Lamp | 2 | 60 | Bathroom | 118965 | Bathroom | 0.00049795
Wall Mount | Compact Fluorescent |  | Twist | 2 | 15 | Bathroom | 118965 | Bathroom | 0.00049795
Recessed Can | Incandescent |  | Reflector | 1 | 75 | Bathroom | 118965 | Bathroom | 0.00049795
Ceiling Fixture | Compact Fluorescent |  | Twist | 1 | 15 | Garage | 118966 | Garage | 0.00049795
Garage door opener | Incandescent |  | Standard A Lamp | 1 | 40 | Garage | 118966 | Garage | 0.00049795
Ceiling Fixture | Compact Fluorescent |  | Twist | 2 | 15 | Hall | 118967 | Hall | 0.00049795
Wall Mount | Compact Fluorescent |  | Twist | 1 | 15 | Hall | 118967 | Hall | 0.00049795
Wall Mount | Incandescent |  | Standard A Lamp | 2 | 60 | Bathroom | 118968 | Bathroom | 0.00049795
Recessed Can | Incandescent |  | Mini base | 1 | 75 | Bathroom | 118968 | Bathroom | 0.00049795
Ceiling Fixture | Compact Fluorescent |  | Twist | 2 | 15 | Hall | 118969 | Hall | 0.00049795
Recessed Can | Compact Fluorescent |  | Twist | 1 | 15 | Kitchen | 1189610 | Kitchen | 0.00049795
Ceiling Fixture | Compact Fluorescent |  | Twist | 1 | 15 | Kitchen | 1189610 | Kitchen | 0.00049795
Ceiling Fixture | Compact Fluorescent |  | Twist | 1 | 22 | Living Room | 1189611 | Living Room | 0.00049795
Ceiling Fixture | Halogen |  | MR | 1 | 50 | Living Room | 1189611 | Living Room | 0.00049795
Wall Mount | Compact Fluorescent |  | Twist | 1 | 22 | Hall | 1189612 | Hall | 0.00049795
Ceiling Fixture | Compact Fluorescent |  | Twist | 2 | 22 | Bedroom | 1189613 | Bedroom | 0.00049795
Wall Mount | Incandescent |  | Standard A Lamp | 3 | 60 | Bathroom | 1189614 | Bathroom | 0.00049795
Wall Mount | Compact Fluorescent |  | Twist | 3 | 15 | Bathroom | 119001 | Bathroom | 0.00037892
Floor lamp | Compact Fluorescent |  | 3-Way CFL | 1 | 33 | Family Room | 119002 | Family Room | 0.00037892
Ceiling Fixture | Compact Fluorescent |  | Twist | 1 | 15 | Family Room | 119002 | Family Room | 0.00037892
Ceiling Fixture | Halogen |  | MR | 3 | 35 | Dining Room | 119003 | Dining Room | 0.00037892
Ceiling Fixture | Linear Fluorescent | 48 | T-8 | 4 | 32 | Hall | 119004 | Hall | 0.00037892
Wall Mount | Incandescent |  | Standard A Lamp | 1 | 60 | Other | 119005 | Other | 0.00037892
Ceiling Fixture | Incandescent |  | Clear | 2 | 60 | Hall | 119006 | Hall | 0.00037892
Ceiling Fixture | Incandescent |  | Standard A Lamp | 2 | 60 | Kitchen | 119007 | Kitchen | 0.00037892
Other | Incandescent |  | Standard A Lamp | 1 | 50 | Kitchen | 119007 | Kitchen | 0.00037892
Torchiere | Incandescent |  | Standard A Lamp | 2 | 60 | Living Room | 119008 | Living Room | 0.00037892
Floor lamp | Halogen |  | Quartz Tube | 1 | 50 | Living Room | 119008 | Living Room | 0.00037892
Table | Incandescent |  | Standard A Lamp | 1 | 60 | Master Bedroom | 119009 | Master Bedroom | 0.00037892
Table | Incandescent |  | Clear | 1 | 60 | Master Bedroom | 119009 | Master Bedroom | 0.00037892
Ceiling Fixture | Incandescent |  | Standard A Lamp | 3 | 60 | Bedroom | 1190010 | Bedroom | 0.00037892
Ceiling Fixture | Compact Fluorescent |  | Straight Tube | 3 | 11 | Bedroom | 1190011 | Bedroom | 0.00037892
Table | Incandescent |  | Mini base | 1 | 25 | Bedroom | 1190011 | Bedroom | 0.00037892
Wall Mount | Halogen |  | Quartz Tube | 3 | 30 | Bathroom | 119041 | Bathroom | 0.000364
Recessed Can | Incandescent |  | Reflector | 1 | 65 | Bathroom | 119041 | Bathroom | 0.000364
Ceiling Fixture | Compact Fluorescent |  | Twist | 3 | 22 | Bedroom | 119042 | Bedroom | 0.000364
Ceiling Fixture | Compact Fluorescent |  | Twist | 3 | 22 | Bedroom | 119043 | Bedroom | 0.000364
Chandelier (Hanging) | Incandescent |  | Mini base | 4 | 25 | Dining Room | 119044 | Dining Room | 0.000364
Garage door opener | Incandescent |  | Standard A Lamp | 1 | 60 | Garage | 119045 | Garage | 0.000364
Ceiling Fixture | Linear Fluorescent | 48 | T-12 | 2 | 40 | Garage | 119045 | Garage | 0.000364
Ceiling Fixture | Compact Fluorescent |  | Twist | 3 | 22 | Hall | 119046 | Hall | 0.000364
Ceiling Fixture | Incandescent |  | Standard A Lamp | 1 | 60 | Hall | 119047 | Hall | 0.000364
Recessed Can | Incandescent |  | Reflector | 1 | 65 | Kitchen | 119048 | Kitchen | 0.000364
Ceiling Fixture | Incandescent |  | Standard A Lamp | 1 | 100 | Bedroom | 119049 | Bedroom | 0.000364
Table | Incandescent |  | Standard A Lamp | 1 | 60 | Bedroom | 119049 | Bedroom | 0.000364
Ceiling Fixture | Compact Fluorescent |  | Twist | 2 | 15 | Family Room | 1190410 | Family Room | 0.000364
Ceiling Fixture | Incandescent |  | Clear | 1 | 100 | Hall | 1190411 | Hall | 0.000364
Ceiling Fixture | Incandescent |  | Clear | 1 | 60 | Laundry Room | 1190412 | Laundry Room | 0.000364
Table | Compact Fluorescent |  | Twist | 1 | 22 | Living Room | 1190413 | Living Room | 0.000364
Recessed Can | Incandescent |  | Reflector | 1 | 65 | Bathroom | 1190414 | Bathroom | 0.000364
Wall Mount | Halogen |  | Quartz Tube | 3 | 30 | Bathroom | 1190414 | Bathroom | 0.000364
Recessed - other | Incandescent |  | Heat Lamp | 1 | 250 | Bathroom | 1190414 | Bathroom | 0.000364
Ceiling Fixture | Compact Fluorescent |  | Twist | 2 | 22 | Master Bedroom | 1190415 | Master Bedroom | 0.000364
Chandelier (Hanging) | Incandescent |  | Mini base | 6 | 40 | Hall | 1190416 | Hall | 0.000364
Ceiling Fixture | Compact Fluorescent |  | Pin base | 3 | 22 | Other | 1190417 | Other | 0.000364
Torchiere | Halogen |  | Quartz Tube | 1 | 50 | Other | 1190417 | Other | 0.000364
Wall Mount | Incandescent |  | Standard A Lamp | 2 | 60 | Bathroom | 119081 | Bathroom | 0.00049795
Table | Incandescent |  | Clear | 1 | 60 | Bedroom | 119082 | Bedroom | 0.00049795
Recessed - other | Incandescent |  | Standard A Lamp | 1 | 60 | Closet | 119083 | Closet | 0.00049795
Chandelier (Hanging) | Incandescent |  | Standard A Lamp | 6 | 100 | Dining Room | 119084 | Dining Room | 0.00049795
Ceiling Fixture | Incandescent |  | Reflector | 1 | 65 | Hall | 119085 | Hall | 0.00049795
Recessed Can | Incandescent |  | Reflector | 2 | 65 | Hall | 119086 | Hall | 0.00049795
Recessed Can | Incandescent |  | Reflector | 1 | 65 | Kitchen | 119087 | Kitchen | 0.00049795
Ceiling Fixture | Incandescent |  | Standard A Lamp | 2 | 60 | Laundry Room | 119088 | Laundry Room | 0.00049795
Recessed Can | Incandescent |  | Clear | 2 | 65 | Living Room | 119089 | Living Room | 0.00049795
Wall Mount | Incandescent |  | Globe | 8 | 40 | Bathroom | 1190810 | Bathroom | 0.00049795
Table | Incandescent |  | Standard A Lamp | 1 | 100 | Master Bedroom | 1190811 | Master Bedroom | 0.00049795
Chandelier (Hanging) | Compact Fluorescent |  | A shape bulb | 1 | 15 | Bathroom | 119101 | Bathroom | 0.00049795
Chandelier (Hanging) | Compact Fluorescent |  | Twist | 5 | 15 | Bedroom | 119102 | Bedroom | 0.00049795
Ceiling Fixture | Incandescent |  | Globe | 4 | 60 | Bedroom | 119102 | Bedroom | 0.00049795
Table | Compact Fluorescent |  | Straight Tube | 1 | 15 | Bedroom | 119102 | Bedroom | 0.00049795
Recessed Can | Halogen |  | PAR | 1 | 35 | Bedroom | 119102 | Bedroom | 0.00049795
Ceiling Fixture | Compact Fluorescent |  | Twist | 2 | 15 | Family Room | 119103 | Family Room | 0.00049795
Ceiling Fixture | Compact Fluorescent |  | Twist | 2 | 15 | Hall | 119104 | Hall | 0.00049795
Ceiling Fixture | Incandescent |  | Standard A Lamp | 1 | 60 | Laundry Room | 119105 | Laundry Room | 0.00049795
Ceiling Fixture | Incandescent |  | Standard A Lamp | 1 | 60 | Closet | 119106 | Closet | 0.00049795
Ceiling Fixture | Incandescent |  | Standard A Lamp | 1 | 60 | Closet | 119107 | Closet | 0.00049795
Ceiling Fixture | Incandescent |  | Standard A Lamp | 1 | 60 | Bedroom | 119108 | Bedroom | 0.00049795
Table | Compact Fluorescent |  | Twist | 1 | 26 | Bedroom | 119108 | Bedroom | 0.00049795
Table | Incandescent |  | Standard A Lamp | 1 | 60 | Bedroom | 119108 | Bedroom | 0.00049795
Ceiling Fixture | Compact Fluorescent |  | Twist | 1 | 15 | Hall | 119109 | Hall | 0.00049795
Chandelier (Hanging) | Compact Fluorescent |  | Twist | 1 | 15 | Bathroom | 1191010 | Bathroom | 0.00049795
Chandelier (Hanging) | Incandescent |  | Globe | 1 | 60 | Hall | 1191011 | Hall | 0.00049795
Ceiling Fixture | Compact Fluorescent |  | Twist | 1 | 15 | Hall | 1191011 | Hall | 0.00049795
Ceiling Fixture | Incandescent |  | Standard A Lamp | 1 | 60 | Bathroom | 1191012 | Bathroom | 0.00049795
Chandelier (Hanging) | Compact Fluorescent |  | Twist | 1 | 15 | Bathroom | 1191012 | Bathroom | 0.00049795
Chandelier (Hanging) | Compact Fluorescent |  | Twist | 1 | 15 | Master Bedroom | 1191013 | Master Bedroom | 0.00049795
Chandelier (Hanging) | Incandescent |  | Standard A Lamp | 3 | 40 | Other | 1191014 | Other | 0.00049795
Floor lamp | Incandescent |  | 3-Way Incandescent | 1 | 150 | Other | 1191014 | Other | 0.00049795
Ceiling Fan | Compact Fluorescent |  | Twist | 1 | 15 | Other | 1191015 | Other | 0.00049795
Chandelier (Hanging) | Compact Fluorescent |  | Twist | 5 | 15 | Dining Room | 1191016 | Dining Room | 0.00049795
Ceiling Fixture | Incandescent |  | Standard A Lamp | 3 | 60 | Hall | 1191017 | Hall | 0.00049795
Ceiling Fixture | Compact Fluorescent |  | Twist | 1 | 15 | Hall | 1191018 | Hall | 0.00049795
Other | Compact Fluorescent |  | Twist | 1 | 13 | Kitchen | 1191019 | Kitchen | 0.00049795
Ceiling Fixture | Linear Fluorescent | 48 | T-12 | 2 | 40 | Kitchen | 1191019 | Kitchen | 0.00049795
Chandelier (Hanging) | Compact Fluorescent |  | Twist | 1 | 15 | Kitchen | 1191019 | Kitchen | 0.00049795
Table | Compact Fluorescent |  | Twist | 1 | 22 | Living Room | 1191020 | Living Room | 0.00049795
Table | Incandescent |  | 3-Way Incandescent | 1 | 150 | Living Room | 1191020 | Living Room | 0.00049795
Wall Mount | Incandescent |  | Globe | 2 | 75 | Bathroom | 119141 | Bathroom | 0.0017229
Wall Mount | Incandescent |  | Globe | 4 | 40 | Bathroom | 119142 | Bathroom | 0.0017229
Ceiling Fixture | Incandescent |  | Standard A Lamp | 2 | 60 | Bathroom | 119142 | Bathroom | 0.0017229
Recessed Can | Incandescent |  | Standard A Lamp | 1 | 40 | Bathroom | 119142 | Bathroom | 0.0017229
Wall Mount | Incandescent |  | Mini base | 4 | 40 | Bathroom | 119143 | Bathroom | 0.0017229
Recessed Can | Compact Fluorescent |  | Reflector | 1 | 15 | Master Bedroom | 119144 | Master Bedroom | 0.0017229
Ceiling Fan | Incandescent |  | Standard A Lamp | 2 | 60 | Master Bedroom | 119144 | Master Bedroom | 0.0017229
Table | Incandescent |  | Standard A Lamp | 1 | 60 | Master Bedroom | 119144 | Master Bedroom | 0.0017229
Ceiling Fan | Compact Fluorescent |  | Twist | 2 | 15 | Bedroom | 119145 | Bedroom | 0.0017229
Floor lamp | Incandescent |  | Standard A Lamp | 2 | 40 | Bedroom | 119145 | Bedroom | 0.0017229
Recessed Can | Compact Fluorescent |  | Twist | 1 | 15 | Bedroom | 119145 | Bedroom | 0.0017229
Chandelier (Hanging) | Incandescent |  | Decorative | 4 | 40 | Bedroom | 119146 | Bedroom | 0.0017229
Table | Incandescent |  | Standard A Lamp | 1 | 60 | Bedroom | 119146 | Bedroom | 0.0017229
Ceiling Fixture | Incandescent |  | Standard A Lamp | 1 | 60 | Bedroom | 119147 | Bedroom | 0.0017229
Recessed Can | Compact Fluorescent |  | Reflector | 1 | 15 | Bedroom | 119147 | Bedroom | 0.0017229
Table | Incandescent |  | Standard A Lamp | 1 | 60 | Bedroom | 119147 | Bedroom | 0.0017229
Chandelier (Hanging) | Incandescent |  | Mini base | 1 | 40 | Closet | 119148 | Closet | 0.0017229
Ceiling Fixture | Linear Fluorescent | 24 | T-12 | 2 | 20 | Closet | 119148 | Closet | 0.0017229
Chandelier (Hanging) | Incandescent |  | Decorative | 5 | 40 | Dining Room | 119149 | Dining Room | 0.0017229
Chandelier (Hanging) | Incandescent |  | Decorative | 16 | 25 | Hall | 1191410 | Hall | 0.0017229
Recessed Can | Compact Fluorescent |  | Reflector | 1 | 15 | Family Room | 1191411 | Family Room | 0.0017229
Recessed Can | Incandescent |  | Reflector | 1 | 75 | Family Room | 1191411 | Family Room | 0.0017229
Table | Incandescent |  | Standard A Lamp | 2 | 60 | Family Room | 1191411 | Family Room | 0.0017229
Floor lamp | Incandescent |  | Standard A Lamp | 1 | 40 | Family Room | 1191411 | Family Room | 0.0017229
Ceiling Fixture | Linear Fluorescent | 48 | T-12 | 2 | 40 | Garage | 1191412 | Garage | 0.0017229
Garage door opener | Incandescent |  | Standard A Lamp | 1 | 60 | Garage | 1191412 | Garage | 0.0017229
Chandelier (Hanging) | Incandescent |  | Mini base | 1 | 25 | Hall | 1191413 | Hall | 0.0017229
Recessed Can | Compact Fluorescent |  | Reflector | 1 | 15 | Kitchen | 1191414 | Kitchen | 0.0017229
Chandelier (Hanging) | Incandescent |  | Standard A Lamp | 1 | 40 | Kitchen | 1191414 | Kitchen | 0.0017229
Chandelier (Hanging) | Incandescent |  | Globe | 1 | 100 | Kitchen | 1191414 | Kitchen | 0.0017229
Ceiling Fixture | Linear Fluorescent | 48 | T-12 | 2 | 40 | Laundry Room | 1191415 | Laundry Room | 0.0017229
Recessed Can | Compact Fluorescent |  | Reflector | 2 | 15 | Living Room | 1191416 | Living Room | 0.0017229
Table | Incandescent |  | 3-Way Incandescent | 1 | 100 | Living Room | 1191416 | Living Room | 0.0017229
Table | Compact Fluorescent |  | Pin base | 1 | 15 | Living Room | 1191416 | Living Room | 0.0017229
Ceiling Fan | Incandescent |  | Standard A Lamp | 1 | 60 | Office | 1191417 | Office | 0.0017229
Ceiling Fan | Compact Fluorescent |  | Reflector | 1 | 22 | Bathroom | 119251 | Bathroom | 0.0012318
Wall Mount | Compact Fluorescent |  | Twist | 3 | 15 | Bathroom | 119252 | Bathroom | 0.0012318
Chandelier (Hanging) | Incandescent |  | Standard A Lamp | 3 | 60 | Bedroom | 119253 | Bedroom | 0.0012318
Ceiling Fixture | Linear Fluorescent | 48 | T-12 | 2 | 40 | Closet | 119254 | Closet | 0.0012318
Recessed Can | Compact Fluorescent |  | Twist | 1 | 15 | Office | 119255 | Office | 0.0012318
Chandelier (Hanging) | Halogen |  | Quartz Tube | 1 | 50 | Dining Room | 119256 | Dining Room | 0.0012318
Garage door opener | Incandescent |  | Standard A Lamp | 1 | 60 | Garage | 119257 | Garage | 0.0012318
Recessed Can | Incandescent |  | Reflector | 1 | 65 | Hall | 119258 | Hall | 0.0012318
Wall Mount | Incandescent |  | Standard A Lamp | 1 | 60 | Hall | 119258 | Hall | 0.0012318
Recessed Can | Compact Fluorescent |  | Reflector | 1 | 22 | Kitchen | 119259 | Kitchen | 0.0012318
Ceiling Fixture | Linear Fluorescent | 48 | T-12 | 2 | 40 | Laundry Room | 1192510 | Laundry Room | 0.0012318
Recessed Can | Compact Fluorescent |  | Reflector | 1 | 22 | Living Room | 1192511 | Living Room | 0.0012318
Table | Compact Fluorescent |  | Twist | 1 | 15 | Living Room | 1192511 | Living Room | 0.0012318
Recessed Can | Compact Fluorescent |  | Reflector | 1 | 22 | Bathroom | 1192512 | Bathroom | 0.0012318
Recessed Can | Compact Fluorescent |  | Reflector | 1 | 22 | Master Bedroom | 1192513 | Master Bedroom | 0.0012318
Ceiling Fan | Incandescent |  | Standard A Lamp | 1 | 60 | Master Bedroom | 1192513 | Master Bedroom | 0.0012318
Ceiling Fixture | Incandescent |  | Standard A Lamp | 1 | 60 | Bathroom | 119331 | Bathroom | 0.00049795
Wall Mount | Incandescent |  | Globe | 3 | 40 | Bathroom | 119332 | Bathroom | 0.00049795
Ceiling Fixture | Incandescent |  | Standard A Lamp | 2 | 60 | Bedroom | 119333 | Bedroom | 0.00049795
Ceiling Fixture | Linear Fluorescent | 48 | T-12 | 2 | 40 | Other | 119334 | Other | 0.00049795
Chandelier (Hanging) | Incandescent |  | Mini base | 5 | 25 | Dining Room | 119335 | Dining Room | 0.00049795
Ceiling Fixture | Incandescent |  | Standard A Lamp | 1 | 60 | Hall | 119336 | Hall | 0.00049795
Ceiling Fixture | Incandescent |  | Standard A Lamp | 1 | 60 | Hall | 119337 | Hall | 0.00049795
Ceiling Fixture | Compact Fluorescent |  | Twist | 1 | 15 | Kitchen | 119338 | Kitchen | 0.00049795
Ceiling Fixture | Linear Fluorescent | 48 | T-12 | 2 | 32 | Kitchen | 119338 | Kitchen | 0.00049795
Ceiling Fixture | Incandescent |  | Standard A Lamp | 1 | 60 | Laundry Room | 119339 | Laundry Room | 0.00049795
Table | Compact Fluorescent |  | Twist | 1 | 15 | Living Room | 1193310 | Living Room | 0.00049795
Table | Incandescent |  | 3-Way Incandescent | 1 | 150 | Living Room | 1193310 | Living Room | 0.00049795
Ceiling Fixture | Incandescent |  | Standard A Lamp | 1 | 60 | Master Bedroom | 1193311 | Master Bedroom | 0.00049795
Ceiling Fixture | Incandescent |  | Standard A Lamp | 2 | 100 | Office | 1193312 | Office | 0.00049795
Ceiling Fixture | Incandescent |  | Standard A Lamp | 1 | 60 | Closet | 1193313 | Closet | 0.00049795
Wall Mount | Incandescent |  | Standard A Lamp | 5 | 40 | Bathroom | 119431 | Bathroom | 0.0012318
Ceiling Fixture | Incandescent |  | Standard A Lamp | 2 | 60 | Bedroom | 119432 | Bedroom | 0.0012318
Ceiling Fixture | Incandescent |  | Standard A Lamp | 1 | 60 | Bedroom | 119433 | Bedroom | 0.0012318
Chandelier (Hanging) | Compact Fluorescent |  | Pin base | 1 | 15 | Dining Room | 119434 | Dining Room | 0.0012318
Ceiling Fixture | Incandescent |  | Standard A Lamp | 1 | 60 | Garage | 119435 | Garage | 0.0012318
Garage door opener | Incandescent |  | Standard A Lamp | 1 | 60 | Garage | 119435 | Garage | 0.0012318
Ceiling Fixture | Compact Fluorescent |  | Twist | 1 | 15 | Hall | 119436 | Hall | 0.0012318
Ceiling Fixture | Compact Fluorescent |  | Twist | 1 | 15 | Kitchen | 119437 | Kitchen | 0.0012318
Recessed - other | Incandescent |  | Standard A Lamp | 1 | 60 | Bathroom | 119438 | Bathroom | 0.0012318
Ceiling Fixture | Incandescent |  | Reflector | 3 | 65 | Bedroom | 119439 | Bedroom | 0.0012318
Table | Incandescent |  | Standard A Lamp | 1 | 60 | Bedroom | 119439 | Bedroom | 0.0012318
Chandelier (Hanging) | Compact Fluorescent |  | Twist | 1 | 15 | Family Room | 1194310 | Family Room | 0.0012318
Ceiling Fixture | Compact Fluorescent |  | Twist | 2 | 15 | Laundry Room | 1194311 | Laundry Room | 0.0012318
Floor lamp | Incandescent |  | Decorative | 1 | 25 | Living Room | 1194313 | Living Room | 0.0012318
Wall Mount | Incandescent |  | Standard A Lamp | 4 | 75 | Bathroom | 1194314 | Bathroom | 0.0012318
Ceiling Fixture | Incandescent |  | Reflector | 3 | 65 | Master Bedroom | 1194315 | Master Bedroom | 0.0012318
Table | Incandescent |  | Standard A Lamp | 1 | 55 | Master Bedroom | 1194315 | Master Bedroom | 0.0012318
Chandelier (Hanging) | Incandescent |  | Decorative | 3 | 25 | Hall | 1194316 | Hall | 0.0012318
Chandelier (Hanging) | Incandescent |  | Mini base | 5 | 40 | Dining Room | 119531 | Dining Room | 0.00049795
Ceiling Fixture | Linear Fluorescent | 48 | T-12 | 3 | 40 | Garage | 119532 | Garage | 0.00049795
Garage door opener | Incandescent |  | Standard A Lamp | 2 | 60 | Garage | 119532 | Garage | 0.00049795
Ceiling Fixture | Compact Fluorescent |  | Twist | 1 | 15 | Hall | 119533 | Hall | 0.00049795
Wall Mount | Compact Fluorescent |  | Twist | 3 | 13 | Bathroom | 119534 | Bathroom | 0.00049795
Ceiling Fixture | Halogen |  | MR | 4 | 50 | Kitchen | 119535 | Kitchen | 0.00049795
Ceiling Fixture | Incandescent |  | Standard A Lamp | 1 | 60 | Living Room | 119536 | Living Room | 0.00049795
Wall Mount | Incandescent |  | Globe | 3 | 25 | Bathroom | 119537 | Bathroom | 0.00049795
Ceiling Fixture | Incandescent |  | Standard A Lamp | 1 | 60 | Master Bedroom | 119538 | Master Bedroom | 0.00049795
Table | Incandescent |  | Standard A Lamp | 1 | 60 | Master Bedroom | 119538 | Master Bedroom | 0.00049795
Ceiling Fixture | Incandescent |  | Standard A Lamp | 2 | 60 | Office | 119539 | Office | 0.00049795
Ceiling Fixture | Incandescent |  | Standard A Lamp | 2 | 60 | Bedroom | 1195310 | Bedroom | 0.00049795
Ceiling Fixture | Halogen |  | Quartz Tube | 1 | 75 | Other | 119541 | Other | 0.00037892
Architectural | Compact Fluorescent |  | Twist | 1 | 15 | Other | 119541 | Other | 0.00037892
Floor lamp | Linear Fluorescent | 48 | Fluorescent Other | 1 | 40 | Other | 119541 | Other | 0.00037892
Ceiling Fixture | Halogen |  | Other | 1 | 75 | Bathroom | 119542 | Bathroom | 0.00037892
Ceiling Fixture | Incandescent |  | Standard A Lamp | 1 | 40 | Bedroom | 119543 | Bedroom | 0.00037892
Table | Incandescent |  | Mini base | 1 | 20 | Bedroom | 119543 | Bedroom | 0.00037892
Ceiling Fixture | Halogen |  | PAR | 4 | 60 | Dining Room | 119544 | Dining Room | 0.00037892
Table | Halogen |  | Other | 1 | 75 | Dining Room | 119544 | Dining Room | 0.00037892
Ceiling Fixture | Incandescent |  | Standard A Lamp | 1 | 60 | Hall | 119545 | Hall | 0.00037892
Chandelier (Hanging) | Halogen |  | Other | 3 | 75 | Kitchen | 119546 | Kitchen | 0.00037892
Ceiling Fixture | Incandescent |  | Standard A Lamp | 4 | 60 | Living Room | 119547 | Living Room | 0.00037892
Floor lamp | Incandescent |  | Standard A Lamp | 1 | 60 | Living Room | 119547 | Living Room | 0.00037892
Ceiling Fixture | Incandescent |  | Standard A Lamp | 1 | 60 | Hall | 119548 | Hall | 0.00037892
Chandelier (Hanging) | Incandescent |  | Standard A Lamp | 1 | 60 | Master Bedroom | 119549 | Master Bedroom | 0.00037892
Table | Incandescent |  | Standard A Lamp | 1 | 40 | Master Bedroom | 119549 | Master Bedroom | 0.00037892
Wall Mount | Compact Fluorescent |  | Twist | 1 | 13 | Bathroom | 119581 | Bathroom | 0.0017229
Recessed Can | Compact Fluorescent |  | Twist | 1 | 13 | Bathroom | 119581 | Bathroom | 0.0017229
Table | Incandescent |  | 3-Way Incandescent | 1 | 70 | Master Bedroom | 119582 | Master Bedroom | 0.0017229
Table | Incandescent |  | Decorative | 1 | 40 | Master Bedroom | 119582 | Master Bedroom | 0.0017229
Ceiling Fan | Incandescent |  | Mini base | 3 | 40 | Master Bedroom | 119582 | Master Bedroom | 0.0017229
Ceiling Fan | Incandescent |  | Decorative | 3 | 25 | Bedroom | 119583 | Bedroom | 0.0017229
Ceiling Fan | Incandescent |  | Decorative | 4 | 25 | Bedroom | 119584 | Bedroom | 0.0017229
Ceiling Fixture | Linear Fluorescent | 48 | Fluorescent Other | 2 | 35 | Dining Room | 119585 | Dining Room | 0.0017229
Ceiling Fan | Compact Fluorescent |  | Twist | 2 | 13 | Other | 119586 | Other | 0.0017229
Ceiling Fixture | Compact Fluorescent |  | Twist | 2 | 13 | Hall | 119587 | Hall | 0.0017229
Ceiling Fixture | Linear Fluorescent | 48 | Fluorescent Other | 2 | 35 | Kitchen | 119588 | Kitchen | 0.0017229
Ceiling Fan | Incandescent |  | Standard A Lamp | 1 | 100 | Living Room | 119589 | Living Room | 0.0017229
Table | Incandescent |  | 3-Way Incandescent | 1 | 100 | Living Room | 119589 | Living Room | 0.0017229
Floor lamp | Compact Fluorescent |  | Twist | 1 | 13 | Living Room | 119589 | Living Room | 0.0017229
Ceiling Fan | Compact Fluorescent |  | Twist | 1 | 13 | Other | 1195810 | Other | 0.0017229
Low bay | Linear Fluorescent | 24 | T-12 | 1 | 20 | Other | 1195810 | Other | 0.0017229
Wall Mount | Compact Fluorescent |  | Twist | 4 | 22 | Bathroom | 119671 | Bathroom | 0.0017229
Ceiling Fan | Incandescent |  | Standard A Lamp | 3 | 75 | Bedroom | 119672 | Bedroom | 0.0017229
Chandelier (Hanging) | Incandescent |  | Decorative | 5 | 40 | Dining Room | 119673 | Dining Room | 0.0017229
Floor lamp | Incandescent |  | 3-Way Incandescent | 1 | 150 | Dining Room | 119673 | Dining Room | 0.0017229
Wall Mount | Incandescent |  | Decorative | 1 | 40 | Dining Room | 119673 | Dining Room | 0.0017229
Floor lamp | Incandescent |  | Standard A Lamp | 1 | 75 | Dining Room | 119673 | Dining Room | 0.0017229
Ceiling Fixture | Incandescent |  | Globe | 1 | 60 | Dining Room | 119673 | Dining Room | 0.0017229
Ceiling Fan | Incandescent |  | Standard A Lamp | 4 | 75 | Garage | 119674 | Garage | 0.0017229
Ceiling Fixture | Incandescent |  | Standard A Lamp | 1 | 60 | Hall | 119675 | Hall | 0.0017229
Ceiling Fixture | Linear Fluorescent | 48 | T-12 | 2 | 40 | Kitchen | 119676 | Kitchen | 0.0017229
Track | Incandescent |  | Reflector | 1 | 40 | Kitchen | 119676 | Kitchen | 0.0017229
Ceiling Fixture | Incandescent |  | Standard A Lamp | 2 | 60 | Laundry Room | 119677 | Laundry Room | 0.0017229
Floor lamp | Compact Fluorescent |  | Twist | 2 | 13 | Living Room | 119678 | Living Room | 0.0017229
Ceiling Fan | Incandescent |  | Standard A Lamp | 3 | 40 | Living Room | 119678 | Living Room | 0.0017229
Wall Mount | Incandescent |  | Standard A Lamp | 4 | 60 | Bathroom | 119679 | Bathroom | 0.0017229
Ceiling Fixture | Incandescent |  | Standard A Lamp | 1 | 60 | Bathroom | 119679 | Bathroom | 0.0017229
Ceiling Fixture | Incandescent |  | Heat Lamp | 1 | 125 | Bathroom | 119679 | Bathroom | 0.0017229
Floor lamp | Compact Fluorescent |  | Twist | 1 | 13 | Master Bedroom | 1196710 | Master Bedroom | 0.0017229
Ceiling Fan | Incandescent |  | Standard A Lamp | 2 | 75 | Master Bedroom | 1196710 | Master Bedroom | 0.0017229
Floor lamp | Incandescent |  | Globe | 3 | 60 | Office | 1196711 | Office | 0.0017229
Ceiling Fan | Incandescent |  | Standard A Lamp | 1 | 60 | Office | 1196711 | Office | 0.0017229
Ceiling Fixture | Halogen |  | PAR | 3 | 50 | Family Room | 119711 | Family Room | 0.00037892
Table | Incandescent |  | Standard A Lamp | 1 | 40 | Family Room | 119711 | Family Room | 0.00037892
Recessed Can | Incandescent |  | Reflector | 1 | 60 | Bedroom | 119712 | Bedroom | 0.00037892
Table | Incandescent |  | Standard A Lamp | 1 | 25 | Bedroom | 119712 | Bedroom | 0.00037892
Ceiling Fixture | Incandescent |  | Reflector | 1 | 60 | Bedroom | 119713 | Bedroom | 0.00037892
Track | Halogen |  | MR | 5 | 30 | Master Bedroom | 119714 | Master Bedroom | 0.00037892
Ceiling Fixture | Incandescent |  | Mini base | 5 | 25 | Bathroom | 119715 | Bathroom | 0.00037892
Ceiling Fixture | Incandescent |  | Reflector | 1 | 60 | Bathroom | 119715 | Bathroom | 0.00037892
Ceiling Fixture | Incandescent |  | Standard A Lamp | 1 | 60 | Bathroom | 119715 | Bathroom | 0.00037892
Wall Mount | Incandescent |  | Mini base | 5 | 25 | Kitchen | 119716 | Kitchen | 0.00037892
Ceiling Fixture | Incandescent |  | Reflector | 1 | 60 | Kitchen | 119716 | Kitchen | 0.00037892
Ceiling Fixture | Incandescent |  | Standard A Lamp | 1 | 40 | Kitchen | 119716 | Kitchen | 0.00037892
Ceiling Fixture | Incandescent |  | Mini base | 3 | 25 | Hall | 119717 | Hall | 0.00037892
Table | Incandescent |  | Standard A Lamp | 1 | 40 | Hall | 119717 | Hall | 0.00037892
Ceiling Fan | Incandescent |  | Standard A Lamp | 1 | 40 | Laundry Room | 119718 | Laundry Room | 0.00037892
Ceiling Fixture | Halogen |  | MR | 3 | 50 | Office | 119719 | Office | 0.00037892
Recessed Can | Incandescent |  | Reflector | 2 | 60 | Hall | 1197110 | Hall | 0.00037892
Chandelier (Hanging) | Incandescent |  | Standard A Lamp | 3 | 60 | Dining Room | 1197111 | Dining Room | 0.00037892
Track | Halogen |  | MR | 5 | 20 | Living Room | 1197112 | Living Room | 0.00037892
Recessed Can | Incandescent |  | Reflector | 1 | 60 | Living Room | 1197112 | Living Room | 0.00037892
Recessed Can | Incandescent |  | Reflector | 1 | 60 | Bathroom | 1197113 | Bathroom | 0.00037892
Ceiling Fixture | Compact Fluorescent |  | Twist | 1 | 36 | Garage | 1197114 | Garage | 0.00037892
Ceiling Fixture | Incandescent |  | Reflector | 2 | 75 | Garage | 1197114 | Garage | 0.00037892
Table | Incandescent |  | Reflector | 1 | 60 | Garage | 1197114 | Garage | 0.00037892
Wall Mount | Incandescent |  | Clear | 4 | 25 | Bathroom | 119781 | Bathroom | 0.00029524
Ceiling Fixture | Incandescent |  | Reflector | 1 | 65 | Bathroom | 119782 | Bathroom | 0.00029524
Wall Mount | Incandescent |  | Standard A Lamp | 2 | 75 | Bathroom | 119782 | Bathroom | 0.00029524
Ceiling Fixture | Incandescent |  | Standard A Lamp | 2 | 75 | Bedroom | 119783 | Bedroom | 0.00029524
Other | Incandescent |  | Other | 10 | 5 | Bedroom | 119783 | Bedroom | 0.00029524
Table | Incandescent |  | Standard A Lamp | 1 | 65 | Bedroom | 119783 | Bedroom | 0.00029524
Ceiling Fixture | Incandescent |  | Standard A Lamp | 1 | 75 | Bedroom | 119784 | Bedroom | 0.00029524
Recessed - other | Incandescent |  | Mini base | 1 | 25 | Bedroom | 119784 | Bedroom | 0.00029524
Chandelier (Hanging) | Incandescent |  | Standard A Lamp | 1 | 75 | Bedroom | 119785 | Bedroom | 0.00029524
Ceiling Fixture | Incandescent |  | Standard A Lamp | 2 | 75 | Dining Room | 119786 | Dining Room | 0.00029524
Ceiling Fixture | Incandescent |  | Standard A Lamp | 2 | 75 | Family Room | 119787 | Family Room | 0.00029524
Ceiling Fan | Incandescent |  | Mini base | 3 | 25 | Family Room | 119787 | Family Room | 0.00029524
Ceiling Fixture | Incandescent |  | Standard A Lamp | 2 | 100 | Garage | 119788 | Garage | 0.00029524
Ceiling Fixture | Incandescent |  | Standard A Lamp | 2 | 65 | Hall | 119789 | Hall | 0.00029524
Ceiling Fixture | Linear Fluorescent | 44 | T-12 | 2 | 32 | Kitchen | 1197810 | Kitchen | 0.00029524
Recessed Can | Incandescent |  | Reflector | 1 | 65 | Kitchen | 1197810 | Kitchen | 0.00029524
Ceiling Fixture | Incandescent |  | Standard A Lamp | 2 | 75 | Laundry Room | 1197811 | Laundry Room | 0.00029524
Ceiling Fan | Incandescent |  | Standard A Lamp | 3 | 40 | Living Room | 1197812 | Living Room | 0.00029524
Ceiling Fixture | Incandescent |  | Standard A Lamp | 2 | 75 | Master Bedroom | 1197813 | Master Bedroom | 0.00029524
Table | Incandescent |  | Mini base | 1 | 25 | Master Bedroom | 1197813 | Master Bedroom | 0.00029524
Table | Incandescent |  | Standard A Lamp | 1 | 60 | Master Bedroom | 1197813 | Master Bedroom | 0.00029524
Ceiling Fixture | Linear Fluorescent | 44 | T-12 | 2 | 32 | Master Bedroom | 1197813 | Master Bedroom | 0.00029524
Ceiling Fixture | Incandescent |  | Heat Lamp | 1 | 150 | Bathroom | 1197814 | Bathroom | 0.00029524
Ceiling Fixture | Incandescent |  | Reflector | 1 | 75 | Bathroom | 1197814 | Bathroom | 0.00029524
Ceiling Fixture | Incandescent |  | Standard A Lamp | 1 | 100 | Hall | 1197815 | Hall | 0.00029524
Ceiling Fixture | Incandescent |  | Standard A Lamp | 2 | 75 | Bedroom | 1197816 | Bedroom | 0.00029524
Ceiling Fixture | Compact Fluorescent |  | Twist | 4 | 15 | Family Room | 119801 | Family Room | 0.00037892
Floor lamp | Compact Fluorescent |  | Twist | 1 | 15 | Family Room | 119801 | Family Room | 0.00037892
Table | Compact Fluorescent |  | Twist | 2 | 15 | Family Room | 119801 | Family Room | 0.00037892
Ceiling Fixture | Incandescent |  | Standard A Lamp | 2 | 60 | Bedroom | 119802 | Bedroom | 0.00037892
Table | Incandescent |  | Standard A Lamp | 1 | 60 | Bedroom | 119802 | Bedroom | 0.00037892
Ceiling Fixture | Compact Fluorescent |  | Twist | 2 | 15 | Kitchen | 119803 | Kitchen | 0.00037892
Ceiling Fixture | Incandescent |  | Standard A Lamp | 1 | 60 | Other | 119804 | Other | 0.00037892
Ceiling Fixture | Linear Fluorescent | 48 | T-12 | 4 | 40 | Other | 119804 | Other | 0.00037892
Wall Mount | Compact Fluorescent |  | Twist | 1 | 15 | Other | 119804 | Other | 0.00037892
Ceiling Fixture | Compact Fluorescent |  | Twist | 1 | 15 | Other | 119805 | Other | 0.00037892
Chandelier (Hanging) | Compact Fluorescent |  | Twist | 2 | 15 | Bathroom | 119806 | Bathroom | 0.00037892
Ceiling Fixture | Compact Fluorescent |  | Twist | 1 | 15 | Hall | 119807 | Hall | 0.00037892
Ceiling Fixture | Incandescent |  | Standard A Lamp | 1 | 100 | Bedroom | 119808 | Bedroom | 0.00037892
Ceiling Fixture | Compact Fluorescent |  | Twist | 3 | 15 | Master Bedroom | 119809 | Master Bedroom | 0.00037892
Table | Compact Fluorescent |  | Twist | 1 | 15 | Master Bedroom | 119809 | Master Bedroom | 0.00037892
Wall Mount | Compact Fluorescent |  | Twist | 1 | 15 | Closet | 1198010 | Closet | 0.00037892
Wall Mount | Incandescent |  | Globe | 4 | 40 | Bathroom | 119881 | Bathroom | 0.00029524
Ceiling Fixture | Incandescent |  | Standard A Lamp | 1 | 60 | Bedroom | 119882 | Bedroom | 0.00029524
Table | Incandescent |  | Standard A Lamp | 1 | 75 | Bedroom | 119882 | Bedroom | 0.00029524
Ceiling Fixture | Incandescent |  | Standard A Lamp | 1 | 60 | Bedroom | 119883 | Bedroom | 0.00029524
Recessed Can | Incandescent |  | Reflector | 1 | 65 | Dining Room | 119884 | Dining Room | 0.00029524
Ceiling Fixture | Incandescent |  | Standard A Lamp | 1 | 60 | Hall | 119885 | Hall | 0.00029524
Ceiling Fixture | Incandescent |  | Standard A Lamp | 1 | 60 | Hall | 119886 | Hall | 0.00029524
Torchiere | Compact Fluorescent |  | Reflector | 1 | 22 | Kitchen | 119887 | Kitchen | 0.00029524
Wall Mount | Linear Fluorescent | 20 | T-8 | 1 | 16 | Kitchen | 119887 | Kitchen | 0.00029524
Recessed Can | Incandescent |  | Reflector | 1 | 65 | Living Room | 119888 | Living Room | 0.00029524
Table | Halogen |  | PAR | 1 | 50 | Living Room | 119888 | Living Room | 0.00029524
Ceiling Fixture | Incandescent |  | Standard A Lamp | 2 | 60 | Office | 119889 | Office | 0.00029524
Ceiling Fixture | Incandescent |  | Reflector | 3 | 60 | Garage | 1198810 | Garage | 0.00029524
Ceiling Fixture | Compact Fluorescent |  | Reflector | 3 | 15 | Garage | 1198810 | Garage | 0.00029524
Ceiling Fixture | Linear Fluorescent | 40 | T-12 | 2 | 20 | Garage | 1198810 | Garage | 0.00029524
Table | Compact Fluorescent |  | Twist | 1 | 15 | Garage | 1198810 | Garage | 0.00029524
Ceiling Fixture | Compact Fluorescent |  | Twist | 1 | 22 | Garage | 1198810 | Garage | 0.00029524
Ceiling Fixture | Linear Fluorescent | 16 | T-8 | 1 | 16 | Garage | 1198810 | Garage | 0.00029524
Other | Incandescent |  | Reflector | 1 | 25 | Bedroom | 119921 | Bedroom | 0.00037892
Wall Mount | Compact Fluorescent |  | Twist | 1 | 15 | Bedroom | 119921 | Bedroom | 0.00037892
Ceiling Fixture | Halogen |  | Quartz Tube | 1 | 100 | Bathroom | 119922 | Bathroom | 0.00037892
Ceiling Fixture | Compact Fluorescent |  | Twist | 1 | 22 | Master Bedroom | 119923 | Master Bedroom | 0.00037892
Wall Mount | Compact Fluorescent |  | Twist | 1 | 22 | Master Bedroom | 119923 | Master Bedroom | 0.00037892
Table | Incandescent |  | Decorative | 1 | 40 | Master Bedroom | 119923 | Master Bedroom | 0.00037892
Ceiling Fixture | Compact Fluorescent |  | Straight Tube | 2 | 28 | Bedroom | 119924 | Bedroom | 0.00037892
Table | Compact Fluorescent |  | Twist | 1 | 15 | Bedroom | 119924 | Bedroom | 0.00037892
Table | Incandescent |  | 3-Way Incandescent | 1 | 75 | Bedroom | 119924 | Bedroom | 0.00037892
Ceiling Fixture | Linear Fluorescent | 48 | T-8 | 2 | 32 | Other | 119925 | Other | 0.00037892
Ceiling Fixture | Linear Fluorescent | 48 | T-12 | 1 | 40 | Other | 119925 | Other | 0.00037892
Ceiling Fixture | Linear Fluorescent | 48 | Fluorescent Unknown | 1 | 40 | Other | 119925 | Other | 0.00037892
Ceiling Fixture | Compact Fluorescent |  | Twist | 1 | 15 | Other | 119925 | Other | 0.00037892
Ceiling Fixture | Compact Fluorescent |  | Twist | 1 | 22 | Other | 119925 | Other | 0.00037892
Track | Halogen |  | MR | 6 | 50 | Bathroom | 119926 | Bathroom | 0.00037892
Wall Mount | Compact Fluorescent |  | Twist | 3 | 15 | Bathroom | 119926 | Bathroom | 0.00037892
Ceiling Fixture | Compact Fluorescent |  | Twist | 1 | 15 | Closet | 119927 | Closet | 0.00037892
Ceiling Fixture | Linear Fluorescent | 18 | Fluorescent Other | 1 | 20 | Closet | 119928 | Closet | 0.00037892
Chandelier (Hanging) | Incandescent |  | Mini base | 6 | 25 | Dining Room | 119929 | Dining Room | 0.00037892
Chandelier (Hanging) | Incandescent |  | Standard A Lamp | 5 | 60 | Family Room | 1199210 | Family Room | 0.00037892
Table | Incandescent |  | Standard A Lamp | 1 | 25 | Family Room | 1199210 | Family Room | 0.00037892
Ceiling Fixture | Incandescent |  | Mini base | 38 | 6 | Garage | 1199211 | Garage | 0.00037892
Ceiling Fixture | Linear Fluorescent | 48 | T-8 | 2 | 32 | Garage | 1199211 | Garage | 0.00037892
Wall Mount | Compact Fluorescent |  | Twist | 1 | 22 | Garage | 1199211 | Garage | 0.00037892
Wall Mount | Linear Fluorescent | 48 | T-12 | 1 | 30 | Garage | 1199211 | Garage | 0.00037892
Ceiling Fixture | Compact Fluorescent |  | Reflector | 2 | 40 | Garage | 1199211 | Garage | 0.00037892
Garage door opener | Incandescent |  | Standard A Lamp | 2 | 60 | Garage | 1199211 | Garage | 0.00037892
Ceiling Fixture | Linear Fluorescent | 48 | T-12 | 1 | 40 | Kitchen | 1199212 | Kitchen | 0.00037892
Chandelier (Hanging) | Incandescent |  | Globe | 1 | 60 | Kitchen | 1199212 | Kitchen | 0.00037892
Track | Halogen |  | MR | 4 | 50 | Kitchen | 1199212 | Kitchen | 0.00037892
Other | Linear Fluorescent | 48 | T-12 | 1 | 40 | Kitchen | 1199212 | Kitchen | 0.00037892
Other | Compact Fluorescent |  | Reflector | 1 | 15 | Kitchen | 1199212 | Kitchen | 0.00037892
Table | Incandescent |  | 3-Way Incandescent | 1 | 150 | Living Room | 1199213 | Living Room | 0.00037892
Chandelier (Hanging) | Incandescent |  | Decorative | 1 | 60 | Living Room | 1199213 | Living Room | 0.00037892
Floor lamp | Halogen |  | Other | 1 | 50 | Living Room | 1199213 | Living Room | 0.00037892
Table | Incandescent |  | Decorative | 1 | 60 | Living Room | 1199213 | Living Room | 0.00037892
Wall Mount | Incandescent |  | Globe | 2 | 25 | Living Room | 1199213 | Living Room | 0.00037892
Wall Mount | Other |  | Other | 1 | 35 | Living Room | 1199213 | Living Room | 0.00037892
Chandelier (Hanging) | Incandescent |  | Decorative | 5 | 60 | Office | 1199214 | Office | 0.00037892
Table | Incandescent |  | Decorative | 1 | 60 | Office | 1199214 | Office | 0.00037892
Ceiling Fixture | Incandescent |  | Clear | 1 | 60 | Office | 1199215 | Office | 0.00037892
Torchiere | Halogen |  | Quartz Tube | 1 | 300 | Office | 1199215 | Office | 0.00037892
Wall Mount | Compact Fluorescent |  | Twist | 2 | 15 | Other | 1199216 | Other | 0.00037892
Wall Mount | Incandescent |  | Standard A Lamp | 1 | 60 | Other | 1199216 | Other | 0.00037892
Ceiling Fixture | Compact Fluorescent |  | Twist | 1 | 15 | Hall | 1199217 | Hall | 0.00037892
Ceiling Fixture | Compact Fluorescent |  | Twist | 1 | 22 | Other | 1199218 | Other | 0.00037892
Ceiling Fixture | Incandescent |  | Mini base | 4 | 40 | Kitchen | 119931 | Kitchen | 0.00049795
Ceiling Fixture | Incandescent |  | Mini base | 3 | 25 | Kitchen | 119931 | Kitchen | 0.00049795
Ceiling Fan | Incandescent |  | Mini base | 4 | 40 | Dining Room | 119932 | Dining Room | 0.00049795
Table | Linear Fluorescent | 48 | T-4 | 2 | 9 | Dining Room | 119932 | Dining Room | 0.00049795
Floor lamp | Incandescent |  | Standard A Lamp | 1 | 75 | Living Room | 119933 | Living Room | 0.00049795
Ceiling Fixture | Incandescent |  | Clear | 3 | 40 | Hall | 119934 | Hall | 0.00049795
Wall Mount | Incandescent |  | Globe | 3 | 40 | Bathroom | 119935 | Bathroom | 0.00049795
Ceiling Fixture | Incandescent |  | Standard A Lamp | 2 | 60 | Bathroom | 119935 | Bathroom | 0.00049795
Ceiling Fixture | Incandescent |  | Standard A Lamp | 1 | 75 | Laundry Room | 119936 | Laundry Room | 0.00049795
Ceiling Fan | Incandescent |  | Standard A Lamp | 4 | 60 | Master Bedroom | 119937 | Master Bedroom | 0.00049795
Ceiling Fixture | Incandescent |  | Standard A Lamp | 2 | 75 | Bedroom | 119938 | Bedroom | 0.00049795
Ceiling Fixture | Compact Fluorescent |  | Twist | 1 | 20 | Other | 120161 | Other | 0.00037892
Wall Mount | Incandescent |  | Mini base | 2 | 40 | Bathroom | 120162 | Bathroom | 0.00037892
Wall Mount | Compact Fluorescent |  | Mini base | 2 | 15 | Bathroom | 120162 | Bathroom | 0.00037892
Ceiling Fan | Compact Fluorescent |  | Twist | 2 | 15 | Bathroom | 120162 | Bathroom | 0.00037892
Ceiling Fixture | Compact Fluorescent |  | Twist | 2 | 22 | Bedroom | 120163 | Bedroom | 0.00037892
Ceiling Fixture | Compact Fluorescent |  | Twist | 2 | 22 | Bedroom | 120164 | Bedroom | 0.00037892
Ceiling Fixture | Incandescent |  | Standard A Lamp | 1 | 60 | Garage | 120165 | Garage | 0.00037892
Ceiling Fixture | Compact Fluorescent |  | Twist | 1 | 22 | Hall | 120166 | Hall | 0.00037892
Architectural | Linear Fluorescent | 24 | T-12 | 2 | 20 | Kitchen | 120167 | Kitchen | 0.00037892
Ceiling Fixture | Compact Fluorescent |  | Twist | 3 | 22 | Kitchen | 120167 | Kitchen | 0.00037892
Ceiling Fan | Incandescent |  | Other | 1 | 25 | Kitchen | 120167 | Kitchen | 0.00037892
Ceiling Fan | Incandescent |  | Standard A Lamp | 2 | 60 | Living Room | 120168 | Living Room | 0.00037892
Ceiling Fan | Compact Fluorescent |  | Twist | 2 | 22 | Living Room | 120168 | Living Room | 0.00037892
Ceiling Fixture | Compact Fluorescent |  | Twist | 2 | 22 | Master Bedroom | 120169 | Master Bedroom | 0.00037892
Ceiling Fixture | Compact Fluorescent |  | Twist | 2 | 22 | Office | 1201610 | Office | 0.00037892
Floor lamp | Compact Fluorescent |  | Twist | 5 | 22 | Office | 1201610 | Office | 0.00037892
Ceiling Fixture | Compact Fluorescent |  | Twist | 1 | 15 | Hall | 1201611 | Hall | 0.00037892
Chandelier (Hanging) | Incandescent |  | Standard A Lamp | 1 | 60 | Dining Room | 120181 | Dining Room | 0.0017229
Chandelier (Hanging) | Incandescent |  | Reflector | 1 | 60 | Dining Room | 120181 | Dining Room | 0.0017229
Recessed Can | Compact Fluorescent |  | Twist | 1 | 28 | Hall | 120182 | Hall | 0.0017229
Wall Mount | Incandescent |  | Clear | 2 | 40 | Bathroom | 120183 | Bathroom | 0.0017229
Ceiling Fixture | Compact Fluorescent |  | Twist | 2 | 22 | Family Room | 120184 | Family Room | 0.0017229
Table | Incandescent |  | Standard A Lamp | 1 | 55 | Family Room | 120184 | Family Room | 0.0017229
Garage door opener | Incandescent |  | Standard A Lamp | 1 | 60 | Garage | 120185 | Garage | 0.0017229
Wall Mount | Incandescent |  | Clear | 2 | 50 | Bathroom | 120186 | Bathroom | 0.0017229
Floor lamp | Compact Fluorescent |  | Straight Tube | 1 | 22 | Bedroom | 120187 | Bedroom | 0.0017229
Ceiling Fixture | Compact Fluorescent |  | Twist | 2 | 22 | Bedroom | 120187 | Bedroom | 0.0017229
Recessed Can | Compact Fluorescent |  | Reflector | 1 | 22 | Hall | 120188 | Hall | 0.0017229
Ceiling Fixture | Linear Fluorescent | 48 | T-8 | 2 | 32 | Kitchen | 120189 | Kitchen | 0.0017229
Ceiling Fixture | Linear Fluorescent | 48 | T-8 | 2 | 32 | Laundry Room | 1201810 | Laundry Room | 0.0017229
Floor lamp | Incandescent |  | Standard A Lamp | 4 | 40 | Living Room | 1201811 | Living Room | 0.0017229
Table | Compact Fluorescent |  | Circline (Screw Base) | 1 | 28 | Living Room | 1201811 | Living Room | 0.0017229
Recessed - other | Incandescent |  | Reflector | 1 | 65 | Living Room | 1201811 | Living Room | 0.0017229
Wall Mount | Incandescent |  | Standard A Lamp | 5 | 60 | Bathroom | 1201812 | Bathroom | 0.0017229
Recessed Can | Incandescent |  | Reflector | 1 | 60 | Bathroom | 1201812 | Bathroom | 0.0017229
Ceiling Fan | Incandescent |  | Clear | 4 | 60 | Master Bedroom | 1201813 | Master Bedroom | 0.0017229
Table | Compact Fluorescent |  | Circline (Screw Base) | 1 | 28 | Master Bedroom | 1201813 | Master Bedroom | 0.0017229
Floor lamp | Incandescent |  | Standard A Lamp | 3 | 100 | Office | 1201814 | Office | 0.0017229
Table | Incandescent |  | Standard A Lamp | 1 | 25 | Office | 1201814 | Office | 0.0017229
Ceiling Fixture | Incandescent |  | Standard A Lamp | 1 | 60 | Other | 1201815 | Other | 0.0017229
Chandelier (Hanging) | Compact Fluorescent |  | Twist | 1 | 15 | Hall | 120221 | Hall | 0.00037892
Ceiling Fixture | Incandescent |  | Standard A Lamp | 2 | 90 | Other | 120222 | Other | 0.00037892
Ceiling Fixture | Incandescent |  | Standard A Lamp | 2 | 75 | Other | 120222 | Other | 0.00037892
Ceiling Fixture | Compact Fluorescent |  | Twist | 2 | 28 | Other | 120222 | Other | 0.00037892
Ceiling Fixture | Incandescent |  | Mini base | 1 | 5 | Other | 120222 | Other | 0.00037892
Ceiling Fixture | Linear Fluorescent | 18 | Fluorescent Unknown | 1 | 16 | Other | 120222 | Other | 0.00037892
Table | Incandescent |  | Mini base | 1 | 40 | Other | 120222 | Other | 0.00037892
Wall Mount | Incandescent |  | Standard A Lamp | 4 | 60 | Bathroom | 120223 | Bathroom | 0.00037892
Ceiling Fixture | Compact Fluorescent |  | Twist | 1 | 15 | Bedroom | 120224 | Bedroom | 0.00037892
Ceiling Fixture | Incandescent |  | Standard A Lamp | 1 | 100 | Bedroom | 120224 | Bedroom | 0.00037892
Ceiling Fixture | Compact Fluorescent |  | Twist | 2 | 28 | Bedroom | 120224 | Bedroom | 0.00037892
Chandelier (Hanging) | Incandescent |  | Globe | 1 | 75 | Dining Room | 120225 | Dining Room | 0.00037892
Chandelier (Hanging) | Incandescent |  | Standard A Lamp | 1 | 60 | Family Room | 120226 | Family Room | 0.00037892
Table | Incandescent |  | Standard A Lamp | 1 | 60 | Family Room | 120226 | Family Room | 0.00037892
Ceiling Fixture | Incandescent |  | Standard A Lamp | 1 | 60 | Hall | 120227 | Hall | 0.00037892
Ceiling Fixture | Compact Fluorescent |  | Twist | 1 | 15 | Kitchen | 120228 | Kitchen | 0.00037892
Ceiling Fixture | Incandescent |  | Standard A Lamp | 1 | 75 | Kitchen | 120228 | Kitchen | 0.00037892
Wall Mount | Incandescent |  | Mini base | 1 | 5 | Kitchen | 120228 | Kitchen | 0.00037892
Floor lamp | Incandescent |  | Standard A Lamp | 1 | 75 | Living Room | 120229 | Living Room | 0.00037892
Table | Compact Fluorescent |  | Twist | 1 | 28 | Living Room | 120229 | Living Room | 0.00037892
Torchiere | Incandescent |  | Standard A Lamp | 1 | 100 | Living Room | 120229 | Living Room | 0.00037892
Ceiling Fixture | Incandescent |  | Standard A Lamp | 1 | 60 | Hall | 1202210 | Hall | 0.00037892
Ceiling Fan | Incandescent |  | Clear | 4 | 60 | Master Bedroom | 1202211 | Master Bedroom | 0.00037892
Table | Incandescent |  | Standard A Lamp | 1 | 60 | Master Bedroom | 1202211 | Master Bedroom | 0.00037892
Ceiling Fixture | Compact Fluorescent |  | Twist | 1 | 15 | Other | 120291 | Other | 0.000364
Wall Mount | Incandescent |  | Standard A Lamp | 2 | 40 | Bathroom | 120292 | Bathroom | 0.000364
Chandelier (Hanging) | Incandescent |  | Mini base | 5 | 25 | Dining Room | 120293 | Dining Room | 0.000364
Ceiling Fixture | Compact Fluorescent |  | Twist | 1 | 15 | Hall | 120294 | Hall | 0.000364
Ceiling Fixture | Linear Fluorescent | 24 | T-12 | 2 | 20 | Laundry Room | 120295 | Laundry Room | 0.000364
Table | Compact Fluorescent |  | Twist | 1 | 22 | Living Room | 120296 | Living Room | 0.000364
Floor lamp | Incandescent |  | Standard A Lamp | 3 | 100 | Living Room | 120296 | Living Room | 0.000364
Ceiling Fixture | Incandescent |  | Standard A Lamp | 2 | 60 | Office | 120297 | Office | 0.000364
Ceiling Fixture | Incandescent |  | Standard A Lamp | 1 | 60 | Hall | 120298 | Hall | 0.000364
Ceiling Fixture | Linear Fluorescent | 48 | T-12 | 2 | 40 | Bathroom | 120299 | Bathroom | 0.000364
Wall Mount | Incandescent |  | Standard A Lamp | 1 | 60 | Bedroom | 1202910 | Bedroom | 0.000364
Ceiling Fixture | Incandescent |  | Standard A Lamp | 1 | 60 | Bedroom | 1202911 | Bedroom | 0.000364
Ceiling Fixture | Compact Fluorescent |  | Twist | 1 | 22 | Hall | 1202912 | Hall | 0.000364
Wall Mount | Compact Fluorescent |  | Twist | 3 | 16 | Bathroom | 120331 | Bathroom | 0.00029524
Ceiling Fixture | Compact Fluorescent |  | Twist | 1 | 15 | Bedroom | 120332 | Bedroom | 0.00029524
Torchiere | Compact Fluorescent |  | Twist | 1 | 22 | Bedroom | 120332 | Bedroom | 0.00029524
Architectural | Compact Fluorescent |  | Twist | 3 | 15 | Bedroom | 120333 | Bedroom | 0.00029524
Table | Compact Fluorescent |  | Twist | 1 | 15 | Bedroom | 120333 | Bedroom | 0.00029524
Table | Compact Fluorescent |  | Mini base | 1 | 7 | Bedroom | 120333 | Bedroom | 0.00029524
Chandelier (Hanging) | Compact Fluorescent |  | Twist | 3 | 16 | Dining Room | 120334 | Dining Room | 0.00029524
Ceiling Fixture | Compact Fluorescent |  | Twist | 2 | 20 | Hall | 120335 | Hall | 0.00029524
Ceiling Fixture | Linear Fluorescent | 48 | T-12 | 2 | 42 | Garage | 120336 | Garage | 0.00029524
Ceiling Fixture | Compact Fluorescent |  | Twist | 1 | 15 | Hall | 120337 | Hall | 0.00029524
Recessed Can | Compact Fluorescent |  | Reflector | 1 | 16 | Kitchen | 120338 | Kitchen | 0.00029524
Ceiling Fixture | Halogen |  | PAR | 4 | 30 | Kitchen | 120338 | Kitchen | 0.00029524
Wall Mount | Linear Fluorescent | 24 | T-8 | 3 | 32 | Laundry Room | 120339 | Laundry Room | 0.00029524
Ceiling Fan | Compact Fluorescent |  | Twist | 3 | 15 | Living Room | 1203310 | Living Room | 0.00029524
Floor lamp | Incandescent |  | Decorative | 5 | 40 | Living Room | 1203310 | Living Room | 0.00029524
Ceiling Fixture | Compact Fluorescent |  | Twist | 1 | 15 | Office | 1203311 | Office | 0.00029524
Table | Compact Fluorescent |  | Twist | 1 | 15 | Office | 1203311 | Office | 0.00029524
Ceiling Fixture | Incandescent |  | Standard A Lamp | 2 | 40 | Bathroom | 120351 | Bathroom | 0.00049795
Recessed - other | Incandescent |  | Heat Lamp | 1 | 150 | Bathroom | 120351 | Bathroom | 0.00049795
Wall Mount | Incandescent |  | Globe | 4 | 40 | Bathroom | 120351 | Bathroom | 0.00049795
Ceiling Fixture | Incandescent |  | Standard A Lamp | 1 | 60 | Bedroom | 120352 | Bedroom | 0.00049795
Ceiling Fan | Incandescent |  | Standard A Lamp | 1 | 60 | Bedroom | 120353 | Bedroom | 0.00049795
Table | Compact Fluorescent |  | Twist | 1 | 15 | Bedroom | 120353 | Bedroom | 0.00049795
Chandelier (Hanging) | Incandescent |  | Standard A Lamp | 4 | 40 | Dining Room | 120354 | Dining Room | 0.00049795
Recessed Can | Incandescent |  | Reflector | 2 | 65 | Family Room | 120355 | Family Room | 0.00049795
Ceiling Fixture | Linear Fluorescent | 48 | T-8 | 2 | 32 | Garage | 120356 | Garage | 0.00049795
Ceiling Fixture | Incandescent |  | Standard A Lamp | 1 | 60 | Hall | 120357 | Hall | 0.00049795
Ceiling Fixture | Incandescent |  | Standard A Lamp | 2 | 60 | Hall | 120358 | Hall | 0.00049795
Recessed Can | Incandescent |  | Reflector | 1 | 65 | Kitchen | 120359 | Kitchen | 0.00049795
Ceiling Fixture | Linear Fluorescent | 48 | T-8 | 2 | 32 | Laundry Room | 1203510 | Laundry Room | 0.00049795
Recessed Can | Incandescent |  | Reflector | 1 | 65 | Living Room | 1203511 | Living Room | 0.00049795
Wall Mount | Incandescent |  | Standard A Lamp | 2 | 40 | Bathroom | 1203512 | Bathroom | 0.00049795
Recessed Can | Halogen |  | PAR | 1 | 30 | Bathroom | 1203512 | Bathroom | 0.00049795
Table | Incandescent |  | Standard A Lamp | 1 | 60 | Master Bedroom | 1203513 | Master Bedroom | 0.00049795
Recessed Can | Incandescent |  | Reflector | 1 | 40 | Master Bedroom | 1203513 | Master Bedroom | 0.00049795
Chandelier (Hanging) | Incandescent |  | Decorative | 4 | 40 | Hall | 1203514 | Hall | 0.00049795
Wall Mount | Incandescent |  | Globe | 8 | 40 | Bathroom | 120391 | Bathroom | 0.0012318
Ceiling Fixture | Incandescent |  | Standard A Lamp | 1 | 60 | Bathroom | 120392 | Bathroom | 0.0012318
Wall Mount | Incandescent |  | Globe | 3 | 40 | Bathroom | 120392 | Bathroom | 0.0012318
Recessed - other | Incandescent |  | Heat Lamp | 2 | 150 | Bathroom | 120392 | Bathroom | 0.0012318
Chandelier (Hanging) | Incandescent |  | Standard A Lamp | 1 | 60 | Bedroom | 120393 | Bedroom | 0.0012318
Chandelier (Hanging) | Incandescent |  | Mini base | 5 | 25 | Dining Room | 120394 | Dining Room | 0.0012318
Ceiling Fixture | Linear Fluorescent | 48 | T-12 | 2 | 40 | Garage | 120395 | Garage | 0.0012318
Exterior | Other |  | Metal Halide | 1 | 250 | Garage | 120395 | Garage | 0.0012318
Recessed - other | Linear Fluorescent | 48 | T-12 | 2 | 40 | Kitchen | 120396 | Kitchen | 0.0012318
Ceiling Fixture | Incandescent |  | Standard A Lamp | 2 | 60 | Laundry Room | 120397 | Laundry Room | 0.0012318
Recessed Can | Incandescent |  | Reflector | 1 | 65 | Living Room | 120398 | Living Room | 0.0012318
Table | Incandescent |  | 3-Way Incandescent | 1 | 150 | Living Room | 120398 | Living Room | 0.0012318
Recessed Can | Incandescent |  | Reflector | 1 | 65 | Master Bedroom | 120399 | Master Bedroom | 0.0012318
Ceiling Fixture | Incandescent |  | Standard A Lamp | 2 | 60 | Office | 1203910 | Office | 0.0012318
Ceiling Fixture | Linear Fluorescent | 48 | T-8 | 2 | 32 | Other | 120491 | Other | 0.000364
Ceiling Fixture | Compact Fluorescent |  | Twist | 1 | 13 | Other | 120491 | Other | 0.000364
Wall Mount | Incandescent |  | Globe | 1 | 40 | Other | 120491 | Other | 0.000364
Other | Incandescent |  | Standard A Lamp | 2 | 75 | Other | 120491 | Other | 0.000364
Ceiling Fixture | Incandescent |  | Standard A Lamp | 1 | 100 | Bathroom | 120492 | Bathroom | 0.000364
Wall Mount | Incandescent |  | Standard A Lamp | 1 | 60 | Bathroom | 120492 | Bathroom | 0.000364
Wall Mount | Halogen |  | MR | 2 | 100 | Bathroom | 120493 | Bathroom | 0.000364
Ceiling Fixture | Linear Fluorescent | 24 | Fluorescent Other | 2 | 22 | Bedroom | 120494 | Bedroom | 0.000364
Ceiling Fixture | Linear Fluorescent | 24 | Fluorescent Other | 1 | 22 | Bedroom | 120495 | Bedroom | 0.000364
Table | Incandescent |  | Standard A Lamp | 1 | 60 | Bedroom | 120496 | Bedroom | 0.000364
Ceiling Fixture | Incandescent |  | Standard A Lamp | 1 | 100 | Closet | 120497 | Closet | 0.000364
Ceiling Fan | Incandescent |  | Standard A Lamp | 2 | 60 | Family Room | 120498 | Family Room | 0.000364
Table | Incandescent |  | Standard A Lamp | 1 | 100 | Family Room | 120498 | Family Room | 0.000364
Ceiling Fixture | Linear Fluorescent | 24 | Fluorescent Other | 1 | 22 | Hall | 120499 | Hall | 0.000364
Ceiling Fixture | Incandescent |  | Standard A Lamp | 1 | 100 | Hall | 1204910 | Hall | 0.000364
Ceiling Fixture | Incandescent |  | Standard A Lamp | 1 | 60 | Hall | 1204911 | Hall | 0.000364
Ceiling Fixture | Incandescent |  | Standard A Lamp | 2 | 75 | Kitchen | 1204912 | Kitchen | 0.000364
Table | Incandescent |  | Standard A Lamp | 1 | 60 | Office | 1204913 | Office | 0.000364
Torchiere | Compact Fluorescent |  | Twist | 1 | 13 | Other | 1204914 | Other | 0.000364
Recessed Can | Incandescent |  | Reflector | 1 | 65 | Other | 1204915 | Other | 0.000364
Ceiling Fixture | Compact Fluorescent |  | Twist | 2 | 15 | Hall | 120541 | Hall | 0.00037892
Ceiling Fan | Incandescent |  | Standard A Lamp | 1 | 60 | Bathroom | 120542 | Bathroom | 0.00037892
Ceiling Fan | Incandescent |  | Standard A Lamp | 1 | 25 | Bathroom | 120542 | Bathroom | 0.00037892
Table | Incandescent |  | Standard A Lamp | 1 | 75 | Bedroom | 120543 | Bedroom | 0.00037892
Floor lamp | Compact Fluorescent |  | Twist | 1 | 26 | Bedroom | 120543 | Bedroom | 0.00037892
Ceiling Fixture | Incandescent |  | Standard A Lamp | 2 | 60 | Bedroom | 120543 | Bedroom | 0.00037892
Chandelier (Hanging) | Incandescent |  | Standard A Lamp | 6 | 60 | Living Room | 120544 | Living Room | 0.00037892
Chandelier (Hanging) | Compact Fluorescent |  | Twist | 2 | 15 | Living Room | 120544 | Living Room | 0.00037892
Ceiling Fixture | Incandescent |  | Standard A Lamp | 2 | 60 | Hall | 120546 | Hall | 0.00037892
Ceiling Fixture | Compact Fluorescent |  | Twist | 2 | 15 | Laundry Room | 120547 | Laundry Room | 0.00037892
Table | Incandescent |  | 3-Way Incandescent | 1 | 150 | Living Room | 120548 | Living Room | 0.00037892
Table | Incandescent |  | Standard A Lamp | 1 | 250 | Living Room | 120548 | Living Room | 0.00037892
Floor lamp | Incandescent |  | 3-Way Incandescent | 1 | 150 | Living Room | 120548 | Living Room | 0.00037892
Ceiling Fixture | Incandescent |  | Standard A Lamp | 3 | 55 | Living Room | 120548 | Living Room | 0.00037892
Ceiling Fixture | Compact Fluorescent |  | Twist | 1 | 15 | Living Room | 120548 | Living Room | 0.00037892
Ceiling Fixture | Compact Fluorescent |  | Twist | 2 | 15 | Living Room | 120548 | Living Room | 0.00037892
Ceiling Fixture | Incandescent |  | Globe | 1 | 40 | Closet | 120549 | Closet | 0.00037892
Ceiling Fixture | Incandescent |  | Standard A Lamp | 2 | 60 | Bedroom | 1205410 | Bedroom | 0.00037892
Table | Compact Fluorescent |  | Twist | 1 | 15 | Bedroom | 1205410 | Bedroom | 0.00037892
Ceiling Fixture | Incandescent |  | Standard A Lamp | 11 | 75 | Closet | 1205411 | Closet | 0.00037892
Ceiling Fixture | Incandescent |  | Standard A Lamp | 2 | 60 | Office | 1205412 | Office | 0.00037892
Ceiling Fixture | Incandescent |  | Mini base | 3 | 40 | Hall | 1205413 | Hall | 0.00037892
Recessed Can | Halogen |  | PAR | 1 | 75 | Bathroom | 1205414 | Bathroom | 0.00037892
Wall Mount | Compact Fluorescent |  | Twist | 3 | 15 | Bathroom | 1205414 | Bathroom | 0.00037892
Ceiling Fixture | Incandescent |  | Standard A Lamp | 2 | 60 | Bedroom | 1205415 | Bedroom | 0.00037892
Table | Incandescent |  | Mini base | 1 | 25 | Bedroom | 1205415 | Bedroom | 0.00037892
Recessed Can | Halogen |  | Quartz Tube | 1 | 75 | Bedroom | 1205415 | Bedroom | 0.00037892
Recessed Can | Halogen |  | PAR | 1 | 75 | Kitchen | 1205416 | Kitchen | 0.00037892
Wall Mount | Incandescent |  | Decorative | 1 | 25 | Kitchen | 1205416 | Kitchen | 0.00037892
Recessed Can | Halogen |  | PAR | 1 | 75 | Family Room | 1205417 | Family Room | 0.00037892
Table | Compact Fluorescent |  | Twist | 1 | 15 | Family Room | 1205417 | Family Room | 0.00037892
Wall Mount | Incandescent |  | Standard A Lamp | 1 | 60 | Family Room | 1205417 | Family Room | 0.00037892
Floor lamp | Incandescent |  | Standard A Lamp | 2 | 75 | Family Room | 1205417 | Family Room | 0.00037892
Table | Compact Fluorescent |  | Twist | 1 | 15 | Family Room | 1205417 | Family Room | 0.00037892
Floor lamp | Compact Fluorescent |  | Twist | 1 | 15 | Family Room | 1205417 | Family Room | 0.00037892
Wall Mount | Incandescent |  | Standard A Lamp | 1 | 60 | Bathroom | 1205418 | Bathroom | 0.00037892
Ceiling Fixture | Incandescent |  | Decorative | 1 | 60 | Bathroom | 1205418 | Bathroom | 0.00037892
Ceiling Fixture | Incandescent |  | Standard A Lamp | 1 | 60 | Bathroom | 1205418 | Bathroom | 0.00037892
Ceiling Fixture | Incandescent |  | Standard A Lamp | 1 | 60 | Bedroom | 1205419 | Bedroom | 0.00037892
Table | Incandescent |  | 3-Way Incandescent | 1 | 100 | Bedroom | 1205419 | Bedroom | 0.00037892
Recessed Can | Compact Fluorescent |  | Twist | 1 | 15 | Closet | 1205420 | Closet | 0.00037892
Recessed Can | Halogen |  | PAR | 1 | 75 | Hall | 1205421 | Hall | 0.00037892
Ceiling Fixture | Incandescent |  | Standard A Lamp | 1 | 60 | Hall | 1205422 | Hall | 0.00037892
Garage door opener | Compact Fluorescent |  | Twist | 2 | 15 | Hall | 1205423 | Hall | 0.00037892
Garage door opener | Incandescent |  | Standard A Lamp | 1 | 60 | Hall | 1205423 | Hall | 0.00037892
Ceiling Fixture | Incandescent |  | Standard A Lamp | 1 | 60 | Hall | 1205423 | Hall | 0.00037892
Wall Mount | Incandescent |  | Standard A Lamp | 1 | 60 | Hall | 1205423 | Hall | 0.00037892
Floor lamp | Halogen |  | Other | 1 | 20 | Kitchen | 1205424 | Kitchen | 0.00037892
Ceiling Fixture | Compact Fluorescent |  | Twist | 3 | 15 | Kitchen | 1205424 | Kitchen | 0.00037892
Ceiling Fixture | Incandescent |  | Standard A Lamp | 2 | 60 | Master Bedroom | 1205425 | Master Bedroom | 0.00037892
Table | Incandescent |  | Clear | 1 | 40 | Master Bedroom | 1205425 | Master Bedroom | 0.00037892
Ceiling Fixture | Incandescent |  | 3-Way Incandescent | 1 | 250 | Master Bedroom | 1205425 | Master Bedroom | 0.00037892
Ceiling Fixture | Incandescent |  | Heat Lamp | 1 | 250 | Bathroom | 1205426 | Bathroom | 0.00037892
Track | Incandescent |  | Standard A Lamp | 3 | 75 | Bathroom | 1205426 | Bathroom | 0.00037892
Track | Compact Fluorescent |  | Twist | 1 | 23 | Bathroom | 1205426 | Bathroom | 0.00037892
Wall Mount | Compact Fluorescent |  | Twist | 1 | 15 | Bathroom | 120601 | Bathroom | 0.000364
Ceiling Fixture | Compact Fluorescent |  | Twist | 1 | 15 | Bedroom | 120602 | Bedroom | 0.000364
Table | Incandescent |  | Standard A Lamp | 1 | 40 | Bedroom | 120602 | Bedroom | 0.000364
Ceiling Fixture | Halogen |  | MR | 1 | 50 | Family Room | 120603 | Family Room | 0.000364
Wall Mount | Incandescent |  | Standard A Lamp | 1 | 100 | Other | 120604 | Other | 0.000364
Wall Mount | Compact Fluorescent |  | Twist | 1 | 15 | Hall | 120605 | Hall | 0.000364
Ceiling Fixture | Incandescent |  | Standard A Lamp | 1 | 60 | Bedroom | 120606 | Bedroom | 0.000364
Table | Incandescent |  | Standard A Lamp | 1 | 60 | Bedroom | 120606 | Bedroom | 0.000364
Ceiling Fixture | Compact Fluorescent |  | Twist | 1 | 15 | Laundry Room | 120607 | Laundry Room | 0.000364
Ceiling Fixture | Compact Fluorescent |  | Twist | 1 | 15 | Other | 120608 | Other | 0.000364
Wall Mount | Compact Fluorescent |  | Twist | 1 | 15 | Hall | 120609 | Hall | 0.000364
Ceiling Fixture | Compact Fluorescent |  | Twist | 1 | 15 | Other | 1206010 | Other | 0.000364
Ceiling Fixture | Incandescent |  | Standard A Lamp | 1 | 40 | Hall | 1206011 | Hall | 0.000364
Ceiling Fixture | Linear Fluorescent | 48 | T-12 | 2 | 40 | Garage | 1206012 | Garage | 0.000364
Ceiling Fixture | Incandescent |  | Standard A Lamp | 1 | 60 | Hall | 1206013 | Hall | 0.000364
Recessed Can | Compact Fluorescent |  | Reflector | 1 | 15 | Kitchen | 1206014 | Kitchen | 0.000364
Recessed Can | Other |  | LED Interior | 1 | 8 | Kitchen | 1206014 | Kitchen | 0.000364
Other | Incandescent |  | Standard A Lamp | 1 | 40 | Kitchen | 1206014 | Kitchen | 0.000364
Wall Mount | Compact Fluorescent |  | Twist | 3 | 15 | Bathroom | 1206015 | Bathroom | 0.000364
Ceiling Fixture | Incandescent |  | Standard A Lamp | 1 | 40 | Closet | 1206016 | Closet | 0.000364
Ceiling Fixture | Compact Fluorescent |  | Twist | 1 | 15 | Master Bedroom | 1206017 | Master Bedroom | 0.000364
Table | Compact Fluorescent |  | Twist | 1 | 15 | Master Bedroom | 1206017 | Master Bedroom | 0.000364
Ceiling Fixture | Incandescent |  | Standard A Lamp | 2 | 60 | Dining Room | 1206018 | Dining Room | 0.000364
Ceiling Fixture | Compact Fluorescent |  | Twist | 1 | 15 | Hall | 1206019 | Hall | 0.000364
Wall Mount | Compact Fluorescent |  | Twist | 3 | 16 | Bathroom | 1206020 | Bathroom | 0.000364
Floor lamp | Incandescent |  | Mini base | 2 | 75 | Living Room | 1206021 | Living Room | 0.000364
Ceiling Fixture | Incandescent |  | Standard A Lamp | 1 | 60 | Living Room | 1206021 | Living Room | 0.000364
Table | Other |  | LED Interior | 1 | 3 | Living Room | 1206021 | Living Room | 0.000364
Ceiling Fixture | Compact Fluorescent |  | Twist | 1 | 15 | Office | 1206022 | Office | 0.000364
Ceiling Fixture | Compact Fluorescent |  | Twist | 1 | 15 | Other | 1206023 | Other | 0.000364
Table | Compact Fluorescent |  | Other | 1 | 25 | Other | 1206023 | Other | 0.000364
Torchiere | Compact Fluorescent |  | Reflector | 1 | 15 | Other | 1206023 | Other | 0.000364
Ceiling Fan | Incandescent |  | Standard A Lamp | 2 | 60 | Bedroom | 120621 | Bedroom | 0.0017229
High bay | Linear Fluorescent | 48 | T-12 | 2 | 40 | Garage | 120622 | Garage | 0.0017229
Ceiling Fixture | Incandescent |  | Standard A Lamp | 2 | 60 | Dining Room | 120623 | Dining Room | 0.0017229
Ceiling Fixture | Incandescent |  | Standard A Lamp | 2 | 60 | Hall | 120624 | Hall | 0.0017229
Wall Mount | Incandescent |  | Mini base | 4 | 25 | Bathroom | 120625 | Bathroom | 0.0017229
Ceiling Fixture | Incandescent |  | Heat Lamp | 1 | 250 | Bathroom | 120625 | Bathroom | 0.0017229
Ceiling Fixture | Incandescent |  | Standard A Lamp | 2 | 60 | Hall | 120626 | Hall | 0.0017229
Ceiling Fixture | Incandescent |  | Standard A Lamp | 2 | 60 | Kitchen | 120627 | Kitchen | 0.0017229
Ceiling Fan | Incandescent |  | Standard A Lamp | 2 | 60 | Living Room | 120628 | Living Room | 0.0017229
Table | Compact Fluorescent |  | Twist | 1 | 15 | Living Room | 120628 | Living Room | 0.0017229
Table | Incandescent |  | 3-Way Incandescent | 1 | 100 | Living Room | 120628 | Living Room | 0.0017229
Wall Mount | Incandescent |  | Standard A Lamp | 1 | 40 | Bathroom | 120629 | Bathroom | 0.0017229
Ceiling Fan | Incandescent |  | Mini base | 3 | 60 | Master Bedroom | 1206210 | Master Bedroom | 0.0017229
Ceiling Fixture | Incandescent |  | Standard A Lamp | 1 | 60 | Closet | 1206211 | Closet | 0.0017229
Ceiling Fan | Incandescent |  | Standard A Lamp | 2 | 60 | Office | 1206212 | Office | 0.0017229
Ceiling Fixture | Incandescent |  | Standard A Lamp | 1 | 60 | Closet | 1206213 | Closet | 0.0017229
Chandelier (Hanging) | Compact Fluorescent |  | Twist | 1 | 13 | Dining Room | 120631 | Dining Room | 0.000364
Chandelier (Hanging) | Compact Fluorescent |  | Twist | 3 | 23 | Dining Room | 120631 | Dining Room | 0.000364
Other | Compact Fluorescent |  | Pin base | 2 | 36 | Dining Room | 120631 | Dining Room | 0.000364
Chandelier (Hanging) | Compact Fluorescent |  | Twist | 1 | 18 | Dining Room | 120631 | Dining Room | 0.000364
Ceiling Fixture | Compact Fluorescent |  | Twist | 1 | 13 | Hall | 120632 | Hall | 0.000364
Ceiling Fixture | Linear Fluorescent | 96 | T-12 | 2 | 96 | Garage | 120633 | Garage | 0.000364
Ceiling Fixture | Linear Fluorescent | 48 | T-12 | 2 | 40 | Garage | 120633 | Garage | 0.000364
Ceiling Fixture | Compact Fluorescent |  | Twist | 2 | 23 | Kitchen | 120634 | Kitchen | 0.000364
Floor lamp | Incandescent |  | Other | 1 | 35 | Living Room | 120635 | Living Room | 0.000364
Floor lamp | Incandescent |  | Standard A Lamp | 1 | 40 | Living Room | 120635 | Living Room | 0.000364
Ceiling Fixture | Compact Fluorescent |  | Twist | 1 | 13 | Hall | 120636 | Hall | 0.000364
Wall Mount | Compact Fluorescent |  | Twist | 8 | 18 | Bathroom | 120637 | Bathroom | 0.000364
Ceiling Fixture | Compact Fluorescent |  | Twist | 2 | 13 | Master Bedroom | 120638 | Master Bedroom | 0.000364
Table | Compact Fluorescent |  | Twist | 1 | 23 | Master Bedroom | 120638 | Master Bedroom | 0.000364
Floor lamp | Compact Fluorescent |  | Twist | 1 | 23 | Master Bedroom | 120638 | Master Bedroom | 0.000364
Wall Mount | Compact Fluorescent |  | Twist | 1 | 13 | Bathroom | 120639 | Bathroom | 0.000364
Wall Mount | Incandescent |  | Mini base | 1 | 4 | Bathroom | 120639 | Bathroom | 0.000364
Wall Mount | Incandescent |  | Standard A Lamp | 1 | 60 | Office | 1206310 | Office | 0.000364
Wall Mount | Incandescent |  | Reflector | 1 | 60 | Office | 1206310 | Office | 0.000364
Track | Halogen |  | MR | 2 | 60 | Office | 1206310 | Office | 0.000364
Ceiling Fixture | Compact Fluorescent |  | Twist | 2 | 23 | Office | 1206311 | Office | 0.000364
Ceiling Fixture | Compact Fluorescent |  | Twist | 1 | 23 | Closet | 1206312 | Closet | 0.000364
Ceiling Fixture | Incandescent |  | Standard A Lamp | 1 | 60 | Other | 120641 | Other | 0.00037892
Ceiling Fixture | Compact Fluorescent |  | Twist | 1 | 13 | Other | 120641 | Other | 0.00037892
Ceiling Fixture | Compact Fluorescent |  | Twist | 1 | 15 | Bathroom | 120642 | Bathroom | 0.00037892
Floor lamp | Compact Fluorescent |  | Twist | 1 | 15 | Bedroom | 120643 | Bedroom | 0.00037892
Floor lamp | Compact Fluorescent |  | Twist | 1 | 15 | Bedroom | 120644 | Bedroom | 0.00037892
Table | Compact Fluorescent |  | Twist | 1 | 15 | Bedroom | 120644 | Bedroom | 0.00037892
Ceiling Fixture | Compact Fluorescent |  | Twist | 1 | 15 | Other | 120645 | Other | 0.00037892
Ceiling Fixture | Incandescent |  | Standard A Lamp | 1 | 60 | Closet | 120646 | Closet | 0.00037892
Floor lamp | Compact Fluorescent |  | Twist | 1 | 15 | Dining Room | 120647 | Dining Room | 0.00037892
Table | Compact Fluorescent |  | Twist | 1 | 15 | Dining Room | 120647 | Dining Room | 0.00037892
Ceiling Fixture | Incandescent |  | Standard A Lamp | 1 | 60 | Hall | 120648 | Hall | 0.00037892
Ceiling Fixture | Compact Fluorescent |  | Twist | 1 | 15 | Hall | 120649 | Hall | 0.00037892
Ceiling Fixture | Compact Fluorescent |  | Twist | 1 | 15 | Kitchen | 1206410 | Kitchen | 0.00037892
Ceiling Fixture | Compact Fluorescent |  | Twist | 2 | 15 | Living Room | 1206411 | Living Room | 0.00037892
Ceiling Fixture | Incandescent |  | Standard A Lamp | 1 | 40 | Hall | 1206412 | Hall | 0.00037892
Wall Mount | Compact Fluorescent |  | Twist | 3 | 15 | Bathroom | 120861 | Bathroom | 0.000364
Ceiling Fixture | Compact Fluorescent |  | Twist | 1 | 15 | Bedroom | 120862 | Bedroom | 0.000364
Ceiling Fixture | Compact Fluorescent |  | Twist | 1 | 15 | Bedroom | 120863 | Bedroom | 0.000364
Ceiling Fixture | Compact Fluorescent |  | Twist | 2 | 15 | Closet | 120864 | Closet | 0.000364
Ceiling Fixture | Incandescent |  | Standard A Lamp | 1 | 60 | Garage | 120865 | Garage | 0.000364
Chandelier (Hanging) | Compact Fluorescent |  | Twist | 5 | 15 | Dining Room | 120866 | Dining Room | 0.000364
Ceiling Fixture | Compact Fluorescent |  | Twist | 2 | 15 | Hall | 120867 | Hall | 0.000364
Recessed Can | Compact Fluorescent |  | Reflector | 1 | 22 | Kitchen | 120868 | Kitchen | 0.000364
Ceiling Fixture | Compact Fluorescent |  | Twist | 1 | 15 | Laundry Room | 120869 | Laundry Room | 0.000364
Ceiling Fixture | Compact Fluorescent |  | Twist | 2 | 15 | Living Room | 1208610 | Living Room | 0.000364
Ceiling Fixture | Compact Fluorescent |  | Twist | 3 | 15 | Bathroom | 1208611 | Bathroom | 0.000364
Ceiling Fan | Compact Fluorescent |  | Twist | 1 | 15 | Bathroom | 1208611 | Bathroom | 0.000364
Ceiling Fixture | Compact Fluorescent |  | Twist | 2 | 15 | Master Bedroom | 1208612 | Master Bedroom | 0.000364
Ceiling Fixture | Compact Fluorescent |  | Twist | 1 | 13 | Bathroom | 120921 | Bathroom | 0.0012318
Ceiling Fixture | Compact Fluorescent |  | Twist | 1 | 13 | Bathroom | 120922 | Bathroom | 0.0012318
Ceiling Fixture | Compact Fluorescent |  | Twist | 2 | 22 | Bedroom | 120923 | Bedroom | 0.0012318
Floor lamp | Incandescent |  | 3-Way Incandescent | 1 | 70 | Bedroom | 120923 | Bedroom | 0.0012318
Ceiling Fixture | Linear Fluorescent | 48 | T-12 | 2 | 40 | Bedroom | 120924 | Bedroom | 0.0012318
Table | Compact Fluorescent |  | Twist | 1 | 23 | Bedroom | 120924 | Bedroom | 0.0012318
Ceiling Fixture | Compact Fluorescent |  | Twist | 1 | 13 | Bedroom | 120925 | Bedroom | 0.0012318
Ceiling Fixture | Compact Fluorescent |  | Twist | 1 | 13 | Bedroom | 120926 | Bedroom | 0.0012318
Table | Incandescent |  | Standard A Lamp | 1 | 60 | Bedroom | 120926 | Bedroom | 0.0012318
Ceiling Fixture | Compact Fluorescent |  | Twist | 1 | 13 | Bedroom | 120927 | Bedroom | 0.0012318
Table | Compact Fluorescent |  | Twist | 2 | 13 | Bedroom | 120927 | Bedroom | 0.0012318
Ceiling Fixture | Incandescent |  | Standard A Lamp | 1 | 60 | Bedroom | 120928 | Bedroom | 0.0012318
Table | Incandescent |  | Standard A Lamp | 1 | 40 | Bedroom | 120928 | Bedroom | 0.0012318
Ceiling Fixture | Compact Fluorescent |  | Twist | 2 | 13 | Living Room | 120929 | Living Room | 0.0012318
Ceiling Fixture | Compact Fluorescent |  | Twist | 1 | 13 | Living Room | 120929 | Living Room | 0.0012318
Ceiling Fixture | Compact Fluorescent |  | Twist | 1 | 13 | Hall | 1209210 | Hall | 0.0012318
Ceiling Fixture | Compact Fluorescent |  | Twist | 2 | 13 | Kitchen | 1209211 | Kitchen | 0.0012318
Ceiling Fixture | Compact Fluorescent |  | Twist | 1 | 13 | Other | 1209212 | Other | 0.0012318
Chandelier (Hanging) | Compact Fluorescent |  | Twist | 1 | 13 | Dining Room | 1209213 | Dining Room | 0.0012318
Ceiling Fixture | Compact Fluorescent |  | A shape bulb | 1 | 11 | Other | 1209214 | Other | 0.0012318
Ceiling Fixture | Compact Fluorescent |  | Twist | 1 | 13 | Other | 1209215 | Other | 0.0012318
Table | Incandescent |  | Standard A Lamp | 1 | 60 | Other | 1209216 | Other | 0.0012318
Track | Incandescent |  | Reflector | 4 | 65 | Family Room | 121011 | Family Room | 0.0012318
Wall Mount | Compact Fluorescent |  | Twist | 1 | 15 | Family Room | 121011 | Family Room | 0.0012318
Floor lamp | Halogen |  | MR | 1 | 100 | Bedroom | 121012 | Bedroom | 0.0012318
Ceiling Fixture | Incandescent |  | Standard A Lamp | 1 | 75 | Bedroom | 121013 | Bedroom | 0.0012318
Torchiere | Halogen |  | MR | 1 | 100 | Bedroom | 121013 | Bedroom | 0.0012318
Ceiling Fixture | Incandescent |  | Standard A Lamp | 1 | 40 | Bedroom | 121014 | Bedroom | 0.0012318
Torchiere | Halogen |  | MR | 1 | 100 | Bedroom | 121014 | Bedroom | 0.0012318
Recessed Can | Incandescent |  | Reflector | 1 | 65 | Bathroom | 121015 | Bathroom | 0.0012318
Wall Mount | Halogen |  | PAR | 1 | 50 | Bathroom | 121016 | Bathroom | 0.0012318
Ceiling Fixture | Linear Fluorescent | 48 | T-12 | 2 | 40 | Garage | 121017 | Garage | 0.0012318
Garage door opener | Incandescent |  | Standard A Lamp | 1 | 60 | Garage | 121017 | Garage | 0.0012318
Ceiling Fixture | Linear Fluorescent | 48 | T-12 | 2 | 40 | Other | 121018 | Other | 0.0012318
Ceiling Fixture | Incandescent |  | Standard A Lamp | 1 | 60 | Other | 121018 | Other | 0.0012318
Ceiling Fixture | Linear Fluorescent | 18 | T-8 | 1 | 20 | Laundry Room | 121019 | Laundry Room | 0.0012318
Recessed Can | Compact Fluorescent |  | Reflector | 1 | 15 | Hall | 1210110 | Hall | 0.0012318
Floor lamp | Incandescent |  | Standard A Lamp | 1 | 100 | Master Bedroom | 1210111 | Master Bedroom | 0.0012318
Table | Incandescent |  | Standard A Lamp | 1 | 75 | Master Bedroom | 1210111 | Master Bedroom | 0.0012318
Wall Mount | Halogen |  | MR | 1 | 50 | Bathroom | 1210112 | Bathroom | 0.0012318
Ceiling Fan | Incandescent |  | Standard A Lamp | 1 | 40 | Bathroom | 1210112 | Bathroom | 0.0012318
Recessed Can | Compact Fluorescent |  | Reflector | 1 | 15 | Kitchen | 1210113 | Kitchen | 0.0012318
Recessed Can | Halogen |  | PAR | 1 | 50 | Kitchen | 1210113 | Kitchen | 0.0012318
Recessed Can | Incandescent |  | Globe | 1 | 40 | Living Room | 1210114 | Living Room | 0.0012318
Floor lamp | Halogen |  | MR | 1 | 50 | Living Room | 1210114 | Living Room | 0.0012318
Table | Compact Fluorescent |  | Twist | 1 | 15 | Living Room | 1210114 | Living Room | 0.0012318
Floor lamp | Compact Fluorescent |  | Twist | 1 | 15 | Living Room | 1210114 | Living Room | 0.0012318
Ceiling Fixture | Halogen |  | PAR | 1 | 50 | Hall | 1210115 | Hall | 0.0012318
Ceiling Fixture | Incandescent |  | Standard A Lamp | 1 | 60 | Closet | 1210116 | Closet | 0.0012318
Wall Mount | Incandescent |  | Globe | 3 | 40 | Bathroom | 121031 | Bathroom | 0.0012318
Ceiling Fixture | Incandescent |  | Standard A Lamp | 1 | 40 | Bedroom | 121032 | Bedroom | 0.0012318
Ceiling Fixture | Incandescent |  | Standard A Lamp | 2 | 40 | Bedroom | 121033 | Bedroom | 0.0012318
Table | Incandescent |  | Mini base | 1 | 40 | Bedroom | 121033 | Bedroom | 0.0012318
Ceiling Fixture | Incandescent |  | Standard A Lamp | 2 | 40 | Bedroom | 121034 | Bedroom | 0.0012318
Ceiling Fixture | Incandescent |  | Standard A Lamp | 1 | 40 | Bedroom | 121034 | Bedroom | 0.0012318
Chandelier (Hanging) | Incandescent |  | Standard A Lamp | 5 | 40 | Dining Room | 121035 | Dining Room | 0.0012318
Other | Incandescent |  | Reflector | 1 | 75 | Garage | 121036 | Garage | 0.0012318
Other | Compact Fluorescent |  | Twist | 1 | 15 | Garage | 121036 | Garage | 0.0012318
Ceiling Fixture | Compact Fluorescent |  | Twist | 1 | 13 | Other | 121037 | Other | 0.0012318
Ceiling Fan | Incandescent |  | Standard A Lamp | 1 | 40 | Hall | 121038 | Hall | 0.0012318
Ceiling Fixture | Compact Fluorescent |  | Twist | 2 | 15 | Kitchen | 121039 | Kitchen | 0.0012318
Ceiling Fixture | Incandescent |  | Standard A Lamp | 1 | 40 | Kitchen | 121039 | Kitchen | 0.0012318
Ceiling Fixture | Compact Fluorescent |  | Twist | 1 | 13 | Laundry Room | 1210310 | Laundry Room | 0.0012318
Floor lamp | Halogen |  | Quartz Tube | 1 | 150 | Living Room | 1210311 | Living Room | 0.0012318
Table | Incandescent |  | Mini base | 2 | 40 | Living Room | 1210311 | Living Room | 0.0012318
Ceiling Fixture | Incandescent |  | Reflector | 1 | 40 | Bathroom | 121051 | Bathroom | 0.00029524
Wall Mount | Incandescent |  | Standard A Lamp | 1 | 60 | Bathroom | 121051 | Bathroom | 0.00029524
Ceiling Fixture | Incandescent |  | Standard A Lamp | 2 | 60 | Bedroom | 121052 | Bedroom | 0.00029524
Ceiling Fixture | Incandescent |  | Standard A Lamp | 2 | 60 | Bedroom | 121053 | Bedroom | 0.00029524
Recessed Can | Incandescent |  | Reflector | 1 | 40 | Closet | 121054 | Closet | 0.00029524
Recessed Can | Incandescent |  | Reflector | 1 | 40 | Other | 121055 | Other | 0.00029524
Other | Incandescent |  | Standard A Lamp | 3 | 100 | Other | 121055 | Other | 0.00029524
Garage door opener | Incandescent |  | Standard A Lamp | 2 | 60 | Garage | 121056 | Garage | 0.00029524
Ceiling Fixture | Incandescent |  | Standard A Lamp | 1 | 60 | Garage | 121056 | Garage | 0.00029524
Recessed Can | Incandescent |  | Reflector | 1 | 40 | Hall | 121057 | Hall | 0.00029524
Wall Mount | Incandescent |  | Standard A Lamp | 1 | 60 | Hall | 121057 | Hall | 0.00029524
Chandelier (Hanging) | Incandescent |  | Standard A Lamp | 9 | 60 | Hall | 121057 | Hall | 0.00029524
Wall Mount | Incandescent |  | Standard A Lamp | 1 | 60 | Hall | 121058 | Hall | 0.00029524
Recessed Can | Incandescent |  | Mini base | 1 | 40 | Kitchen | 121059 | Kitchen | 0.00029524
Chandelier (Hanging) | Incandescent |  | Standard A Lamp | 4 | 60 | Kitchen | 121059 | Kitchen | 0.00029524
Ceiling Fixture | Incandescent |  | Standard A Lamp | 2 | 60 | Laundry Room | 1210510 | Laundry Room | 0.00029524
Recessed Can | Incandescent |  | Reflector | 1 | 40 | Living Room | 1210511 | Living Room | 0.00029524
Ceiling Fixture | Incandescent |  | Reflector | 1 | 40 | Closet | 1210512 | Closet | 0.00029524
Wall Mount | Incandescent |  | Standard A Lamp | 1 | 60 | Bathroom | 1210513 | Bathroom | 0.00029524
Ceiling Fixture | Incandescent |  | Standard A Lamp | 1 | 60 | Bathroom | 1210513 | Bathroom | 0.00029524
Recessed Can | Incandescent |  | Reflector | 1 | 40 | Bathroom | 1210513 | Bathroom | 0.00029524
Recessed Can | Incandescent |  | Reflector | 1 | 40 | Master Bedroom | 1210514 | Master Bedroom | 0.00029524
Recessed Can | Incandescent |  | Standard A Lamp | 1 | 40 | Hall | 1210515 | Hall | 0.00029524
Wall Mount | Compact Fluorescent |  | Twist | 1 | 15 | Bathroom | 121072 | Bathroom | 0.0012318
Wall Mount | Compact Fluorescent |  | Twist | 2 | 15 | Bathroom | 121073 | Bathroom | 0.0012318
Ceiling Fixture | Incandescent |  | Heat Lamp | 1 | 250 | Bathroom | 121073 | Bathroom | 0.0012318
Floor lamp | Compact Fluorescent |  | Twist | 3 | 15 | Bathroom | 121073 | Bathroom | 0.0012318
Ceiling Fixture | Compact Fluorescent |  | Twist | 2 | 15 | Bedroom | 121074 | Bedroom | 0.0012318
Table | Compact Fluorescent |  | Twist | 1 | 15 | Bedroom | 121074 | Bedroom | 0.0012318
Table | Other |  | LED Interior | 1 | 1 | Bedroom | 121074 | Bedroom | 0.0012318
Floor lamp | Compact Fluorescent |  | Other | 1 | 7 | Bedroom | 121075 | Bedroom | 0.0012318
Torchiere | Compact Fluorescent |  | Twist | 1 | 40 | Bedroom | 121075 | Bedroom | 0.0012318
Ceiling Fixture | Compact Fluorescent |  | Twist | 2 | 15 | Bedroom | 121075 | Bedroom | 0.0012318
Wall Mount | Incandescent |  | Standard A Lamp | 1 | 60 | Closet | 121076 | Closet | 0.0012318
Chandelier (Hanging) | Compact Fluorescent |  | Circline (Screw Base) | 1 | 24 | Dining Room | 121077 | Dining Room | 0.0012318
Ceiling Fixture | Compact Fluorescent |  | Twist | 1 | 15 | Hall | 121078 | Hall | 0.0012318
Ceiling Fixture | Compact Fluorescent |  | Twist | 2 | 15 | Hall | 121079 | Hall | 0.0012318
Ceiling Fixture | Linear Fluorescent | 48 | T-8 | 2 | 32 | Kitchen | 1210710 | Kitchen | 0.0012318
Other | Compact Fluorescent |  | Twist | 1 | 40 | Kitchen | 1210710 | Kitchen | 0.0012318
Ceiling Fixture | Incandescent |  | Standard A Lamp | 1 | 60 | Laundry Room | 1210711 | Laundry Room | 0.0012318
Track | Other |  | LED Interior | 5 | 5 | Living Room | 1210712 | Living Room | 0.0012318
Torchiere | Compact Fluorescent |  | Twist | 3 | 15 | Living Room | 1210712 | Living Room | 0.0012318
Torchiere | Compact Fluorescent |  | Twist | 2 | 40 | Living Room | 1210712 | Living Room | 0.0012318
Other | Compact Fluorescent |  | Twist | 1 | 22 | Living Room | 1210712 | Living Room | 0.0012318
Floor lamp | Compact Fluorescent |  | Twist | 3 | 15 | Living Room | 1210712 | Living Room | 0.0012318
Ceiling Fixture | Compact Fluorescent |  | Circline (Screw Base) | 1 | 22 | Living Room | 1210712 | Living Room | 0.0012318
Wall Mount | Compact Fluorescent |  | Twist | 2 | 15 | Hall | 1210713 | Hall | 0.0012318
Ceiling Fixture | Linear Fluorescent | 23 | Fluorescent Other | 1 | 20 | Bathroom | 1210714 | Bathroom | 0.0012318
Torchiere | Compact Fluorescent |  | Twist | 3 | 15 | Bathroom | 1210714 | Bathroom | 0.0012318
Torchiere | Compact Fluorescent |  | Twist | 2 | 40 | Bathroom | 1210714 | Bathroom | 0.0012318
Ceiling Fixture | Compact Fluorescent |  | Twist | 1 | 15 | Hall | 121081 | Hall | 0.00037892
Wall Mount | Compact Fluorescent |  | Twist | 1 | 15 | Bedroom | 121082 | Bedroom | 0.00037892
Ceiling Fixture | Compact Fluorescent |  | Twist | 3 | 15 | Dining Room | 121083 | Dining Room | 0.00037892
Ceiling Fixture | Compact Fluorescent |  | Twist | 1 | 22 | Family Room | 121084 | Family Room | 0.00037892
Ceiling Fixture | Incandescent |  | Standard A Lamp | 1 | 90 | Closet | 121085 | Closet | 0.00037892
Ceiling Fixture | Compact Fluorescent |  | Twist | 1 | 15 | Bathroom | 121086 | Bathroom | 0.00037892
Ceiling Fixture | Compact Fluorescent |  | Twist | 2 | 22 | Master Bedroom | 121087 | Master Bedroom | 0.00037892
Ceiling Fixture | Compact Fluorescent |  | Twist | 1 | 22 | Closet | 121088 | Closet | 0.00037892
Ceiling Fixture | Compact Fluorescent |  | Twist | 3 | 22 | Bedroom | 121089 | Bedroom | 0.00037892
Ceiling Fixture | Compact Fluorescent |  | Twist | 1 | 15 | Closet | 1210810 | Closet | 0.00037892
Table | Incandescent |  | Globe | 1 | 40 | Living Room | 1210811 | Living Room | 0.00037892
Floor lamp | Compact Fluorescent |  | Twist | 1 | 22 | Living Room | 1210811 | Living Room | 0.00037892
Ceiling Fixture | Compact Fluorescent |  | Twist | 1 | 15 | Kitchen | 1210812 | Kitchen | 0.00037892
Ceiling Fixture | Compact Fluorescent |  | Twist | 1 | 15 | Dining Room | 1210813 | Dining Room | 0.00037892
Ceiling Fixture | Compact Fluorescent |  | Twist | 3 | 15 | Family Room | 1210814 | Family Room | 0.00037892
Ceiling Fixture | Compact Fluorescent |  | Twist | 2 | 15 | Bathroom | 1210815 | Bathroom | 0.00037892
Wall Mount | Compact Fluorescent |  | Twist | 2 | 15 | Bathroom | 1210815 | Bathroom | 0.00037892
Ceiling Fixture | Compact Fluorescent |  | Twist | 1 | 15 | Hall | 1210816 | Hall | 0.00037892
Ceiling Fixture | Compact Fluorescent |  | Twist | 3 | 15 | Office | 1210817 | Office | 0.00037892
Table | Incandescent |  | Standard A Lamp | 1 | 100 | Office | 1210817 | Office | 0.00037892
Wall Mount | Incandescent |  | Globe | 6 | 40 | Bathroom | 121111 | Bathroom | 0.000364
Recessed - other | Compact Fluorescent |  | Twist | 1 | 15 | Bathroom | 121111 | Bathroom | 0.000364
Ceiling Fixture | Compact Fluorescent |  | Twist | 2 | 15 | Other | 121112 | Other | 0.000364
Wall Mount | Compact Fluorescent |  | Twist | 1 | 15 | Other | 121113 | Other | 0.000364
Ceiling Fixture | Compact Fluorescent |  | Twist | 1 | 15 | Other | 121113 | Other | 0.000364
Ceiling Fixture | Incandescent |  | Standard A Lamp | 1 | 60 | Other | 121113 | Other | 0.000364
Recessed Can | Incandescent |  | Reflector | 1 | 65 | Closet | 121114 | Closet | 0.000364
Floor lamp | Compact Fluorescent |  | Twist | 3 | 15 | Dining Room | 121115 | Dining Room | 0.000364
Floor lamp | Compact Fluorescent |  | 3-Way CFL | 1 | 33 | Dining Room | 121115 | Dining Room | 0.000364
Floor lamp | Compact Fluorescent |  | Twist | 1 | 9 | Dining Room | 121115 | Dining Room | 0.000364
Ceiling Fixture | Incandescent |  | Standard A Lamp | 1 | 60 | Garage | 121116 | Garage | 0.000364
Ceiling Fixture | Compact Fluorescent |  | Twist | 2 | 15 | Hall | 121117 | Hall | 0.000364
Ceiling Fixture | Compact Fluorescent |  | Twist | 2 | 15 | Kitchen | 121118 | Kitchen | 0.000364
Table | Compact Fluorescent |  | Twist | 1 | 15 | Living Room | 121119 | Living Room | 0.000364
Recessed Can | Compact Fluorescent |  | Twist | 1 | 15 | Bathroom | 1211110 | Bathroom | 0.000364
Wall Mount | Incandescent |  | Globe | 6 | 40 | Bathroom | 1211110 | Bathroom | 0.000364
Ceiling Fixture | Compact Fluorescent |  | Twist | 2 | 15 | Master Bedroom | 1211111 | Master Bedroom | 0.000364
Recessed Can | Incandescent |  | Reflector | 1 | 65 | Master Bedroom | 1211111 | Master Bedroom | 0.000364
Ceiling Fixture | Compact Fluorescent |  | Twist | 2 | 15 | Office | 1211112 | Office | 0.000364
Table | Incandescent |  | Standard A Lamp | 2 | 60 | Office | 1211112 | Office | 0.000364
Recessed Can | Incandescent |  | Reflector | 1 | 65 | Other | 1211113 | Other | 0.000364
Ceiling Fixture | Compact Fluorescent |  | Twist | 2 | 15 | Laundry Room | 121141 | Laundry Room | 0.00049795
Wall Mount | Incandescent |  | Globe | 3 | 60 | Laundry Room | 121141 | Laundry Room | 0.00049795
Ceiling Fixture | Compact Fluorescent |  | Twist | 2 | 15 | Family Room | 121142 | Family Room | 0.00049795
Ceiling Fixture | Compact Fluorescent |  | Twist | 1 | 40 | Garage | 121143 | Garage | 0.00049795
Ceiling Fixture | Compact Fluorescent |  | Twist | 1 | 23 | Garage | 121143 | Garage | 0.00049795
Ceiling Fixture | Linear Fluorescent | 48 | T-12 | 2 | 40 | Garage | 121143 | Garage | 0.00049795
Garage door opener | Incandescent |  | Standard A Lamp | 1 | 60 | Garage | 121143 | Garage | 0.00049795
Ceiling Fixture | Compact Fluorescent |  | A shape bulb | 1 | 15 | Hall | 121144 | Hall | 0.00049795
Ceiling Fixture | Compact Fluorescent |  | Twist | 2 | 15 | Office | 121145 | Office | 0.00049795
Wall Mount | Incandescent |  | Globe | 1 | 60 | Bathroom | 121146 | Bathroom | 0.00049795
Ceiling Fixture | Compact Fluorescent |  | Twist | 1 | 23 | Bedroom | 121147 | Bedroom | 0.00049795
Chandelier (Hanging) | Incandescent |  | Mini base | 8 | 60 | Dining Room | 121148 | Dining Room | 0.00049795
Chandelier (Hanging) | Incandescent |  | Reflector | 1 | 50 | Dining Room | 121148 | Dining Room | 0.00049795
Chandelier (Hanging) | Incandescent |  | Mini base | 3 | 60 | Hall | 121149 | Hall | 0.00049795
Ceiling Fixture | Compact Fluorescent |  | Twist | 1 | 23 | Bedroom | 1211410 | Bedroom | 0.00049795
Floor lamp | Compact Fluorescent |  | Straight Tube | 1 | 27 | Bedroom | 1211410 | Bedroom | 0.00049795
Ceiling Fixture | Incandescent |  | Standard A Lamp | 1 | 60 | Hall | 1211411 | Hall | 0.00049795
Recessed Can | Compact Fluorescent |  | Reflector | 1 | 15 | Kitchen | 1211412 | Kitchen | 0.00049795
Other | Linear Fluorescent | 18 | T-5 | 1 | 16 | Kitchen | 1211412 | Kitchen | 0.00049795
Ceiling Fan | Linear Fluorescent | 30 | Fluorescent Other | 1 | 20 | Living Room | 1211413 | Living Room | 0.00049795
Table | Compact Fluorescent |  | Twist | 1 | 40 | Living Room | 1211413 | Living Room | 0.00049795
Table | Compact Fluorescent |  | Twist | 1 | 15 | Living Room | 1211413 | Living Room | 0.00049795
Recessed Can | Incandescent |  | Reflector | 1 | 65 | Master Bedroom | 1211414 | Master Bedroom | 0.00049795
Table | Incandescent |  | Standard A Lamp | 1 | 60 | Master Bedroom | 1211414 | Master Bedroom | 0.00049795
Ceiling Fan | Incandescent |  | Reflector | 1 | 75 | Bathroom | 1211415 | Bathroom | 0.00049795
Wall Mount | Incandescent |  | Globe | 6 | 60 | Bathroom | 1211416 | Bathroom | 0.00049795
Ceiling Fixture | Incandescent |  | Standard A Lamp | 1 | 60 | Bedroom | 121311 | Bedroom | 0.0012318
Ceiling Fixture | Incandescent |  | Standard A Lamp | 1 | 60 | Bedroom | 121312 | Bedroom | 0.0012318
Recessed Can | Incandescent |  | Standard A Lamp | 1 | 60 | Bedroom | 121313 | Bedroom | 0.0012318
Ceiling Fixture | Incandescent |  | Standard A Lamp | 1 | 60 | Closet | 121314 | Closet | 0.0012318
Chandelier (Hanging) | Incandescent |  | Standard A Lamp | 1 | 60 | Dining Room | 121315 | Dining Room | 0.0012318
Ceiling Fixture | Incandescent |  | Standard A Lamp | 1 | 60 | Hall | 121316 | Hall | 0.0012318
Ceiling Fixture | Incandescent |  | Standard A Lamp | 2 | 60 | Kitchen | 121317 | Kitchen | 0.0012318
Table | Incandescent |  | Standard A Lamp | 1 | 60 | Living Room | 121318 | Living Room | 0.0012318
Ceiling Fixture | Halogen |  | PAR | 3 | 75 | Laundry Room | 121319 | Laundry Room | 0.0012318
Architectural | Halogen |  | MR | 4 | 50 | Bedroom | 121421 | Bedroom | 0.00037892
Table | Compact Fluorescent |  | Twist | 1 | 15 | Bedroom | 121421 | Bedroom | 0.00037892
Ceiling Fixture | Incandescent |  | Standard A Lamp | 1 | 100 | Closet | 121422 | Closet | 0.00037892
Wall Mount | Compact Fluorescent |  | Twist | 1 | 15 | Family Room | 121423 | Family Room | 0.00037892
Wall Mount | Compact Fluorescent |  | Twist | 1 | 15 | Master Bedroom | 121424 | Master Bedroom | 0.00037892
Floor lamp | Incandescent |  | Standard A Lamp | 1 | 100 | Master Bedroom | 121424 | Master Bedroom | 0.00037892
Wall Mount | Compact Fluorescent |  | Twist | 1 | 15 | Office | 121425 | Office | 0.00037892
Table | Compact Fluorescent |  | Straight Tube | 1 | 15 | Office | 121425 | Office | 0.00037892
Chandelier (Hanging) | Incandescent |  | Standard A Lamp | 1 | 75 | Office | 121425 | Office | 0.00037892
Recessed Can | Incandescent |  | Standard A Lamp | 1 | 60 | Garage | 121426 | Garage | 0.00037892
Track | Halogen |  | MR | 2 | 50 | Garage | 121426 | Garage | 0.00037892
Ceiling Fixture | Compact Fluorescent |  | Twist | 1 | 22 | Other | 121427 | Other | 0.00037892
Ceiling Fixture | Linear Fluorescent | 48 | Fluorescent Other | 1 | 32 | Other | 121427 | Other | 0.00037892
Ceiling Fixture | Compact Fluorescent |  | Twist | 1 | 15 | Other | 121427 | Other | 0.00037892
Track | Halogen |  | MR | 2 | 50 | Kitchen | 121428 | Kitchen | 0.00037892
Wall Mount | Incandescent |  | Globe | 1 | 25 | Kitchen | 121428 | Kitchen | 0.00037892
Chandelier (Hanging) | Incandescent |  | Standard A Lamp | 1 | 100 | Dining Room | 121429 | Dining Room | 0.00037892
Recessed Can | Halogen |  | MR | 1 | 50 | Living Room | 1214210 | Living Room | 0.00037892
Architectural | Incandescent |  | Globe | 1 | 60 | Living Room | 1214210 | Living Room | 0.00037892
Ceiling Fixture | Incandescent |  | Standard A Lamp | 1 | 60 | Hall | 1214211 | Hall | 0.00037892
Recessed Can | Halogen |  | PAR | 1 | 75 | Bathroom | 1214212 | Bathroom | 0.00037892
Ceiling Fixture | Incandescent |  | Globe | 1 | 40 | Hall | 1214213 | Hall | 0.00037892
Ceiling Fan | Incandescent |  | Standard A Lamp | 3 | 60 | Bedroom | 1214214 | Bedroom | 0.00037892
Wall Mount | Compact Fluorescent |  | Mini base | 3 | 22 | Bathroom | 121441 | Bathroom | 0.0017229
Chandelier (Hanging) | Incandescent |  | Mini base | 5 | 40 | Dining Room | 121442 | Dining Room | 0.0017229
Floor lamp | Incandescent |  | Standard A Lamp | 2 | 100 | Family Room | 121443 | Family Room | 0.0017229
Floor lamp | Incandescent |  | Standard A Lamp | 1 | 100 | Family Room | 121443 | Family Room | 0.0017229
Table | Incandescent |  | Standard A Lamp | 1 | 75 | Family Room | 121443 | Family Room | 0.0017229
Chandelier (Hanging) | Compact Fluorescent |  | Twist | 5 | 13 | Hall | 121444 | Hall | 0.0017229
High bay | Linear Fluorescent | 48 | T-12 | 2 | 40 | Garage | 121445 | Garage | 0.0017229
Ceiling Fixture | Incandescent |  | Standard A Lamp | 1 | 75 | Bedroom | 121446 | Bedroom | 0.0017229
Table | Incandescent |  | Standard A Lamp | 1 | 100 | Bedroom | 121446 | Bedroom | 0.0017229
Ceiling Fixture | Incandescent |  | Standard A Lamp | 1 | 75 | Hall | 121447 | Hall | 0.0017229
Recessed Can | Halogen |  | PAR | 1 | 75 | Kitchen | 121448 | Kitchen | 0.0017229
Ceiling Fixture | Incandescent |  | Standard A Lamp | 1 | 75 | Laundry Room | 121449 | Laundry Room | 0.0017229
Table | Compact Fluorescent |  | Twist | 1 | 23 | Living Room | 1214410 | Living Room | 0.0017229
Track | Halogen |  | MR | 4 | 75 | Other | 1214411 | Other | 0.0017229
Wall Mount | Halogen |  | Quartz Tube | 3 | 50 | Bathroom | 1214412 | Bathroom | 0.0017229
Floor lamp | Incandescent |  | Standard A Lamp | 1 | 100 | Bedroom | 1214413 | Bedroom | 0.0017229
Table | Incandescent |  | Standard A Lamp | 1 | 100 | Bedroom | 1214413 | Bedroom | 0.0017229
Ceiling Fixture | Incandescent |  | Standard A Lamp | 1 | 60 | Closet | 1214414 | Closet | 0.0017229
Ceiling Fixture | Compact Fluorescent |  | Twist | 1 | 23 | Bathroom | 1214415 | Bathroom | 0.0017229
Table | Incandescent |  | Standard A Lamp | 1 | 100 | Office | 1214416 | Office | 0.0017229
Ceiling Fixture | Incandescent |  | Standard A Lamp | 1 | 60 | Office | 1214416 | Office | 0.0017229
High bay | Linear Fluorescent | 48 | T-8 | 4 | 32 | Closet | 121451 | Closet | 0.00037892
Wall Mount | Incandescent |  | Globe | 4 | 40 | Bathroom | 121452 | Bathroom | 0.00037892
Ceiling Fixture | Incandescent |  | Standard A Lamp | 2 | 75 | Bedroom | 121453 | Bedroom | 0.00037892
Table | Incandescent |  | Standard A Lamp | 1 | 25 | Bedroom | 121453 | Bedroom | 0.00037892
Ceiling Fixture | Incandescent |  | Standard A Lamp | 2 | 75 | Bedroom | 121454 | Bedroom | 0.00037892
Table | Compact Fluorescent |  | A shape bulb | 1 | 7 | Bedroom | 121454 | Bedroom | 0.00037892
Track | Halogen |  | Other | 2 | 50 | Dining Room | 121455 | Dining Room | 0.00037892
High bay | Linear Fluorescent | 36 | T-8 | 2 | 32 | Laundry Room | 121456 | Laundry Room | 0.00037892
High bay | Linear Fluorescent | 48 | T-12 | 2 | 40 | Laundry Room | 121456 | Laundry Room | 0.00037892
Ceiling Fixture | Compact Fluorescent |  | A shape bulb | 2 | 7 | Other | 121457 | Other | 0.00037892
High bay | Linear Fluorescent | 48 | T-8 | 4 | 32 | Garage | 121458 | Garage | 0.00037892
Garage door opener | Incandescent |  | Colored | 1 | 60 | Garage | 121458 | Garage | 0.00037892
Ceiling Fixture | Incandescent |  | Standard A Lamp | 2 | 75 | Hall | 121459 | Hall | 0.00037892
Track | Halogen |  | MR | 3 | 50 | Kitchen | 1214510 | Kitchen | 0.00037892
Recessed Can | Halogen |  | MR | 1 | 50 | Living Room | 1214511 | Living Room | 0.00037892
Table | Incandescent |  | Standard A Lamp | 1 | 60 | Living Room | 1214511 | Living Room | 0.00037892
High bay | Linear Fluorescent | 18 | T-5 | 2 | 14 | Other | 1214512 | Other | 0.00037892
High bay | Linear Fluorescent | 36 | T-8 | 2 | 32 | Other | 1214512 | Other | 0.00037892
Ceiling Fixture | Incandescent |  | Standard A Lamp | 1 | 60 | Other | 121461 | Other | 0.000364
Wall Mount | Incandescent |  | Standard A Lamp | 6 | 60 | Bathroom | 121462 | Bathroom | 0.000364
Recessed - other | Incandescent |  | Heat Lamp | 2 | 250 | Bathroom | 121462 | Bathroom | 0.000364
Recessed Can | Incandescent |  | Reflector | 1 | 75 | Bathroom | 121463 | Bathroom | 0.000364
Recessed - other | Incandescent |  | Heat Lamp | 2 | 250 | Bathroom | 121463 | Bathroom | 0.000364
Ceiling Fixture | Incandescent |  | Standard A Lamp | 2 | 60 | Bedroom | 121464 | Bedroom | 0.000364
Table | Incandescent |  | Standard A Lamp | 1 | 60 | Bedroom | 121464 | Bedroom | 0.000364
Ceiling Fixture | Incandescent |  | Standard A Lamp | 2 | 60 | Bedroom | 121465 | Bedroom | 0.000364
Ceiling Fixture | Incandescent |  | Standard A Lamp | 1 | 60 | Bedroom | 121465 | Bedroom | 0.000364
Ceiling Fixture | Incandescent |  | Standard A Lamp | 2 | 60 | Closet | 121466 | Closet | 0.000364
Ceiling Fixture | Incandescent |  | Standard A Lamp | 1 | 60 | Closet | 121467 | Closet | 0.000364
Chandelier (Hanging) | Incandescent |  | Mini base | 7 | 25 | Dining Room | 121468 | Dining Room | 0.000364
Recessed Can | Incandescent |  | Reflector | 1 | 65 | Dining Room | 121468 | Dining Room | 0.000364
Ceiling Fixture | Incandescent |  | Standard A Lamp | 2 | 60 | Hall | 121469 | Hall | 0.000364
Wall Mount | Incandescent |  | Reflector | 1 | 40 | Hall | 121469 | Hall | 0.000364
Recessed Can | Incandescent |  | Reflector | 2 | 75 | Hall | 121469 | Hall | 0.000364
Garage door opener | Incandescent |  | Standard A Lamp | 1 | 60 | Garage | 1214610 | Garage | 0.000364
Ceiling Fixture | Incandescent |  | Standard A Lamp | 1 | 60 | Garage | 1214610 | Garage | 0.000364
Recessed Can | Incandescent |  | Reflector | 1 | 65 | Bathroom | 1214611 | Bathroom | 0.000364
Ceiling Fixture | Incandescent |  | Standard A Lamp | 1 | 60 | Hall | 1214612 | Hall | 0.000364
Recessed Can | Incandescent |  | Standard A Lamp | 1 | 60 | Kitchen | 1214613 | Kitchen | 0.000364
Table | Incandescent |  | 3-Way Incandescent | 1 | 150 | Living Room | 1214614 | Living Room | 0.000364
Table | Incandescent |  | Standard A Lamp | 3 | 60 | Living Room | 1214614 | Living Room | 0.000364
Recessed Can | Incandescent |  | Standard A Lamp | 1 | 60 | Living Room | 1214614 | Living Room | 0.000364
Recessed Can | Incandescent |  | Standard A Lamp | 1 | 60 | Other | 1214615 | Other | 0.000364
Floor lamp | Incandescent |  | 3-Way Incandescent | 1 | 150 | Other | 1214615 | Other | 0.000364
Ceiling Fixture | Incandescent |  | Decorative | 1 | 60 | Hall | 1214616 | Hall | 0.000364
Recessed Can | Incandescent |  | Reflector | 1 | 65 | Bathroom | 1214617 | Bathroom | 0.000364
Wall Mount | Incandescent |  | Globe | 6 | 40 | Bathroom | 1214617 | Bathroom | 0.000364
Ceiling Fixture | Incandescent |  | Standard A Lamp | 2 | 60 | Closet | 1214618 | Closet | 0.000364
Recessed Can | Incandescent |  | Reflector | 1 | 65 | Laundry Room | 1214619 | Laundry Room | 0.000364
Recessed Can | Incandescent |  | Reflector | 1 | 65 | Master Bedroom | 1214620 | Master Bedroom | 0.000364
Table | Incandescent |  | Standard A Lamp | 1 | 60 | Master Bedroom | 1214620 | Master Bedroom | 0.000364
Recessed - other | Incandescent |  | Standard A Lamp | 1 | 75 | Living Room | 121481 | Living Room | 0.0017229
Recessed - other | Compact Fluorescent |  | Twist | 1 | 13 | Bedroom | 121482 | Bedroom | 0.0017229
Wall Mount | Incandescent |  | Standard A Lamp | 1 | 75 | Bedroom | 121482 | Bedroom | 0.0017229
Wall Mount | Compact Fluorescent |  | Twist | 2 | 13 | Bathroom | 121483 | Bathroom | 0.0017229
Wall Mount | Compact Fluorescent |  | Twist | 1 | 23 | Bathroom | 121483 | Bathroom | 0.0017229
Ceiling Fixture | Compact Fluorescent |  | Twist | 1 | 13 | Bathroom | 121483 | Bathroom | 0.0017229
Chandelier (Hanging) | Incandescent |  | Standard A Lamp | 5 | 60 | Dining Room | 121484 | Dining Room | 0.0017229
Table | Incandescent |  | Decorative | 1 | 25 | Dining Room | 121484 | Dining Room | 0.0017229
Ceiling Fixture | Incandescent |  | Standard A Lamp | 1 | 60 | Hall | 121485 | Hall | 0.0017229
Ceiling Fixture | Compact Fluorescent |  | Twist | 1 | 23 | Other | 121486 | Other | 0.0017229
Ceiling Fixture | Compact Fluorescent |  | Twist | 2 | 13 | Hall | 121487 | Hall | 0.0017229
Track | Halogen |  | MR | 5 | 50 | Kitchen | 121488 | Kitchen | 0.0017229
Low bay | Linear Fluorescent | 24 | T-5 | 1 | 15 | Kitchen | 121488 | Kitchen | 0.0017229
Low bay | Incandescent |  | Mini base | 1 | 25 | Kitchen | 121488 | Kitchen | 0.0017229
Wall Mount | Incandescent |  | Standard A Lamp | 1 | 75 | Laundry Room | 121489 | Laundry Room | 0.0017229
Floor lamp | Incandescent |  | Standard A Lamp | 2 | 75 | Living Room | 1214810 | Living Room | 0.0017229
Ceiling Fixture | Compact Fluorescent |  | Twist | 2 | 13 | Master Bedroom | 1214811 | Master Bedroom | 0.0017229
Table | Incandescent |  | Standard A Lamp | 1 | 60 | Master Bedroom | 1214811 | Master Bedroom | 0.0017229
Table | Incandescent |  | Mini base | 1 | 20 | Master Bedroom | 1214811 | Master Bedroom | 0.0017229
Wall Mount | Incandescent |  | Standard A Lamp | 1 | 60 | Bathroom | 1214812 | Bathroom | 0.0017229
Floor lamp | Compact Fluorescent |  | Twist | 1 | 15 | Bedroom | 1214813 | Bedroom | 0.0017229
Floor lamp | Compact Fluorescent |  | A shape bulb | 1 | 11 | Bedroom | 1214813 | Bedroom | 0.0017229
Track | Halogen |  | MR | 3 | 50 | Bedroom | 1214813 | Bedroom | 0.0017229
Table | Incandescent |  | Decorative | 1 | 40 | Bedroom | 1214813 | Bedroom | 0.0017229
Table | Compact Fluorescent |  | Twist | 1 | 15 | Bedroom | 1214814 | Bedroom | 0.0017229
Ceiling Fixture | Incandescent |  | Globe | 1 | 60 | Bedroom | 1214814 | Bedroom | 0.0017229
Table | Incandescent |  | Standard A Lamp | 1 | 60 | Bedroom | 1214814 | Bedroom | 0.0017229
High bay | Linear Fluorescent | 48 | T-12 | 2 | 40 | Other | 1214815 | Other | 0.0017229
Ceiling Fixture | Compact Fluorescent |  | Twist | 2 | 22 | Dining Room | 121531 | Dining Room | 0.00037892
Ceiling Fixture | Halogen |  | MR | 2 | 75 | Hall | 121532 | Hall | 0.00037892
Ceiling Fixture | Other |  | LED Interior | 2 | 15 | Hall | 121532 | Hall | 0.00037892
Ceiling Fixture | Compact Fluorescent |  | Twist | 1 | 15 | Hall | 121532 | Hall | 0.00037892
Ceiling Fixture | Compact Fluorescent |  | Twist | 1 | 28 | Garage | 121533 | Garage | 0.00037892
Recessed Can | Other |  | LED Interior | 1 | 12 | Kitchen | 121534 | Kitchen | 0.00037892
Ceiling Fan | Incandescent |  | Standard A Lamp | 1 | 40 | Kitchen | 121534 | Kitchen | 0.00037892
Table | Compact Fluorescent |  | Twist | 2 | 15 | Living Room | 121535 | Living Room | 0.00037892
Ceiling Fixture | Compact Fluorescent |  | Twist | 2 | 15 | Bathroom | 121536 | Bathroom | 0.00037892
Wall Mount | Compact Fluorescent |  | A shape bulb | 2 | 15 | Bathroom | 121536 | Bathroom | 0.00037892
Table | Compact Fluorescent |  | Twist | 1 | 15 | Master Bedroom | 121537 | Master Bedroom | 0.00037892
Chandelier (Hanging) | Incandescent |  | Mini base | 6 | 40 | Master Bedroom | 121537 | Master Bedroom | 0.00037892
Ceiling Fixture | Compact Fluorescent |  | Twist | 1 | 15 | Closet | 121538 | Closet | 0.00037892
Ceiling Fixture | Compact Fluorescent |  | Twist | 1 | 15 | Office | 121539 | Office | 0.00037892
Ceiling Fixture | Compact Fluorescent |  | Twist | 2 | 15 | Bedroom | 1215310 | Bedroom | 0.00037892
Ceiling Fixture | Compact Fluorescent |  | Twist | 1 | 15 | Bedroom | 1215311 | Bedroom | 0.00037892
Table | Compact Fluorescent |  | Twist | 1 | 15 | Bedroom | 1215311 | Bedroom | 0.00037892
Chandelier (Hanging) | Compact Fluorescent |  | Twist | 3 | 15 | Hall | 1215312 | Hall | 0.00037892
Ceiling Fixture | Compact Fluorescent |  | Twist | 2 | 15 | Hall | 1215312 | Hall | 0.00037892
Ceiling Fixture | Compact Fluorescent |  | Twist | 2 | 7 | Hall | 1215313 | Hall | 0.00037892
Ceiling Fixture | Compact Fluorescent |  | Twist | 1 | 20 | Other | 121631 | Other | 0.00037892
Ceiling Fixture | Compact Fluorescent |  | Twist | 1 | 26 | Other | 121631 | Other | 0.00037892
Ceiling Fixture | Incandescent |  | Standard A Lamp | 1 | 60 | Other | 121631 | Other | 0.00037892
Ceiling Fixture | Compact Fluorescent |  | Straight Tube | 1 | 26 | Bedroom | 121632 | Bedroom | 0.00037892
Ceiling Fixture | Compact Fluorescent |  | Twist | 1 | 15 | Bathroom | 121633 | Bathroom | 0.00037892
Wall Mount | Compact Fluorescent |  | Twist | 4 | 15 | Bathroom | 121633 | Bathroom | 0.00037892
Ceiling Fixture | Linear Fluorescent | 48 | T-12 | 2 | 40 | Master Bedroom | 121634 | Master Bedroom | 0.00037892
Ceiling Fixture | Incandescent |  | Standard A Lamp | 1 | 60 | Closet | 121635 | Closet | 0.00037892
Ceiling Fixture | Linear Fluorescent | 48 | T-12 | 2 | 40 | Bedroom | 121636 | Bedroom | 0.00037892
Ceiling Fixture | Linear Fluorescent | 48 | T-12 | 2 | 40 | Dining Room | 121637 | Dining Room | 0.00037892
Ceiling Fixture | Linear Fluorescent | 48 | T-12 | 2 | 40 | Kitchen | 121638 | Kitchen | 0.00037892
Floor lamp | Incandescent |  | Standard A Lamp | 1 | 60 | Living Room | 121639 | Living Room | 0.00037892
Torchiere | Incandescent |  | Standard A Lamp | 2 | 60 | Living Room | 121639 | Living Room | 0.00037892
Ceiling Fixture | Linear Fluorescent | 48 | T-12 | 2 | 40 | Living Room | 121639 | Living Room | 0.00037892
Ceiling Fixture | Incandescent |  | Standard A Lamp | 2 | 60 | Bedroom | 121691 | Bedroom | 0.00037892
Table | Incandescent |  | Standard A Lamp | 1 | 40 | Bedroom | 121691 | Bedroom | 0.00037892
Other | Compact Fluorescent |  | Twist | 1 | 15 | Garage | 121692 | Garage | 0.00037892
Garage door opener | Incandescent |  | Standard A Lamp | 1 | 60 | Garage | 121692 | Garage | 0.00037892
Ceiling Fixture | Incandescent |  | Standard A Lamp | 1 | 100 | Garage | 121692 | Garage | 0.00037892
Ceiling Fixture | Compact Fluorescent |  | Twist | 1 | 15 | Garage | 121692 | Garage | 0.00037892
Other | Incandescent |  | Standard A Lamp | 1 | 25 | Garage | 121692 | Garage | 0.00037892
Wall Mount | Compact Fluorescent |  | Twist | 1 | 28 | Bathroom | 121693 | Bathroom | 0.00037892
Wall Mount | Incandescent |  | Standard A Lamp | 1 | 100 | Bathroom | 121693 | Bathroom | 0.00037892
Ceiling Fixture | Compact Fluorescent |  | Twist | 3 | 25 | Other | 121694 | Other | 0.00037892
Ceiling Fixture | Linear Fluorescent | 48 | T-4 | 2 | 40 | Family Room | 121695 | Family Room | 0.00037892
Table | Incandescent |  | Standard A Lamp | 1 | 25 | Family Room | 121695 | Family Room | 0.00037892
Ceiling Fixture | Compact Fluorescent |  | A shape bulb | 3 | 22 | Laundry Room | 121696 | Laundry Room | 0.00037892
Track | Halogen |  | MR | 3 | 50 | Laundry Room | 121696 | Laundry Room | 0.00037892
Recessed Can | Compact Fluorescent |  | Twist | 1 | 15 | Hall | 121697 | Hall | 0.00037892
Ceiling Fixture | Compact Fluorescent |  | Twist | 1 | 15 | Hall | 121698 | Hall | 0.00037892
Ceiling Fixture | Incandescent |  | Standard A Lamp | 1 | 60 | Hall | 121698 | Hall | 0.00037892
Wall Mount | Halogen |  | MR | 3 | 30 | Hall | 121698 | Hall | 0.00037892
Ceiling Fixture | Incandescent |  | Standard A Lamp | 1 | 60 | Bedroom | 121699 | Bedroom | 0.00037892
Ceiling Fixture | Compact Fluorescent |  | Twist | 1 | 15 | Bedroom | 121699 | Bedroom | 0.00037892
Table | Incandescent |  | Standard A Lamp | 1 | 60 | Bedroom | 121699 | Bedroom | 0.00037892
Ceiling Fixture | Incandescent |  | Standard A Lamp | 2 | 60 | Hall | 1216910 | Hall | 0.00037892
Table | Incandescent |  | Standard A Lamp | 1 | 60 | Hall | 1216910 | Hall | 0.00037892
Ceiling Fixture | Incandescent |  | Standard A Lamp | 1 | 100 | Closet | 1216911 | Closet | 0.00037892
Wall Mount | Incandescent |  | Standard A Lamp | 2 | 100 | Bathroom | 1216912 | Bathroom | 0.00037892
Torchiere | Halogen |  | Quartz Tube | 1 | 150 | Office | 1216913 | Office | 0.00037892
Ceiling Fixture | Incandescent |  | Standard A Lamp | 1 | 60 | Office | 1216913 | Office | 0.00037892
Ceiling Fixture | Incandescent |  | Decorative | 2 | 60 | Master Bedroom | 1216914 | Master Bedroom | 0.00037892
Table | Incandescent |  | Decorative | 1 | 40 | Master Bedroom | 1216914 | Master Bedroom | 0.00037892
Table | Incandescent |  | Standard A Lamp | 1 | 60 | Master Bedroom | 1216914 | Master Bedroom | 0.00037892
Ceiling Fixture | Incandescent |  | Decorative | 2 | 60 | Living Room | 1216915 | Living Room | 0.00037892
Table | Incandescent |  | Standard A Lamp | 1 | 100 | Living Room | 1216915 | Living Room | 0.00037892
Table | Incandescent |  | Standard A Lamp | 1 | 75 | Living Room | 1216915 | Living Room | 0.00037892
Ceiling Fan | Incandescent |  | Standard A Lamp | 3 | 100 | Kitchen | 1216916 | Kitchen | 0.00037892
Ceiling Fixture | Incandescent |  | Standard A Lamp | 2 | 100 | Kitchen | 1216916 | Kitchen | 0.00037892
Table | Incandescent |  | Standard A Lamp | 1 | 60 | Kitchen | 1216916 | Kitchen | 0.00037892
Chandelier (Hanging) | Incandescent |  | Standard A Lamp | 2 | 40 | Dining Room | 121761 | Dining Room | 0.00037892
Chandelier (Hanging) | Incandescent |  | Mini base | 6 | 40 | Dining Room | 121761 | Dining Room | 0.00037892
Floor lamp | Compact Fluorescent |  | Straight Tube | 1 | 22 | Dining Room | 121761 | Dining Room | 0.00037892
Ceiling Fixture | Incandescent |  | Standard A Lamp | 1 | 75 | Hall | 121762 | Hall | 0.00037892
Recessed Can | Compact Fluorescent |  | Reflector | 1 | 14 | Family Room | 121763 | Family Room | 0.00037892
Recessed Can | Incandescent |  | Reflector | 1 | 40 | Family Room | 121763 | Family Room | 0.00037892
Floor lamp | Incandescent |  | Standard A Lamp | 4 | 40 | Bedroom | 121764 | Bedroom | 0.00037892
Ceiling Fixture | Compact Fluorescent |  | Twist | 1 | 15 | Bedroom | 121764 | Bedroom | 0.00037892
Ceiling Fixture | Incandescent |  | Standard A Lamp | 1 | 60 | Hall | 121765 | Hall | 0.00037892
Ceiling Fixture | Compact Fluorescent |  | A shape bulb | 2 | 7 | Kitchen | 121766 | Kitchen | 0.00037892
Recessed Can | Compact Fluorescent |  | Twist | 1 | 15 | Kitchen | 121766 | Kitchen | 0.00037892
Recessed Can | Incandescent |  | Reflector | 1 | 65 | Kitchen | 121766 | Kitchen | 0.00037892
Recessed Can | Halogen |  | MR | 1 | 50 | Kitchen | 121766 | Kitchen | 0.00037892
Low bay | Linear Fluorescent | 36 | T-12 | 1 | 20 | Kitchen | 121766 | Kitchen | 0.00037892
Other | Incandescent |  | Mini base | 2 | 30 | Kitchen | 121766 | Kitchen | 0.00037892
Ceiling Fixture | Compact Fluorescent |  | Twist | 1 | 15 | Laundry Room | 121767 | Laundry Room | 0.00037892
Wall Mount | Incandescent |  | Mini base | 1 | 40 | Living Room | 121768 | Living Room | 0.00037892
Floor lamp | Incandescent |  | 3-Way Incandescent | 1 | 70 | Living Room | 121768 | Living Room | 0.00037892
Ceiling Fixture | Compact Fluorescent |  | Twist | 2 | 15 | Living Room | 121768 | Living Room | 0.00037892
Wall Mount | Compact Fluorescent |  | Twist | 1 | 13 | Bathroom | 121769 | Bathroom | 0.00037892
Track | Halogen |  | MR | 3 | 50 | Master Bedroom | 1217610 | Master Bedroom | 0.00037892
Table | Compact Fluorescent |  | Twist | 1 | 13 | Master Bedroom | 1217610 | Master Bedroom | 0.00037892
Track | Halogen |  | MR | 5 | 50 | Bedroom | 1217611 | Bedroom | 0.00037892
Table | Compact Fluorescent |  | Twist | 1 | 15 | Bedroom | 1217611 | Bedroom | 0.00037892
Ceiling Fixture | Incandescent |  | Heat Lamp | 1 | 250 | Bathroom | 1217612 | Bathroom | 0.00037892
Wall Mount | Incandescent |  | Mini base | 3 | 40 | Bathroom | 1217612 | Bathroom | 0.00037892
Wall Mount | Incandescent |  | Mini base | 4 | 40 | Bathroom | 1217612 | Bathroom | 0.00037892
Ceiling Fixture | Compact Fluorescent |  | Twist | 2 | 15 | Bathroom | 1217612 | Bathroom | 0.00037892
Ceiling Fixture | Compact Fluorescent |  | Twist | 1 | 15 | Hall | 1217613 | Hall | 0.00037892
Wall Mount | Incandescent |  | Globe | 4 | 40 | Bathroom | 121831 | Bathroom | 0.0012318
Wall Mount | Incandescent |  | Globe | 4 | 60 | Bathroom | 121832 | Bathroom | 0.0012318
Ceiling Fixture | Incandescent |  | Reflector | 1 | 125 | Bathroom | 121832 | Bathroom | 0.0012318
Wall Mount | Incandescent |  | Globe | 6 | 40 | Bathroom | 121833 | Bathroom | 0.0012318
Ceiling Fixture | Incandescent |  | Heat Lamp | 1 | 120 | Bathroom | 121833 | Bathroom | 0.0012318
Recessed Can | Incandescent |  | Reflector | 1 | 65 | Bedroom | 121834 | Bedroom | 0.0012318
Table | Incandescent |  | Standard A Lamp | 1 | 40 | Bedroom | 121834 | Bedroom | 0.0012318
Ceiling Fixture | Incandescent |  | Standard A Lamp | 1 | 60 | Closet | 121835 | Closet | 0.0012318
Recessed Can | Halogen |  | PAR | 1 | 75 | Closet | 121836 | Closet | 0.0012318
Chandelier (Hanging) | Incandescent |  | Decorative | 4 | 40 | Dining Room | 121837 | Dining Room | 0.0012318
Wall Mount | Incandescent |  | Standard A Lamp | 1 | 60 | Dining Room | 121837 | Dining Room | 0.0012318
Ceiling Fixture | Incandescent |  | Standard A Lamp | 2 | 25 | Other | 121838 | Other | 0.0012318
Garage door opener | Incandescent |  | Globe | 1 | 60 | Garage | 121839 | Garage | 0.0012318
Ceiling Fixture | Incandescent |  | Standard A Lamp | 1 | 60 | Garage | 121839 | Garage | 0.0012318
Recessed Can | Incandescent |  | Reflector | 1 | 65 | Kitchen | 1218310 | Kitchen | 0.0012318
Recessed Can | Compact Fluorescent |  | Reflector | 1 | 23 | Kitchen | 1218310 | Kitchen | 0.0012318
Floor lamp | Incandescent |  | Standard A Lamp | 1 | 100 | Kitchen | 1218310 | Kitchen | 0.0012318
Floor lamp | Halogen |  | Other | 1 | 50 | Kitchen | 1218310 | Kitchen | 0.0012318
Recessed Can | Incandescent |  | Reflector | 1 | 65 | Living Room | 1218311 | Living Room | 0.0012318
Table | Incandescent |  | Standard A Lamp | 1 | 60 | Living Room | 1218311 | Living Room | 0.0012318
Table | Incandescent |  | Standard A Lamp | 1 | 100 | Living Room | 1218311 | Living Room | 0.0012318
Table | Incandescent |  | 3-Way Incandescent | 1 | 100 | Master Bedroom | 1218312 | Master Bedroom | 0.0012318
Table | Incandescent |  | Standard A Lamp | 1 | 100 | Master Bedroom | 1218312 | Master Bedroom | 0.0012318
Floor lamp | Incandescent |  | Standard A Lamp | 2 | 100 | Office | 1218313 | Office | 0.0012318
Table | Incandescent |  | Standard A Lamp | 1 | 60 | Office | 1218313 | Office | 0.0012318
Chandelier (Hanging) | Incandescent |  | Decorative | 3 | 25 | Other | 1218314 | Other | 0.0012318
Ceiling Fixture | Incandescent |  | Standard A Lamp | 2 | 75 | Dining Room | 121861 | Dining Room | 0.0012318
Ceiling Fixture | Incandescent |  | Standard A Lamp | 2 | 75 | Hall | 121862 | Hall | 0.0012318
Ceiling Fixture | Linear Fluorescent | 24 | T-12 | 1 | 15 | Closet | 121863 | Closet | 0.0012318
Ceiling Fixture | Incandescent |  | Standard A Lamp | 1 | 60 | Family Room | 121864 | Family Room | 0.0012318
Ceiling Fixture | Linear Fluorescent | 48 | T-12 | 2 | 40 | Family Room | 121864 | Family Room | 0.0012318
Floor lamp | Halogen |  | Quartz Tube | 1 | 300 | Family Room | 121864 | Family Room | 0.0012318
Wall Mount | Incandescent |  | Decorative | 3 | 40 | Bathroom | 121865 | Bathroom | 0.0012318
Ceiling Fan | Incandescent |  | Standard A Lamp | 1 | 40 | Bathroom | 121865 | Bathroom | 0.0012318
Ceiling Fixture | Linear Fluorescent | 48 | T-12 | 2 | 40 | Laundry Room | 121866 | Laundry Room | 0.0012318
Garage door opener | Incandescent |  | Standard A Lamp | 2 | 60 | Garage | 121867 | Garage | 0.0012318
Ceiling Fixture | Linear Fluorescent | 24 | T-12 | 2 | 25 | Garage | 121867 | Garage | 0.0012318
Recessed Can | Incandescent |  | Reflector | 1 | 75 | Kitchen | 121868 | Kitchen | 0.0012318
Ceiling Fixture | Incandescent |  | Standard A Lamp | 2 | 60 | Hall | 121869 | Hall | 0.0012318
Recessed Can | Incandescent |  | Reflector | 1 | 65 | Bathroom | 1218610 | Bathroom | 0.0012318
Recessed Can | Incandescent |  | Standard A Lamp | 1 | 65 | Bedroom | 1218611 | Bedroom | 0.0012318
Table | Incandescent |  | Clear | 1 | 65 | Bedroom | 1218611 | Bedroom | 0.0012318
Wall Mount | Incandescent |  | Standard A Lamp | 2 | 60 | Bathroom | 1218612 | Bathroom | 0.0012318
Recessed Can | Compact Fluorescent |  | Reflector | 1 | 19 | Bedroom | 1218613 | Bedroom | 0.0012318
Recessed Can | Incandescent |  | Reflector | 1 | 65 | Bedroom | 1218614 | Bedroom | 0.0012318
Floor lamp | Incandescent |  | Globe | 1 | 75 | Living Room | 1218615 | Living Room | 0.0012318
Wall Mount | Compact Fluorescent |  | Twist | 3 | 13 | Bathroom | 121901 | Bathroom | 0.0012318
Wall Mount | Compact Fluorescent |  | Twist | 3 | 23 | Bathroom | 121902 | Bathroom | 0.0012318
Recessed Can | Incandescent |  | Reflector | 1 | 65 | Bathroom | 121902 | Bathroom | 0.0012318
Recessed Can | Incandescent |  | Reflector | 1 | 65 | Bathroom | 121902 | Bathroom | 0.0012318
Wall Mount | Compact Fluorescent |  | Twist | 3 | 13 | Bathroom | 121903 | Bathroom | 0.0012318
Wall Mount | Compact Fluorescent |  | Twist | 4 | 13 | Bathroom | 121904 | Bathroom | 0.0012318
Recessed Can | Compact Fluorescent |  | Flood | 1 | 14 | Bathroom | 121904 | Bathroom | 0.0012318
Wall Mount | Compact Fluorescent |  | Twist | 3 | 13 | Bathroom | 121905 | Bathroom | 0.0012318
Ceiling Fixture | Incandescent |  | Standard A Lamp | 1 | 60 | Bathroom | 121905 | Bathroom | 0.0012318
Recessed Can | Incandescent |  | Reflector | 1 | 65 | Bedroom | 121906 | Bedroom | 0.0012318
Recessed Can | Compact Fluorescent |  | Flood | 1 | 14 | Bedroom | 121906 | Bedroom | 0.0012318
Recessed Can | Incandescent |  | Reflector | 1 | 65 | Bedroom | 121907 | Bedroom | 0.0012318
Recessed Can | Incandescent |  | Reflector | 1 | 65 | Bedroom | 121908 | Bedroom | 0.0012318
Table | Compact Fluorescent |  | Twist | 1 | 13 | Bedroom | 121908 | Bedroom | 0.0012318
Chandelier (Hanging) | Compact Fluorescent |  | Twist | 1 | 23 | Closet | 121909 | Closet | 0.0012318
Recessed Can | Compact Fluorescent |  | Flood | 1 | 14 | Other | 1219010 | Other | 0.0012318
Recessed Can | Incandescent |  | Reflector | 1 | 65 | Dining Room | 1219011 | Dining Room | 0.0012318
Chandelier (Hanging) | Compact Fluorescent |  | Twist | 2 | 13 | Dining Room | 1219011 | Dining Room | 0.0012318
Recessed Can | Incandescent |  | Reflector | 1 | 65 | Other | 1219012 | Other | 0.0012318
Recessed Can | Compact Fluorescent |  | Flood | 1 | 14 | Family Room | 1219013 | Family Room | 0.0012318
Table | Compact Fluorescent |  | Twist | 1 | 23 | Family Room | 1219013 | Family Room | 0.0012318
Table | Compact Fluorescent |  | Twist | 1 | 13 | Family Room | 1219013 | Family Room | 0.0012318
Ceiling Fixture | Linear Fluorescent | 48 | T-8 | 2 | 32 | Garage | 1219014 | Garage | 0.0012318
Garage door opener | Compact Fluorescent |  | Twist | 2 | 13 | Garage | 1219014 | Garage | 0.0012318
Recessed Can | Incandescent |  | Reflector | 1 | 65 | Bedroom | 1219015 | Bedroom | 0.0012318
Recessed Can | Incandescent |  | Reflector | 1 | 65 | Bedroom | 1219016 | Bedroom | 0.0012318
Recessed Can | Incandescent |  | Reflector | 1 | 65 | Hall | 1219017 | Hall | 0.0012318
Recessed Can | Compact Fluorescent |  | Flood | 1 | 14 | Hall | 1219018 | Hall | 0.0012318
Wall Mount | Incandescent |  | Standard A Lamp | 1 | 60 | Hall | 1219019 | Hall | 0.0012318
Ceiling Fixture | Compact Fluorescent |  | Twist | 1 | 13 | Kitchen | 1219020 | Kitchen | 0.0012318
Recessed Can | Incandescent |  | Reflector | 1 | 65 | Kitchen | 1219020 | Kitchen | 0.0012318
Other | Incandescent |  | Other | 3 | 40 | Kitchen | 1219020 | Kitchen | 0.0012318
Recessed Can | Compact Fluorescent |  | Flood | 1 | 14 | Laundry Room | 1219021 | Laundry Room | 0.0012318
Recessed Can | Incandescent |  | Reflector | 1 | 65 | Other | 1219022 | Other | 0.0012318
Recessed Can | Incandescent |  | Reflector | 1 | 65 | Master Bedroom | 1219023 | Master Bedroom | 0.0012318
Table | Compact Fluorescent |  | Twist | 1 | 13 | Master Bedroom | 1219023 | Master Bedroom | 0.0012318
Ceiling Fan | Incandescent |  | Standard A Lamp | 2 | 60 | Master Bedroom | 1219023 | Master Bedroom | 0.0012318
Ceiling Fixture | Compact Fluorescent |  | Twist | 2 | 13 | Other | 1219024 | Other | 0.0012318
Recessed Can | Incandescent |  | Reflector | 1 | 65 | Other | 1219025 | Other | 0.0012318
Ceiling Fixture | Compact Fluorescent |  | Twist | 1 | 23 | Office | 1219026 | Office | 0.0012318
Recessed Can | Incandescent |  | Reflector | 1 | 65 | Office | 1219026 | Office | 0.0012318
Recessed Can | Incandescent |  | Reflector | 1 | 65 | Other | 1219027 | Other | 0.0012318
Recessed Can | Incandescent |  | Reflector | 1 | 65 | Other | 1219028 | Other | 0.0012318
Ceiling Fixture | Compact Fluorescent |  | Twist | 1 | 15 | Hall | 121971 | Hall | 0.00037892
Ceiling Fixture | Compact Fluorescent |  | Twist | 1 | 22 | Other | 121972 | Other | 0.00037892
Ceiling Fixture | Compact Fluorescent |  | Twist | 1 | 15 | Other | 121972 | Other | 0.00037892
Ceiling Fixture | Linear Fluorescent | 48 | T-12 | 1 | 40 | Other | 121972 | Other | 0.00037892
Ceiling Fixture | Linear Fluorescent | 48 | T-12 | 2 | 40 | Other | 121972 | Other | 0.00037892
Wall Mount | Compact Fluorescent |  | Twist | 2 | 14 | Bathroom | 121973 | Bathroom | 0.00037892
Ceiling Fixture | Compact Fluorescent |  | Twist | 1 | 9 | Master Bedroom | 121974 | Master Bedroom | 0.00037892
Ceiling Fixture | Compact Fluorescent |  | Twist | 1 | 15 | Closet | 121975 | Closet | 0.00037892
Wall Mount | Compact Fluorescent |  | Twist | 1 | 18 | Closet | 121976 | Closet | 0.00037892
Recessed Can | Compact Fluorescent |  | Reflector | 1 | 15 | Kitchen | 121977 | Kitchen | 0.00037892
Chandelier (Hanging) | Compact Fluorescent |  | Twist | 1 | 15 | Kitchen | 121977 | Kitchen | 0.00037892
Other | Compact Fluorescent |  | Twist | 1 | 15 | Kitchen | 121977 | Kitchen | 0.00037892
Other | Linear Fluorescent | 18 | Fluorescent Unknown | 1 | 15 | Kitchen | 121977 | Kitchen | 0.00037892
Ceiling Fixture | Compact Fluorescent |  | A shape bulb | 1 | 14 | Living Room | 121978 | Living Room | 0.00037892
Floor lamp | Compact Fluorescent |  | Twist | 1 | 14 | Living Room | 121978 | Living Room | 0.00037892
Other | Compact Fluorescent |  | Twist | 1 | 14 | Living Room | 121978 | Living Room | 0.00037892
Ceiling Fixture | Compact Fluorescent |  | Twist | 1 | 15 | Closet | 1219710 | Closet | 0.00037892
Wall Mount | Incandescent |  | Standard A Lamp | 6 | 60 | Bathroom | 121991 | Bathroom | 0.00049795
Ceiling Fan | Incandescent |  | Standard A Lamp | 1 | 60 | Bathroom | 121991 | Bathroom | 0.00049795
Chandelier (Hanging) | Incandescent |  | Globe | 1 | 100 | Master Bedroom | 121992 | Master Bedroom | 0.00049795
Table | Incandescent |  | Decorative | 1 | 60 | Master Bedroom | 121992 | Master Bedroom | 0.00049795
Ceiling Fixture | Incandescent |  | Standard A Lamp | 1 | 60 | Closet | 121993 | Closet | 0.00049795
Chandelier (Hanging) | Incandescent |  | Standard A Lamp | 3 | 60 | Dining Room | 121994 | Dining Room | 0.00049795
Ceiling Fixture | Incandescent |  | Standard A Lamp | 1 | 60 | Hall | 121995 | Hall | 0.00049795
Wall Mount | Incandescent |  | Standard A Lamp | 1 | 75 | Garage | 121996 | Garage | 0.00049795
Wall Mount | Incandescent |  | Standard A Lamp | 1 | 75 | Garage | 121997 | Garage | 0.00049795
Garage door opener | Incandescent |  | Standard A Lamp | 1 | 15 | Garage | 121997 | Garage | 0.00049795
Ceiling Fixture | Compact Fluorescent |  | Twist | 1 | 23 | Garage | 121997 | Garage | 0.00049795
Track | Halogen |  | MR | 3 | 50 | Kitchen | 121998 | Kitchen | 0.00049795
Ceiling Fixture | Incandescent |  | Standard A Lamp | 1 | 60 | Laundry Room | 121999 | Laundry Room | 0.00049795
Ceiling Fan | Halogen |  | MR | 3 | 50 | Living Room | 1219910 | Living Room | 0.00049795
Table | Compact Fluorescent |  | Twist | 2 | 15 | Living Room | 1219910 | Living Room | 0.00049795
Recessed Can | Compact Fluorescent |  | Reflector | 1 | 15 | Family Room | 1219911 | Family Room | 0.00049795
Wall Mount | Incandescent |  | Clear | 3 | 40 | Bathroom | 122031 | Bathroom | 0.00037892
Ceiling Fixture | Compact Fluorescent |  | Twist | 2 | 15 | Bedroom | 122032 | Bedroom | 0.00037892
Floor lamp | Compact Fluorescent |  | Twist | 1 | 15 | Bedroom | 122032 | Bedroom | 0.00037892
Ceiling Fixture | Incandescent |  | Standard A Lamp | 1 | 60 | Hall | 122033 | Hall | 0.00037892
Chandelier (Hanging) | Compact Fluorescent |  | Twist | 1 | 15 | Dining Room | 122034 | Dining Room | 0.00037892
Table | Compact Fluorescent |  | Twist | 1 | 15 | Dining Room | 122034 | Dining Room | 0.00037892
Ceiling Fixture | Compact Fluorescent |  | Twist | 2 | 15 | Family Room | 122035 | Family Room | 0.00037892
Track | Halogen |  | MR | 3 | 50 | Kitchen | 122036 | Kitchen | 0.00037892
Ceiling Fan | Compact Fluorescent |  | Twist | 1 | 15 | Living Room | 122037 | Living Room | 0.00037892
Table | Compact Fluorescent |  | Twist | 1 | 15 | Living Room | 122037 | Living Room | 0.00037892
Chandelier (Hanging) | Incandescent |  | Mini base | 6 | 25 | Other | 122038 | Other | 0.00037892
Ceiling Fixture | Compact Fluorescent |  | Twist | 2 | 15 | Office | 122039 | Office | 0.00037892
Table | Compact Fluorescent |  | Twist | 1 | 15 | Office | 122039 | Office | 0.00037892
Ceiling Fixture | Compact Fluorescent |  | Twist | 2 | 15 | Bedroom | 1220311 | Bedroom | 0.00037892
Track | Halogen |  | MR | 5 | 30 | Master Bedroom | 1220312 | Master Bedroom | 0.00037892
Wall Mount | Incandescent |  | Standard A Lamp | 1 | 60 | Bathroom | 122071 | Bathroom | 0.0012318
Chandelier (Hanging) | Incandescent |  | Globe | 1 | 60 | Dining Room | 122072 | Dining Room | 0.0012318
Ceiling Fixture | Linear Fluorescent | 48 | T-12 | 2 | 40 | Garage | 122073 | Garage | 0.0012318
Ceiling Fixture | Incandescent |  | Standard A Lamp | 1 | 60 | Garage | 122073 | Garage | 0.0012318
Ceiling Fixture | Incandescent |  | Standard A Lamp | 1 | 60 | Hall | 122074 | Hall | 0.0012318
Ceiling Fixture | Compact Fluorescent |  | Twist | 4 | 15 | Kitchen | 122075 | Kitchen | 0.0012318
Ceiling Fixture | Compact Fluorescent |  | Twist | 1 | 15 | Laundry Room | 122076 | Laundry Room | 0.0012318
Floor lamp | Compact Fluorescent |  | Twist | 1 | 15 | Living Room | 122077 | Living Room | 0.0012318
Wall Mount | Compact Fluorescent |  | Twist | 3 | 15 | Bathroom | 122078 | Bathroom | 0.0012318
Ceiling Fixture | Compact Fluorescent |  | Twist | 2 | 15 | Bedroom | 122079 | Bedroom | 0.0012318
Table | Incandescent |  | 3-Way Incandescent | 1 | 150 | Bedroom | 122079 | Bedroom | 0.0012318
Ceiling Fixture | Compact Fluorescent |  | Twist | 2 | 15 | Bedroom | 1220710 | Bedroom | 0.0012318
Ceiling Fixture | Compact Fluorescent |  | Twist | 1 | 15 | Hall | 1220711 | Hall | 0.0012318
Ceiling Fixture | Incandescent |  | Standard A Lamp | 2 | 60 | Master Bedroom | 1220712 | Master Bedroom | 0.0012318
Table | Incandescent |  | Decorative | 1 | 40 | Master Bedroom | 1220712 | Master Bedroom | 0.0012318
Track | Incandescent |  | Standard A Lamp | 1 | 60 | Living Room | 122131 | Living Room | 0.000364
Wall Mount | Incandescent |  | Standard A Lamp | 1 | 100 | Living Room | 122131 | Living Room | 0.000364
Floor lamp | Incandescent |  | Standard A Lamp | 1 | 100 | Living Room | 122131 | Living Room | 0.000364
Ceiling Fixture | Incandescent |  | Standard A Lamp | 1 | 40 | Hall | 122132 | Hall | 0.000364
Ceiling Fixture | Linear Fluorescent | 24 | T-12 | 4 | 32 | Kitchen | 122133 | Kitchen | 0.000364
Ceiling Fixture | Incandescent |  | Standard A Lamp | 1 | 40 | Kitchen | 122133 | Kitchen | 0.000364
Chandelier (Hanging) | Incandescent |  | Standard A Lamp | 5 | 60 | Dining Room | 122134 | Dining Room | 0.000364
Recessed Can | Incandescent |  | Reflector | 1 | 60 | Dining Room | 122134 | Dining Room | 0.000364
Wall Mount | Incandescent |  | Standard A Lamp | 1 | 60 | Dining Room | 122134 | Dining Room | 0.000364
Ceiling Fixture | Incandescent |  | Standard A Lamp | 2 | 40 | Hall | 122135 | Hall | 0.000364
Wall Mount | Incandescent |  | Clear | 3 | 60 | Bathroom | 122136 | Bathroom | 0.000364
Table | Incandescent |  | Standard A Lamp | 1 | 40 | Bedroom | 122137 | Bedroom | 0.000364
Ceiling Fixture | Incandescent |  | Standard A Lamp | 2 | 75 | Bedroom | 122137 | Bedroom | 0.000364
Ceiling Fixture | Incandescent |  | Standard A Lamp | 2 | 60 | Bedroom | 122138 | Bedroom | 0.000364
Ceiling Fixture | Incandescent |  | Standard A Lamp | 1 | 60 | Garage | 122139 | Garage | 0.000364
Garage door opener | Incandescent |  | Standard A Lamp | 2 | 60 | Garage | 122139 | Garage | 0.000364
Wall Mount | Compact Fluorescent |  | Twist | 2 | 22 | Bathroom | 122141 | Bathroom | 0.0012318
Wall Mount | Compact Fluorescent |  | Twist | 2 | 15 | Bathroom | 122142 | Bathroom | 0.0012318
Ceiling Fixture | Compact Fluorescent |  | Twist | 1 | 15 | Master Bedroom | 122143 | Master Bedroom | 0.0012318
Ceiling Fixture | Incandescent |  | Standard A Lamp | 1 | 60 | Bedroom | 122144 | Bedroom | 0.0012318
Ceiling Fixture | Compact Fluorescent |  | Twist | 2 | 22 | Bedroom | 122145 | Bedroom | 0.0012318
Ceiling Fixture | Compact Fluorescent |  | Twist | 1 | 15 | Garage | 122146 | Garage | 0.0012318
Ceiling Fixture | Compact Fluorescent |  | Twist | 1 | 15 | Hall | 122147 | Hall | 0.0012318
Ceiling Fixture | Compact Fluorescent |  | Twist | 2 | 15 | Kitchen | 122148 | Kitchen | 0.0012318
Recessed - other | Compact Fluorescent |  | Twist | 1 | 15 | Kitchen | 122148 | Kitchen | 0.0012318
Table | Compact Fluorescent |  | Straight Tube | 1 | 15 | Living Room | 122149 | Living Room | 0.0012318
Ceiling Fixture | Compact Fluorescent |  | Twist | 2 | 15 | Dining Room | 1221410 | Dining Room | 0.0012318
Recessed Can | Incandescent |  | Reflector | 1 | 65 | Bathroom | 122151 | Bathroom | 0.00049795
Ceiling Fixture | Incandescent |  | Standard A Lamp | 2 | 60 | Bedroom | 122152 | Bedroom | 0.00049795
Table | Incandescent |  | 3-Way Incandescent | 1 | 150 | Bedroom | 122152 | Bedroom | 0.00049795
Chandelier (Hanging) | Incandescent |  | Standard A Lamp | 4 | 60 | Dining Room | 122153 | Dining Room | 0.00049795
Architectural | Incandescent |  | Standard A Lamp | 1 | 60 | Garage | 122154 | Garage | 0.00049795
Garage door opener | Incandescent |  | Standard A Lamp | 1 | 40 | Garage | 122154 | Garage | 0.00049795
Ceiling Fixture | Incandescent |  | Standard A Lamp | 1 | 60 | Hall | 122155 | Hall | 0.00049795
Ceiling Fixture | Incandescent |  | Standard A Lamp | 1 | 60 | Hall | 122156 | Hall | 0.00049795
Ceiling Fixture | Incandescent |  | Standard A Lamp | 2 | 60 | Kitchen | 122157 | Kitchen | 0.00049795
Recessed Can | Incandescent |  | Reflector | 1 | 65 | Kitchen | 122157 | Kitchen | 0.00049795
Ceiling Fixture | Incandescent |  | Standard A Lamp | 1 | 60 | Laundry Room | 122158 | Laundry Room | 0.00049795
Table | Incandescent |  | Decorative | 2 | 40 | Living Room | 122159 | Living Room | 0.00049795
Table | Incandescent |  | Standard A Lamp | 1 | 60 | Living Room | 122159 | Living Room | 0.00049795
Floor lamp | Incandescent |  | Standard A Lamp | 1 | 60 | Living Room | 122159 | Living Room | 0.00049795
Ceiling Fixture | Incandescent |  | Standard A Lamp | 1 | 60 | Master Bedroom | 1221510 | Master Bedroom | 0.00049795
Other | Incandescent |  | Mini base | 1 | 40 | Master Bedroom | 1221510 | Master Bedroom | 0.00049795
Table | Incandescent |  | Standard A Lamp | 2 | 60 | Master Bedroom | 1221510 | Master Bedroom | 0.00049795
Ceiling Fixture | Incandescent |  | Standard A Lamp | 1 | 60 | Other | 122261 | Other | 0.0017229
Ceiling Fixture | Incandescent |  | Standard A Lamp | 1 | 60 | Bathroom | 122262 | Bathroom | 0.0017229
Wall Mount | Incandescent |  | Globe | 6 | 40 | Bathroom | 122262 | Bathroom | 0.0017229
Ceiling Fixture | Incandescent |  | Standard A Lamp | 4 | 60 | Bathroom | 122263 | Bathroom | 0.0017229
Wall Mount | Incandescent |  | Standard A Lamp | 4 | 75 | Bathroom | 122263 | Bathroom | 0.0017229
Ceiling Fixture | Incandescent |  | Standard A Lamp | 1 | 60 | Bathroom | 122264 | Bathroom | 0.0017229
Wall Mount | Incandescent |  | Globe | 6 | 40 | Bathroom | 122264 | Bathroom | 0.0017229
Wall Mount | Compact Fluorescent |  | Twist | 3 | 15 | Bathroom | 122265 | Bathroom | 0.0017229
Table | Incandescent |  | Standard A Lamp | 1 | 60 | Bedroom | 122266 | Bedroom | 0.0017229
Ceiling Fan | Incandescent |  | Standard A Lamp | 3 | 60 | Bedroom | 122266 | Bedroom | 0.0017229
Ceiling Fan | Incandescent |  | Standard A Lamp | 2 | 60 | Bedroom | 122267 | Bedroom | 0.0017229
Floor lamp | Incandescent |  | Standard A Lamp | 5 | 60 | Bedroom | 122267 | Bedroom | 0.0017229
Table | Incandescent |  | Standard A Lamp | 1 | 60 | Bedroom | 122268 | Bedroom | 0.0017229
Ceiling Fan | Incandescent |  | Standard A Lamp | 2 | 60 | Bedroom | 122268 | Bedroom | 0.0017229
Ceiling Fan | Incandescent |  | Standard A Lamp | 2 | 60 | Bedroom | 122269 | Bedroom | 0.0017229
Table | Incandescent |  | Standard A Lamp | 1 | 60 | Bedroom | 122269 | Bedroom | 0.0017229
Ceiling Fixture | Incandescent |  | Standard A Lamp | 2 | 60 | Bedroom | 1222610 | Bedroom | 0.0017229
Table | Incandescent |  | Standard A Lamp | 1 | 60 | Bedroom | 1222610 | Bedroom | 0.0017229
Ceiling Fixture | Incandescent |  | Standard A Lamp | 2 | 60 | Bedroom | 1222611 | Bedroom | 0.0017229
Ceiling Fixture | Incandescent |  | Standard A Lamp | 1 | 60 | Bedroom | 1222611 | Bedroom | 0.0017229
Ceiling Fixture | Compact Fluorescent |  | Twist | 2 | 15 | Other | 1222612 | Other | 0.0017229
Ceiling Fixture | Incandescent |  | Standard A Lamp | 2 | 60 | Closet | 1222613 | Closet | 0.0017229
Ceiling Fixture | Incandescent |  | Standard A Lamp | 1 | 60 | Closet | 1222614 | Closet | 0.0017229
Table | Incandescent |  | Standard A Lamp | 4 | 60 | Family Room | 1222615 | Family Room | 0.0017229
Recessed Can | Incandescent |  | Reflector | 1 | 40 | Family Room | 1222615 | Family Room | 0.0017229
Ceiling Fan | Incandescent |  | Standard A Lamp | 3 | 60 | Family Room | 1222615 | Family Room | 0.0017229
Ceiling Fixture | Incandescent |  | Standard A Lamp | 1 | 60 | Other | 1222616 | Other | 0.0017229
Ceiling Fan | Incandescent |  | Standard A Lamp | 2 | 60 | Other | 1222616 | Other | 0.0017229
Recessed Can | Incandescent |  | Reflector | 1 | 60 | Other | 1222616 | Other | 0.0017229
Floor lamp | Incandescent |  | Standard A Lamp | 3 | 60 | Other | 1222616 | Other | 0.0017229
Floor lamp | Incandescent |  | Standard A Lamp | 3 | 60 | Other | 1222616 | Other | 0.0017229
Ceiling Fixture | Linear Fluorescent | 48 | T-12 | 4 | 40 | Garage | 1222617 | Garage | 0.0017229
Ceiling Fixture | Linear Fluorescent | 48 | T-12 | 2 | 40 | Garage | 1222617 | Garage | 0.0017229
Garage door opener | Incandescent |  | Standard A Lamp | 2 | 60 | Garage | 1222617 | Garage | 0.0017229
Recessed Can | Incandescent |  | Reflector | 1 | 60 | Hall | 1222618 | Hall | 0.0017229
Table | Compact Fluorescent |  | Twist | 1 | 15 | Hall | 1222618 | Hall | 0.0017229
Chandelier (Hanging) | Incandescent |  | Standard A Lamp | 1 | 60 | Hall | 1222618 | Hall | 0.0017229
Recessed Can | Incandescent |  | Standard A Lamp | 1 | 60 | Hall | 1222618 | Hall | 0.0017229
Ceiling Fixture | Incandescent |  | Standard A Lamp | 1 | 60 | Hall | 1222618 | Hall | 0.0017229
Recessed Can | Compact Fluorescent |  | Reflector | 1 | 22 | Kitchen | 1222619 | Kitchen | 0.0017229
Chandelier (Hanging) | Incandescent |  | Standard A Lamp | 5 | 60 | Kitchen | 1222619 | Kitchen | 0.0017229
Track | Halogen |  | PAR | 3 | 50 | Kitchen | 1222619 | Kitchen | 0.0017229
Recessed - other | Linear Fluorescent | 24 | T-12 | 1 | 32 | Kitchen | 1222619 | Kitchen | 0.0017229
Ceiling Fixture | Incandescent |  | Standard A Lamp | 1 | 60 | Laundry Room | 1222620 | Laundry Room | 0.0017229
Chandelier (Hanging) | Incandescent |  | Reflector | 8 | 40 | Living Room | 1222621 | Living Room | 0.0017229
Floor lamp | Incandescent |  | Standard A Lamp | 3 | 60 | Living Room | 1222621 | Living Room | 0.0017229
Table | Incandescent |  | Standard A Lamp | 1 | 60 | Living Room | 1222621 | Living Room | 0.0017229
Recessed Can | Incandescent |  | Reflector | 1 | 60 | Living Room | 1222621 | Living Room | 0.0017229
Ceiling Fixture | Incandescent |  | Standard A Lamp | 1 | 60 | Closet | 1222622 | Closet | 0.0017229
Chandelier (Hanging) | Incandescent |  | Globe | 3 | 40 | Bathroom | 122291 | Bathroom | 0.00037892
Ceiling Fan | Incandescent |  | Standard A Lamp | 1 | 60 | Bathroom | 122292 | Bathroom | 0.00037892
Wall Mount | Compact Fluorescent |  | Twist | 4 | 15 | Bathroom | 122292 | Bathroom | 0.00037892
Ceiling Fixture | Compact Fluorescent |  | Twist | 1 | 22 | Bedroom | 122293 | Bedroom | 0.00037892
Chandelier (Hanging) | Incandescent |  | Standard A Lamp | 1 | 25 | Dining Room | 122294 | Dining Room | 0.00037892
Ceiling Fixture | Compact Fluorescent |  | Twist | 1 | 15 | Family Room | 122295 | Family Room | 0.00037892
Ceiling Fixture | Incandescent |  | Standard A Lamp | 1 | 60 | Hall | 122296 | Hall | 0.00037892
Recessed Can | Incandescent |  | Reflector | 1 | 65 | Kitchen | 122297 | Kitchen | 0.00037892
Ceiling Fixture | Incandescent |  | Standard A Lamp | 1 | 60 | Kitchen | 122297 | Kitchen | 0.00037892
Ceiling Fixture | Linear Fluorescent | 25 | T-4 | 1 | 16 | Laundry Room | 122298 | Laundry Room | 0.00037892
Architectural | Incandescent |  | Standard A Lamp | 3 | 60 | Living Room | 122299 | Living Room | 0.00037892
Ceiling Fixture | Incandescent |  | Standard A Lamp | 1 | 60 | Master Bedroom | 1222910 | Master Bedroom | 0.00037892
Ceiling Fixture | Incandescent |  | Standard A Lamp | 1 | 60 | Office | 1222911 | Office | 0.00037892
Wall Mount | Incandescent |  | Standard A Lamp | 3 | 60 | Bathroom | 122301 | Bathroom | 0.0017229
Ceiling Fixture | Incandescent |  | Standard A Lamp | 1 | 40 | Bathroom | 122301 | Bathroom | 0.0017229
Wall Mount | Compact Fluorescent |  | Twist | 3 | 13 | Bathroom | 122302 | Bathroom | 0.0017229
Other | Halogen |  | PAR | 1 | 100 | Bedroom | 122303 | Bedroom | 0.0017229
Ceiling Fixture | Incandescent |  | Standard A Lamp | 2 | 60 | Bedroom | 122303 | Bedroom | 0.0017229
Floor lamp | Incandescent |  | Standard A Lamp | 1 | 60 | Bedroom | 122303 | Bedroom | 0.0017229
Wall Mount | Compact Fluorescent |  | Twist | 1 | 13 | Hall | 122304 | Hall | 0.0017229
Ceiling Fixture | Incandescent |  | Standard A Lamp | 1 | 60 | Hall | 122304 | Hall | 0.0017229
Ceiling Fan | Compact Fluorescent |  | Twist | 2 | 27 | Other | 122305 | Other | 0.0017229
Ceiling Fixture | Incandescent |  | Standard A Lamp | 1 | 60 | Family Room | 122306 | Family Room | 0.0017229
Floor lamp | Incandescent |  | Standard A Lamp | 1 | 75 | Family Room | 122306 | Family Room | 0.0017229
Floor lamp | Incandescent |  | Reflector | 1 | 25 | Family Room | 122306 | Family Room | 0.0017229
Ceiling Fixture | Incandescent |  | Reflector | 1 | 65 | Garage | 122307 | Garage | 0.0017229
Recessed Can | Compact Fluorescent |  | Twist | 1 | 13 | Kitchen | 122308 | Kitchen | 0.0017229
Chandelier (Hanging) | Incandescent |  | Standard A Lamp | 5 | 40 | Kitchen | 122308 | Kitchen | 0.0017229
Ceiling Fixture | Incandescent |  | Standard A Lamp | 1 | 40 | Kitchen | 122308 | Kitchen | 0.0017229
Ceiling Fixture | Incandescent |  | Standard A Lamp | 1 | 13 | Laundry Room | 122309 | Laundry Room | 0.0017229
Floor lamp | Compact Fluorescent |  | Twist | 1 | 27 | Living Room | 1223010 | Living Room | 0.0017229
Floor lamp | Compact Fluorescent |  | Circline (Screw Base) | 2 | 22 | Living Room | 1223010 | Living Room | 0.0017229
Floor lamp | Incandescent |  | Standard A Lamp | 1 | 75 | Living Room | 1223010 | Living Room | 0.0017229
Wall Mount | Incandescent |  | Standard A Lamp | 3 | 60 | Bathroom | 1223011 | Bathroom | 0.0017229
Ceiling Fan | Incandescent |  | Decorative | 3 | 40 | Master Bedroom | 1223012 | Master Bedroom | 0.0017229
Floor lamp | Incandescent |  | Standard A Lamp | 2 | 40 | Master Bedroom | 1223012 | Master Bedroom | 0.0017229
Floor lamp | Compact Fluorescent |  | Twist | 1 | 13 | Master Bedroom | 1223012 | Master Bedroom | 0.0017229
Floor lamp | Incandescent |  | Mini base | 1 | 40 | Office | 1223013 | Office | 0.0017229
Ceiling Fan | Compact Fluorescent |  | Twist | 3 | 9 | Office | 1223013 | Office | 0.0017229
Floor lamp | Compact Fluorescent |  | Circline (Screw Base) | 1 | 22 | Office | 1223013 | Office | 0.0017229
Floor lamp | Compact Fluorescent |  | Twist | 1 | 13 | Office | 1223013 | Office | 0.0017229
Ceiling Fixture | Incandescent |  | Standard A Lamp | 2 | 60 | Office | 1223014 | Office | 0.0017229
Recessed Can | Incandescent |  | Reflector | 1 | 65 | Hall | 1223015 | Hall | 0.0017229
Ceiling Fixture | Incandescent |  | Standard A Lamp | 1 | 60 | Other | 122321 | Other | 0.00029524
Wall Mount | Incandescent |  | Standard A Lamp | 4 | 40 | Bathroom | 122322 | Bathroom | 0.00029524
Wall Mount | Incandescent |  | Globe | 3 | 40 | Bathroom | 122323 | Bathroom | 0.00029524
Ceiling Fixture | Incandescent |  | Other | 1 | 250 | Bathroom | 122323 | Bathroom | 0.00029524
Ceiling Fixture | Incandescent |  | Standard A Lamp | 1 | 100 | Bathroom | 122324 | Bathroom | 0.00029524
Ceiling Fixture | Incandescent |  | Standard A Lamp | 1 | 75 | Bathroom | 122324 | Bathroom | 0.00029524
Wall Mount | Incandescent |  | Standard A Lamp | 2 | 65 | Bathroom | 122324 | Bathroom | 0.00029524
Ceiling Fixture | Incandescent |  | Standard A Lamp | 2 | 60 | Bedroom | 122325 | Bedroom | 0.00029524
Wall Mount | Compact Fluorescent |  | Twist | 1 | 15 | Bedroom | 122326 | Bedroom | 0.00029524
Table | Incandescent |  | Standard A Lamp | 1 | 60 | Bedroom | 122326 | Bedroom | 0.00029524
Table | Incandescent |  | Standard A Lamp | 1 | 60 | Bedroom | 122326 | Bedroom | 0.00029524
Wall Mount | Incandescent |  | Standard A Lamp | 1 | 75 | Closet | 122327 | Closet | 0.00029524
Ceiling Fixture | Compact Fluorescent |  | Twist | 2 | 22 | Dining Room | 122328 | Dining Room | 0.00029524
Ceiling Fixture | Incandescent |  | Standard A Lamp | 1 | 60 | Hall | 122329 | Hall | 0.00029524
Ceiling Fixture | Compact Fluorescent |  | Twist | 2 | 15 | Kitchen | 1223210 | Kitchen | 0.00029524
Ceiling Fixture | Compact Fluorescent |  | Twist | 1 | 15 | Kitchen | 1223210 | Kitchen | 0.00029524
Ceiling Fixture | Linear Fluorescent | 48 | T-8 | 2 | 32 | Kitchen | 1223211 | Kitchen | 0.00029524
Ceiling Fixture | Incandescent |  | Standard A Lamp | 1 | 60 | Kitchen | 1223211 | Kitchen | 0.00029524
Track | Halogen |  | Other | 8 | 30 | Family Room | 1223212 | Family Room | 0.00029524
Wall Mount | Compact Fluorescent |  | Twist | 1 | 15 | Family Room | 1223212 | Family Room | 0.00029524
Floor lamp | Incandescent |  | Standard A Lamp | 5 | 40 | Family Room | 1223212 | Family Room | 0.00029524
Track | Halogen |  | Other | 3 | 30 | Family Room | 1223212 | Family Room | 0.00029524
Ceiling Fixture | Compact Fluorescent |  | Twist | 1 | 15 | Family Room | 1223212 | Family Room | 0.00029524
Table | Incandescent |  | Standard A Lamp | 1 | 60 | Family Room | 1223212 | Family Room | 0.00029524
Ceiling Fixture | Incandescent |  | Standard A Lamp | 1 | 60 | Family Room | 1223212 | Family Room | 0.00029524
Wall Mount | Incandescent |  | Standard A Lamp | 1 | 75 | Bathroom | 1223213 | Bathroom | 0.00029524
Track | Compact Fluorescent |  | Twist | 1 | 22 | Master Bedroom | 1223214 | Master Bedroom | 0.00029524
Wall Mount | Compact Fluorescent |  | Straight Tube | 1 | 15 | Master Bedroom | 1223214 | Master Bedroom | 0.00029524
Wall Mount | Incandescent |  | Standard A Lamp | 1 | 60 | Master Bedroom | 1223214 | Master Bedroom | 0.00029524
Table | Compact Fluorescent |  | Twist | 1 | 22 | Master Bedroom | 1223214 | Master Bedroom | 0.00029524
Wall Mount | Incandescent |  | Standard A Lamp | 1 | 40 | Closet | 1223215 | Closet | 0.00029524
Chandelier (Hanging) | Compact Fluorescent |  | Twist | 1 | 22 | Closet | 1223215 | Closet | 0.00029524
Ceiling Fixture | Linear Fluorescent | 48 | T-12 | 2 | 40 | Office | 1223216 | Office | 0.00029524
Ceiling Fixture | Incandescent |  | Standard A Lamp | 1 | 100 | Office | 1223216 | Office | 0.00029524
Table | Incandescent |  | Standard A Lamp | 1 | 60 | Office | 1223216 | Office | 0.00029524
Ceiling Fixture | Compact Fluorescent |  | Twist | 1 | 15 | Hall | 1223217 | Hall | 0.00029524
Wall Mount | Compact Fluorescent |  | Twist | 1 | 15 | Hall | 1223218 | Hall | 0.00029524
Ceiling Fixture | Incandescent |  | Standard A Lamp | 1 | 60 | Other | 1223219 | Other | 0.00029524
Ceiling Fixture | Linear Fluorescent | 48 | T-8 | 2 | 20 | Other | 1223220 | Other | 0.00029524
Ceiling Fixture | Compact Fluorescent |  | Pin base | 1 | 30 | Family Room | 122421 | Family Room | 0.00037892
Table | Compact Fluorescent |  | Twist | 1 | 13 | Family Room | 122421 | Family Room | 0.00037892
Floor lamp | Incandescent |  | Standard A Lamp | 1 | 100 | Family Room | 122421 | Family Room | 0.00037892
Recessed Can | Compact Fluorescent |  | Twist | 1 | 13 | Family Room | 122421 | Family Room | 0.00037892
Table | Compact Fluorescent |  | Twist | 1 | 13 | Family Room | 122421 | Family Room | 0.00037892
Wall Mount | Incandescent |  | Mini base | 8 | 40 | Bathroom | 122422 | Bathroom | 0.00037892
Ceiling Fixture | Incandescent |  | Heat Lamp | 2 | 15 | Bathroom | 122422 | Bathroom | 0.00037892
Table | Compact Fluorescent |  | Twist | 1 | 13 | Bedroom | 122423 | Bedroom | 0.00037892
Floor lamp | Incandescent |  | Standard A Lamp | 5 | 60 | Bedroom | 122423 | Bedroom | 0.00037892
Ceiling Fixture | Compact Fluorescent |  | Twist | 1 | 15 | Bedroom | 122423 | Bedroom | 0.00037892
Table | Compact Fluorescent |  | Mini base | 1 | 7 | Bedroom | 122424 | Bedroom | 0.00037892
Wall Mount | Compact Fluorescent |  | Twist | 1 | 13 | Bedroom | 122424 | Bedroom | 0.00037892
Table | Compact Fluorescent |  | Twist | 1 | 13 | Bedroom | 122425 | Bedroom | 0.00037892
Ceiling Fixture | Compact Fluorescent |  | Twist | 2 | 13 | Bedroom | 122425 | Bedroom | 0.00037892
Ceiling Fixture | Compact Fluorescent |  | Twist | 1 | 15 | Closet | 122426 | Closet | 0.00037892
Ceiling Fixture | Incandescent |  | Standard A Lamp | 1 | 60 | Dining Room | 122427 | Dining Room | 0.00037892
Floor lamp | Compact Fluorescent |  | Twist | 1 | 14 | Dining Room | 122427 | Dining Room | 0.00037892
Ceiling Fixture | Incandescent |  | Standard A Lamp | 1 | 100 | Kitchen | 122428 | Kitchen | 0.00037892
Ceiling Fixture | Incandescent |  | Clear | 3 | 25 | Kitchen | 122429 | Kitchen | 0.00037892
Ceiling Fixture | Compact Fluorescent |  | Pin base | 2 | 22 | Kitchen | 122429 | Kitchen | 0.00037892
Ceiling Fixture | Compact Fluorescent |  | Twist | 1 | 13 | Kitchen | 122429 | Kitchen | 0.00037892
Ceiling Fixture | Compact Fluorescent |  | Pin base | 1 | 30 | Kitchen | 122429 | Kitchen | 0.00037892
Ceiling Fixture | Compact Fluorescent |  | Twist | 1 | 15 | Closet | 1224210 | Closet | 0.00037892
Floor lamp | Compact Fluorescent |  | Twist | 1 | 13 | Living Room | 1224211 | Living Room | 0.00037892
Wall Mount | Compact Fluorescent |  | Twist | 2 | 13 | Living Room | 1224211 | Living Room | 0.00037892
Recessed Can | Compact Fluorescent |  | Twist | 1 | 13 | Living Room | 1224211 | Living Room | 0.00037892
Recessed - other | Compact Fluorescent |  | Twist | 1 | 13 | Living Room | 1224211 | Living Room | 0.00037892
Table | Incandescent |  | Decorative | 1 | 60 | Living Room | 1224211 | Living Room | 0.00037892
Ceiling Fixture | Incandescent |  | Heat Lamp | 2 | 60 | Bathroom | 1224212 | Bathroom | 0.00037892
Wall Mount | Compact Fluorescent |  | Twist | 3 | 13 | Bathroom | 1224212 | Bathroom | 0.00037892
Chandelier (Hanging) | Compact Fluorescent |  | Twist | 1 | 13 | Other | 1224213 | Other | 0.00037892
Wall Mount | Incandescent |  | Standard A Lamp | 1 | 40 | Hall | 122471 | Hall | 0.00049795
Ceiling Fixture | Compact Fluorescent |  | Twist | 2 | 15 | Bathroom | 122472 | Bathroom | 0.00049795
Wall Mount | Compact Fluorescent |  | Twist | 1 | 15 | Bathroom | 122472 | Bathroom | 0.00049795
Wall Mount | Incandescent |  | Standard A Lamp | 1 | 40 | Bathroom | 122472 | Bathroom | 0.00049795
Wall Mount | Incandescent |  | Decorative | 1 | 60 | Bathroom | 122472 | Bathroom | 0.00049795
Ceiling Fan | Incandescent |  | Standard A Lamp | 3 | 40 | Master Bedroom | 122473 | Master Bedroom | 0.00049795
Wall Mount | Incandescent |  | Standard A Lamp | 1 | 40 | Master Bedroom | 122473 | Master Bedroom | 0.00049795
Ceiling Fixture | Incandescent |  | Standard A Lamp | 1 | 40 | Closet | 122474 | Closet | 0.00049795
Ceiling Fixture | Incandescent |  | Standard A Lamp | 1 | 60 | Bedroom | 122475 | Bedroom | 0.00049795
Table | Incandescent |  | Mini base | 1 | 25 | Bedroom | 122475 | Bedroom | 0.00049795
Table | Compact Fluorescent |  | Twist | 1 | 15 | Bedroom | 122475 | Bedroom | 0.00049795
Wall Mount | Incandescent |  | Standard A Lamp | 1 | 40 | Bedroom | 122475 | Bedroom | 0.00049795
Wall Mount | Incandescent |  | Standard A Lamp | 1 | 40 | Bedroom | 122475 | Bedroom | 0.00049795
Ceiling Fixture | Incandescent |  | Standard A Lamp | 1 | 40 | Bathroom | 122476 | Bathroom | 0.00049795
Wall Mount | Incandescent |  | Mini base | 4 | 25 | Bathroom | 122476 | Bathroom | 0.00049795
Wall Mount | Incandescent |  | Standard A Lamp | 1 | 60 | Closet | 122477 | Closet | 0.00049795
Ceiling Fixture | Incandescent |  | Standard A Lamp | 1 | 60 | Closet | 122478 | Closet | 0.00049795
Ceiling Fixture | Linear Fluorescent | 48 | T-12 | 2 | 40 | Dining Room | 122479 | Dining Room | 0.00049795
Ceiling Fixture | Linear Fluorescent | 48 | T-12 | 2 | 40 | Garage | 1224710 | Garage | 0.00049795
Garage door opener | Incandescent |  | Standard A Lamp | 2 | 60 | Garage | 1224710 | Garage | 0.00049795
Ceiling Fixture | Incandescent |  | Standard A Lamp | 1 | 60 | Hall | 1224711 | Hall | 0.00049795
Ceiling Fixture | Linear Fluorescent | 48 | T-12 | 1 | 40 | Kitchen | 1224712 | Kitchen | 0.00049795
Ceiling Fixture | Linear Fluorescent | 24 | T-12 | 2 | 20 | Kitchen | 1224712 | Kitchen | 0.00049795
Ceiling Fixture | Linear Fluorescent | 24 | T-12 | 2 | 20 | Laundry Room | 1224713 | Laundry Room | 0.00049795
Table | Halogen |  | MR | 1 | 35 | Living Room | 1224714 | Living Room | 0.00049795
Torchiere | Halogen |  | Quartz Tube | 1 | 300 | Living Room | 1224714 | Living Room | 0.00049795
Table | Incandescent |  | Standard A Lamp | 1 | 40 | Living Room | 1224714 | Living Room | 0.00049795
Table | Incandescent |  | Decorative | 1 | 60 | Living Room | 1224714 | Living Room | 0.00049795
Table | Incandescent |  | Standard A Lamp | 1 | 60 | Living Room | 1224714 | Living Room | 0.00049795
Ceiling Fan | Incandescent |  | Decorative | 3 | 60 | Living Room | 1224714 | Living Room | 0.00049795
Ceiling Fixture | Halogen |  | MR | 3 | 35 | Living Room | 1224714 | Living Room | 0.00049795
Ceiling Fixture | Incandescent |  | Standard A Lamp | 3 | 40 | Office | 1224715 | Office | 0.00049795
Table | Incandescent |  | 3-Way Incandescent | 1 | 150 | Office | 1224715 | Office | 0.00049795
Wall Mount | Compact Fluorescent |  | Straight Tube | 1 | 11 | Office | 1224715 | Office | 0.00049795
Ceiling Fixture | Linear Fluorescent | 48 | T-12 | 2 | 40 | Other | 1224716 | Other | 0.00049795
Recessed - other | Halogen |  | Other | 1 | 35 | Other | 1224716 | Other | 0.00049795
Wall Mount | Incandescent |  | Standard A Lamp | 1 | 60 | Other | 1224716 | Other | 0.00049795
Wall Mount | Compact Fluorescent |  | Twist | 1 | 15 | Hall | 1224717 | Hall | 0.00049795
Wall Mount | Incandescent |  | Globe | 5 | 40 | Bathroom | 122551 | Bathroom | 0.00029524
Wall Mount | Incandescent |  | Standard A Lamp | 1 | 75 | Bathroom | 122552 | Bathroom | 0.00029524
Ceiling Fixture | Incandescent |  | Standard A Lamp | 2 | 40 | Bathroom | 122552 | Bathroom | 0.00029524
Ceiling Fixture | Incandescent |  | Standard A Lamp | 2 | 60 | Bedroom | 122553 | Bedroom | 0.00029524
Table | Compact Fluorescent |  | Twist | 1 | 15 | Bedroom | 122553 | Bedroom | 0.00029524
Ceiling Fixture | Incandescent |  | Standard A Lamp | 2 | 40 | Bedroom | 122554 | Bedroom | 0.00029524
Table | Incandescent |  | Standard A Lamp | 1 | 40 | Bedroom | 122554 | Bedroom | 0.00029524
Ceiling Fixture | Incandescent |  | Clear | 2 | 40 | Bedroom | 122555 | Bedroom | 0.00029524
Floor lamp | Incandescent |  | Standard A Lamp | 2 | 70 | Bedroom | 122555 | Bedroom | 0.00029524
Floor lamp | Compact Fluorescent |  | Twist | 1 | 15 | Bedroom | 122555 | Bedroom | 0.00029524
Ceiling Fixture | Incandescent |  | Standard A Lamp | 1 | 60 | Bedroom | 122556 | Bedroom | 0.00029524
Recessed Can | Incandescent |  | Clear | 1 | 40 | Bedroom | 122556 | Bedroom | 0.00029524
Ceiling Fixture | Incandescent |  | Decorative | 1 | 40 | Family Room | 122557 | Family Room | 0.00029524
Ceiling Fixture | Incandescent |  | Clear | 1 | 40 | Garage | 122558 | Garage | 0.00029524
Ceiling Fixture | Incandescent |  | Standard A Lamp | 1 | 60 | Hall | 122559 | Hall | 0.00029524
Ceiling Fixture | Compact Fluorescent |  | Twist | 2 | 15 | Kitchen | 1225510 | Kitchen | 0.00029524
Architectural | Compact Fluorescent |  | Twist | 1 | 15 | Kitchen | 1225510 | Kitchen | 0.00029524
Ceiling Fixture | Incandescent |  | Standard A Lamp | 1 | 40 | Laundry Room | 1225511 | Laundry Room | 0.00029524
Floor lamp | Incandescent |  | Standard A Lamp | 1 | 75 | Living Room | 1225512 | Living Room | 0.00029524
Recessed - other | Incandescent |  | Heat Lamp | 1 | 250 | Bathroom | 122631 | Bathroom | 0.00037892
Wall Mount | Compact Fluorescent |  | Twist | 4 | 15 | Bathroom | 122631 | Bathroom | 0.00037892
Ceiling Fan | Incandescent |  | Standard A Lamp | 1 | 75 | Bedroom | 122632 | Bedroom | 0.00037892
Ceiling Fixture | Compact Fluorescent |  | Twist | 1 | 22 | Hall | 122633 | Hall | 0.00037892
Recessed Can | Compact Fluorescent |  | Reflector | 1 | 22 | Kitchen | 122634 | Kitchen | 0.00037892
Recessed Can | Incandescent |  | Reflector | 1 | 65 | Kitchen | 122634 | Kitchen | 0.00037892
Floor lamp | Incandescent |  | Standard A Lamp | 1 | 250 | Family Room | 122635 | Family Room | 0.00037892
Table | Compact Fluorescent |  | Twist | 1 | 20 | Family Room | 122635 | Family Room | 0.00037892
Ceiling Fan | Compact Fluorescent |  | Twist | 1 | 15 | Master Bedroom | 122636 | Master Bedroom | 0.00037892
Table | Incandescent |  | Mini base | 1 | 25 | Master Bedroom | 122636 | Master Bedroom | 0.00037892
Wall Mount | Compact Fluorescent |  | Twist | 2 | 13 | Bathroom | 122641 | Bathroom | 0.000364
Recessed Can | Incandescent |  | Reflector | 1 | 65 | Bathroom | 122641 | Bathroom | 0.000364
Wall Mount | Incandescent |  | Clear | 3 | 60 | Bathroom | 122642 | Bathroom | 0.000364
Ceiling Fixture | Compact Fluorescent |  | Twist | 1 | 15 | Bathroom | 122642 | Bathroom | 0.000364
Wall Mount | Compact Fluorescent |  | Twist | 3 | 15 | Bathroom | 122643 | Bathroom | 0.000364
Ceiling Fixture | Incandescent |  | Standard A Lamp | 2 | 60 | Bedroom | 122644 | Bedroom | 0.000364
Table | Incandescent |  | Standard A Lamp | 1 | 55 | Bedroom | 122644 | Bedroom | 0.000364
Ceiling Fan | Incandescent |  | Clear | 1 | 60 | Other | 122645 | Other | 0.000364
Ceiling Fixture | Incandescent |  | Standard A Lamp | 1 | 60 | Closet | 122646 | Closet | 0.000364
Ceiling Fixture | Compact Fluorescent |  | Twist | 2 | 36 | Other | 122647 | Other | 0.000364
Chandelier (Hanging) | Incandescent |  | Standard A Lamp | 2 | 75 | Dining Room | 122648 | Dining Room | 0.000364
Table | Incandescent |  | Standard A Lamp | 1 | 100 | Family Room | 122649 | Family Room | 0.000364
Table | Compact Fluorescent |  | A shape bulb | 1 | 15 | Family Room | 122649 | Family Room | 0.000364
Torchiere | Halogen |  | Quartz Tube | 1 | 150 | Family Room | 122649 | Family Room | 0.000364
Ceiling Fixture | Incandescent |  | Standard A Lamp | 1 | 60 | Hall | 1226410 | Hall | 0.000364
Ceiling Fixture | Incandescent |  | Clear | 1 | 57 | Kitchen | 1226411 | Kitchen | 0.000364
Recessed Can | Incandescent |  | Reflector | 1 | 65 | Kitchen | 1226411 | Kitchen | 0.000364
Ceiling Fixture | Incandescent |  | Standard A Lamp | 2 | 57 | Kitchen | 1226411 | Kitchen | 0.000364
Ceiling Fixture | Incandescent |  | Standard A Lamp | 2 | 57 | Laundry Room | 1226412 | Laundry Room | 0.000364
Ceiling Fan | Compact Fluorescent |  | Twist | 4 | 15 | Master Bedroom | 1226413 | Master Bedroom | 0.000364
Table | Incandescent |  | Standard A Lamp | 1 | 100 | Master Bedroom | 1226413 | Master Bedroom | 0.000364
Ceiling Fixture | Incandescent |  | Standard A Lamp | 1 | 75 | Garage | 1226414 | Garage | 0.000364
Ceiling Fixture | Incandescent |  | Clear | 1 | 60 | Bathroom | 122661 | Bathroom | 0.0012318
Ceiling Fan | Incandescent |  | Standard A Lamp | 1 | 60 | Bedroom | 122662 | Bedroom | 0.0012318
Table | Incandescent |  | 3-Way Incandescent | 1 | 70 | Bedroom | 122662 | Bedroom | 0.0012318
Garage door opener | Compact Fluorescent |  | Twist | 2 | 13 | Garage | 122663 | Garage | 0.0012318
Ceiling Fixture | Compact Fluorescent |  | Twist | 1 | 13 | Garage | 122663 | Garage | 0.0012318
Other | Compact Fluorescent |  | Twist | 1 | 13 | Garage | 122663 | Garage | 0.0012318
Wall Mount | Incandescent |  | Standard A Lamp | 1 | 40 | Garage | 122663 | Garage | 0.0012318
Table | Incandescent |  | Standard A Lamp | 1 | 100 | Hall | 122664 | Hall | 0.0012318
Ceiling Fixture | Incandescent |  | Clear | 1 | 60 | Hall | 122665 | Hall | 0.0012318
Ceiling Fixture | Incandescent |  | Colored | 1 | 60 | Kitchen | 122666 | Kitchen | 0.0012318
Other | Halogen |  | MR | 2 | 50 | Kitchen | 122666 | Kitchen | 0.0012318
Ceiling Fixture | Incandescent |  | Mini base | 3 | 40 | Kitchen | 122666 | Kitchen | 0.0012318
Other | Compact Fluorescent |  | Straight Tube | 1 | 18 | Kitchen | 122666 | Kitchen | 0.0012318
Ceiling Fixture | Incandescent |  | Standard A Lamp | 1 | 60 | Laundry Room | 122667 | Laundry Room | 0.0012318
Ceiling Fixture | Incandescent |  | Mini base | 3 | 40 | Living Room | 122668 | Living Room | 0.0012318
Table | Incandescent |  | 3-Way Incandescent | 1 | 100 | Living Room | 122668 | Living Room | 0.0012318
Wall Mount | Incandescent |  | Decorative | 1 | 40 | Living Room | 122668 | Living Room | 0.0012318
Table | Incandescent |  | Standard A Lamp | 1 | 60 | Living Room | 122668 | Living Room | 0.0012318
Other | Linear Fluorescent | 36 | T-5 | 1 | 36 | Living Room | 122668 | Living Room | 0.0012318
Recessed - other | Incandescent |  | Standard A Lamp | 2 | 60 | Master Bedroom | 122669 | Master Bedroom | 0.0012318
Table | Incandescent |  | Standard A Lamp | 1 | 60 | Master Bedroom | 122669 | Master Bedroom | 0.0012318
Wall Mount | Incandescent |  | Standard A Lamp | 1 | 100 | Master Bedroom | 122669 | Master Bedroom | 0.0012318
Wall Mount | Incandescent |  | Mini base | 4 | 40 | Master Bedroom | 122669 | Master Bedroom | 0.0012318
Ceiling Fixture | Incandescent |  | Clear | 2 | 40 | Master Bedroom | 122669 | Master Bedroom | 0.0012318
Ceiling Fan | Incandescent |  | Reflector | 2 | 65 | Bathroom | 122701 | Bathroom | 0.00028601
Table | Incandescent |  | Mini base | 1 | 5 | Bathroom | 122701 | Bathroom | 0.00028601
Chandelier (Hanging) | Incandescent |  | Decorative | 8 | 25 | Dining Room | 122702 | Dining Room | 0.00028601
Table | Incandescent |  | Standard A Lamp | 1 | 100 | Dining Room | 122702 | Dining Room | 0.00028601
Floor lamp | Incandescent |  | Standard A Lamp | 1 | 100 | Dining Room | 122702 | Dining Room | 0.00028601
Ceiling Fixture | Incandescent |  | Standard A Lamp | 2 | 40 | Hall | 122703 | Hall | 0.00028601
Recessed Can | Incandescent |  | Reflector | 1 | 65 | Other | 122704 | Other | 0.00028601
Ceiling Fixture | Incandescent |  | Standard A Lamp | 2 | 60 | Family Room | 122705 | Family Room | 0.00028601
Table | Incandescent |  | Standard A Lamp | 1 | 40 | Family Room | 122705 | Family Room | 0.00028601
Table | Incandescent |  | Mini base | 1 | 25 | Family Room | 122705 | Family Room | 0.00028601
Ceiling Fixture | Linear Fluorescent | 48 | T-12 | 1 | 40 | Kitchen | 122706 | Kitchen | 0.00028601
Chandelier (Hanging) | Incandescent |  | Mini base | 3 | 25 | Kitchen | 122706 | Kitchen | 0.00028601
Other | Incandescent |  |  | 1 | 5 | Kitchen | 122706 | Kitchen | 0.00028601
Ceiling Fixture | Incandescent |  | Standard A Lamp | 2 | 40 | Kitchen | 122706 | Kitchen | 0.00028601
Ceiling Fixture | Incandescent |  | Standard A Lamp | 2 | 75 | Living Room | 122707 | Living Room | 0.00028601
Ceiling Fixture | Compact Fluorescent |  | Twist | 1 | 15 | Living Room | 122707 | Living Room | 0.00028601
Floor lamp | Incandescent |  | Standard A Lamp | 3 | 60 | Living Room | 122707 | Living Room | 0.00028601
Table | Incandescent |  | Standard A Lamp | 1 | 75 | Living Room | 122707 | Living Room | 0.00028601
Other | Incandescent |  | Standard A Lamp | 1 | 25 | Living Room | 122707 | Living Room | 0.00028601
Recessed Can | Incandescent |  | Reflector | 1 | 75 | Master Bedroom | 122708 | Master Bedroom | 0.00028601
Ceiling Fan | Incandescent |  | Standard A Lamp | 3 | 60 | Master Bedroom | 122708 | Master Bedroom | 0.00028601
Table | Compact Fluorescent |  | Twist | 1 | 15 | Master Bedroom | 122708 | Master Bedroom | 0.00028601
Table | Incandescent |  | Standard A Lamp | 1 | 25 | Master Bedroom | 122708 | Master Bedroom | 0.00028601
Floor lamp | Incandescent |  | Standard A Lamp | 3 | 60 | Master Bedroom | 122708 | Master Bedroom | 0.00028601
Table | Incandescent |  | Standard A Lamp | 1 | 75 | Master Bedroom | 122708 | Master Bedroom | 0.00028601
Wall Mount | Incandescent |  | Standard A Lamp | 1 | 60 | Master Bedroom | 122708 | Master Bedroom | 0.00028601
Floor lamp | Incandescent |  | Standard A Lamp | 1 | 60 | Master Bedroom | 122708 | Master Bedroom | 0.00028601
Recessed Can | Incandescent |  | Reflector | 2 | 100 | Bathroom | 122709 | Bathroom | 0.00028601
Recessed Can | Incandescent |  | Reflector | 1 | 65 | Closet | 1227010 | Closet | 0.00028601
Chandelier (Hanging) | Incandescent |  | Mini base | 3 | 60 | Master Bedroom | 122711 | Master Bedroom | 0.00037892
Table | Incandescent |  | Mini base | 1 | 60 | Master Bedroom | 122711 | Master Bedroom | 0.00037892
Table | Compact Fluorescent |  | A shape bulb | 1 | 14 | Master Bedroom | 122711 | Master Bedroom | 0.00037892
Ceiling Fixture | Incandescent |  | Standard A Lamp | 1 | 60 | Hall | 122712 | Hall | 0.00037892
Recessed Can | Incandescent |  | Standard A Lamp | 1 | 60 | Bedroom | 122714 | Bedroom | 0.00037892
Wall Mount | Other |  |  | 1 | 50 | Bedroom | 122714 | Bedroom | 0.00037892
Wall Mount | Incandescent |  | Globe | 3 | 60 | Bathroom | 122715 | Bathroom | 0.00037892
Chandelier (Hanging) | Incandescent |  | Mini base | 11 | 40 | Dining Room | 122716 | Dining Room | 0.00037892
Ceiling Fixture | Incandescent |  | Standard A Lamp | 1 | 60 | Other | 122717 | Other | 0.00037892
Ceiling Fan | Incandescent |  | Standard A Lamp | 1 | 60 | Kitchen | 122718 | Kitchen | 0.00037892
Recessed Can | Compact Fluorescent |  | Flood | 1 | 23 | Kitchen | 122718 | Kitchen | 0.00037892
Table | Compact Fluorescent |  | Twist | 1 | 15 | Family Room | 122719 | Family Room | 0.00037892
Ceiling Fixture | Incandescent |  | Standard A Lamp | 1 | 60 | Family Room | 122719 | Family Room | 0.00037892
Ceiling Fixture | Compact Fluorescent |  | Pin base | 1 | 22 | Family Room | 122719 | Family Room | 0.00037892
Table | Compact Fluorescent |  | Twist | 1 | 14 | Master Bedroom | 1227110 | Master Bedroom | 0.00037892
Recessed Can | Incandescent |  | Reflector | 1 | 65 | Master Bedroom | 1227110 | Master Bedroom | 0.00037892
Table | Incandescent |  | Mini base | 2 | 40 | Office | 1227111 | Office | 0.00037892
Chandelier (Hanging) | Incandescent |  | Globe | 5 | 60 | Office | 1227111 | Office | 0.00037892
Ceiling Fixture | Incandescent |  | Reflector | 1 | 40 | Living Room | 1227112 | Living Room | 0.00037892
Floor lamp | Incandescent |  | 3-Way Incandescent | 1 | 150 | Living Room | 1227112 | Living Room | 0.00037892
Floor lamp | Incandescent |  | Clear | 1 | 40 | Living Room | 1227112 | Living Room | 0.00037892
Table | Incandescent |  | Standard A Lamp | 1 | 60 | Living Room | 1227112 | Living Room | 0.00037892
Table | Compact Fluorescent |  | Twist | 1 | 23 | Living Room | 1227112 | Living Room | 0.00037892
Ceiling Fixture | Incandescent |  | Standard A Lamp | 1 | 60 | Hall | 1227113 | Hall | 0.00037892
Ceiling Fixture | Incandescent |  | Standard A Lamp | 1 | 60 | Laundry Room | 1227114 | Laundry Room | 0.00037892
Track | Incandescent |  | Standard A Lamp | 1 | 60 | Laundry Room | 1227114 | Laundry Room | 0.00037892
Track | Halogen |  | MR | 5 | 40 | Other | 1227115 | Other | 0.00037892
Wall Mount | Incandescent |  | Globe | 3 | 60 | Bathroom | 122741 | Bathroom | 0.0012318
Ceiling Fixture | Compact Fluorescent |  | Twist | 2 | 15 | Bedroom | 122742 | Bedroom | 0.0012318
Ceiling Fixture | Compact Fluorescent |  | Twist | 2 | 22 | Bedroom | 122743 | Bedroom | 0.0012318
Chandelier (Hanging) | Incandescent |  | Standard A Lamp | 1 | 60 | Dining Room | 122744 | Dining Room | 0.0012318
Recessed Can | Incandescent |  | Reflector | 1 | 65 | Family Room | 122745 | Family Room | 0.0012318
Garage door opener | Incandescent |  | Standard A Lamp | 1 | 60 | Garage | 122746 | Garage | 0.0012318
Ceiling Fixture | Compact Fluorescent |  | Twist | 1 | 15 | Hall | 122747 | Hall | 0.0012318
Track | Halogen |  | MR | 4 | 20 | Hall | 122748 | Hall | 0.0012318
Ceiling Fixture | Compact Fluorescent |  | Twist | 3 | 22 | Laundry Room | 122749 | Laundry Room | 0.0012318
Floor lamp | Compact Fluorescent |  | Twist | 1 | 15 | Living Room | 1227410 | Living Room | 0.0012318
Ceiling Fixture | Compact Fluorescent |  | Twist | 2 | 22 | Master Bedroom | 1227411 | Master Bedroom | 0.0012318
Ceiling Fixture | Incandescent |  | Standard A Lamp | 1 | 40 | Closet | 1227412 | Closet | 0.0012318
Wall Mount | Incandescent |  | Globe | 4 | 60 | Bathroom | 122781 | Bathroom | 0.00049795
Recessed Can | Compact Fluorescent |  | Twist | 1 | 15 | Hall | 122782 | Hall | 0.00049795
Recessed Can | Compact Fluorescent |  | Twist | 1 | 15 | Kitchen | 122783 | Kitchen | 0.00049795
Recessed Can | Compact Fluorescent |  | Twist | 1 | 15 | Master Bedroom | 122784 | Master Bedroom | 0.00049795
Table | Compact Fluorescent |  | Twist | 1 | 15 | Master Bedroom | 122784 | Master Bedroom | 0.00049795
Wall Mount | Compact Fluorescent |  | Twist | 4 | 15 | Bathroom | 122785 | Bathroom | 0.00049795
Ceiling Fixture | Compact Fluorescent |  | Twist | 1 | 15 | Hall | 122786 | Hall | 0.00049795
Ceiling Fan | Incandescent |  | Heat Lamp | 1 | 250 | Bathroom | 122787 | Bathroom | 0.00049795
Wall Mount | Compact Fluorescent |  | Twist | 4 | 15 | Bathroom | 122787 | Bathroom | 0.00049795
Wall Mount | Compact Fluorescent |  | Twist | 4 | 23 | Bathroom | 122787 | Bathroom | 0.00049795
Ceiling Fixture | Compact Fluorescent |  | Twist | 2 | 15 | Bedroom | 122788 | Bedroom | 0.00049795
Ceiling Fixture | Compact Fluorescent |  | Twist | 2 | 15 | Office | 122789 | Office | 0.00049795
Wall Mount | Compact Fluorescent |  | Twist | 1 | 15 | Hall | 1227810 | Hall | 0.00049795
Ceiling Fixture | Compact Fluorescent |  | Twist | 2 | 15 | Bedroom | 1227811 | Bedroom | 0.00049795
Ceiling Fixture | Compact Fluorescent |  | Twist | 1 | 15 | Garage | 1227812 | Garage | 0.00049795
Garage door opener | Incandescent |  | Standard A Lamp | 1 | 40 | Garage | 1227812 | Garage | 0.00049795
Ceiling Fixture | Compact Fluorescent |  | Twist | 1 | 15 | Living Room | 1227813 | Living Room | 0.00049795
Recessed Can | Compact Fluorescent |  | Twist | 1 | 15 | Living Room | 1227813 | Living Room | 0.00049795
Ceiling Fixture | Compact Fluorescent |  | Twist | 2 | 13 | Bedroom | 122951 | Bedroom | 0.0017229
Table | Compact Fluorescent |  | A shape bulb | 1 | 13 | Bedroom | 122951 | Bedroom | 0.0017229
Ceiling Fixture | Compact Fluorescent |  | Twist | 2 | 13 | Bedroom | 122952 | Bedroom | 0.0017229
Table | Incandescent |  | Clear | 1 | 60 | Bedroom | 122952 | Bedroom | 0.0017229
Floor lamp | Incandescent |  | Mini base | 6 | 25 | Bedroom | 122952 | Bedroom | 0.0017229
Ceiling Fixture | Compact Fluorescent |  | Twist | 2 | 13 | Bedroom | 122953 | Bedroom | 0.0017229
Chandelier (Hanging) | Incandescent |  | Clear | 5 | 60 | Dining Room | 122954 | Dining Room | 0.0017229
Chandelier (Hanging) | Incandescent |  | Mini base | 6 | 40 | Dining Room | 122955 | Dining Room | 0.0017229
Wall Mount | Incandescent |  | Globe | 4 | 60 | Bathroom | 122956 | Bathroom | 0.0017229
Ceiling Fan | Compact Fluorescent |  | Twist | 1 | 13 | Family Room | 122957 | Family Room | 0.0017229
Floor lamp | Halogen |  | Quartz Tube | 1 | 300 | Family Room | 122957 | Family Room | 0.0017229
Chandelier (Hanging) | Incandescent |  | Mini base | 15 | 40 | Hall | 122958 | Hall | 0.0017229
High bay | Linear Fluorescent | 48 | T-12 | 2 | 40 | Garage | 122959 | Garage | 0.0017229
Recessed Can | Compact Fluorescent |  | Twist | 1 | 13 | Hall | 1229510 | Hall | 0.0017229
Recessed Can | Compact Fluorescent |  | Twist | 1 | 13 | Kitchen | 1229511 | Kitchen | 0.0017229
Recessed Can | Compact Fluorescent |  | Twist | 1 | 13 | Laundry Room | 1229512 | Laundry Room | 0.0017229
Recessed Can | Incandescent |  | Reflector | 1 | 45 | Living Room | 1229513 | Living Room | 0.0017229
Recessed Can | Compact Fluorescent |  | Twist | 1 | 13 | Living Room | 1229513 | Living Room | 0.0017229
Wall Mount | Incandescent |  | Globe | 8 | 60 | Bathroom | 1229514 | Bathroom | 0.0017229
Ceiling Fixture | Incandescent |  | Standard A Lamp | 3 | 60 | Bedroom | 1229515 | Bedroom | 0.0017229
Table | Incandescent |  | Standard A Lamp | 1 | 60 | Bedroom | 1229515 | Bedroom | 0.0017229
Ceiling Fixture | Incandescent |  | Standard A Lamp | 1 | 60 | Closet | 1229516 | Closet | 0.0017229
Wall Mount | Incandescent |  | Globe | 6 | 60 | Bathroom | 1229517 | Bathroom | 0.0017229
Recessed Can | Compact Fluorescent |  | Twist | 1 | 13 | Hall | 1229518 | Hall | 0.0017229
Wall Mount | Incandescent |  | Globe | 3 | 40 | Bathroom | 123031 | Bathroom | 0.000364
Wall Mount | Compact Fluorescent |  | Globe | 3 | 7 | Bathroom | 123031 | Bathroom | 0.000364
Ceiling Fixture | Compact Fluorescent |  | Twist | 1 | 15 | Bedroom | 123032 | Bedroom | 0.000364
Table | Incandescent |  | Standard A Lamp | 1 | 40 | Bedroom | 123032 | Bedroom | 0.000364
Ceiling Fixture | Compact Fluorescent |  | Twist | 1 | 15 | Other | 123033 | Other | 0.000364
Ceiling Fixture | Incandescent |  | Decorative | 5 | 25 | Dining Room | 123034 | Dining Room | 0.000364
Ceiling Fan | Incandescent |  | Globe | 4 | 60 | Family Room | 123035 | Family Room | 0.000364
Floor lamp | Compact Fluorescent |  | Twist | 1 | 22 | Family Room | 123035 | Family Room | 0.000364
Table | Compact Fluorescent |  | Twist | 1 | 22 | Family Room | 123035 | Family Room | 0.000364
Ceiling Fixture | Compact Fluorescent |  | Twist | 1 | 15 | Hall | 123036 | Hall | 0.000364
Recessed - other | Linear Fluorescent | 72 | T-12 | 2 | 40 | Kitchen | 123037 | Kitchen | 0.000364
Ceiling Fixture | Incandescent |  | Standard A Lamp | 1 | 40 | Kitchen | 123037 | Kitchen | 0.000364
Ceiling Fixture | Compact Fluorescent |  | Twist | 1 | 15 | Laundry Room | 123038 | Laundry Room | 0.000364
Recessed Can | Incandescent |  | Reflector | 1 | 65 | Living Room | 123039 | Living Room | 0.000364
Table | Incandescent |  | Standard A Lamp | 2 | 60 | Living Room | 123039 | Living Room | 0.000364
Floor lamp | Compact Fluorescent |  | Twist | 1 | 22 | Living Room | 123039 | Living Room | 0.000364
Table | Compact Fluorescent |  | Straight Tube | 1 | 15 | Living Room | 123039 | Living Room | 0.000364
Floor lamp | Incandescent |  | Standard A Lamp | 1 | 60 | Living Room | 123039 | Living Room | 0.000364
Wall Mount | Incandescent |  | Globe | 6 | 40 | Bathroom | 1230310 | Bathroom | 0.000364
Ceiling Fixture | Incandescent |  | Standard A Lamp | 2 | 60 | Bathroom | 1230310 | Bathroom | 0.000364
Ceiling Fixture | Incandescent |  | Standard A Lamp | 2 | 60 | Master Bedroom | 1230311 | Master Bedroom | 0.000364
Table | Compact Fluorescent |  | A shape bulb | 1 | 7 | Master Bedroom | 1230311 | Master Bedroom | 0.000364
Ceiling Fixture | Incandescent |  | Standard A Lamp | 1 | 60 | Closet | 1230312 | Closet | 0.000364
Floor lamp | Compact Fluorescent |  | Twist | 1 | 7 | Office | 1230313 | Office | 0.000364
Wall Mount | Compact Fluorescent |  | Globe | 3 | 15 | Bathroom | 123051 | Bathroom | 0.0012318
Wall Mount | Incandescent |  | Globe | 3 | 40 | Bathroom | 123052 | Bathroom | 0.0012318
Ceiling Fixture | Incandescent |  | Standard A Lamp | 2 | 60 | Bedroom | 123053 | Bedroom | 0.0012318
Table | Compact Fluorescent |  | Twist | 1 | 15 | Bedroom | 123053 | Bedroom | 0.0012318
Ceiling Fixture | Compact Fluorescent |  | Twist | 2 | 15 | Bedroom | 123054 | Bedroom | 0.0012318
Ceiling Fixture | Compact Fluorescent |  | Twist | 2 | 15 | Bedroom | 123055 | Bedroom | 0.0012318
Chandelier (Hanging) | Compact Fluorescent |  | Twist | 1 | 15 | Dining Room | 123056 | Dining Room | 0.0012318
Ceiling Fixture | Incandescent |  | Standard A Lamp | 1 | 60 | Garage | 123057 | Garage | 0.0012318
Garage door opener | Incandescent |  | Standard A Lamp | 1 | 60 | Garage | 123057 | Garage | 0.0012318
Ceiling Fixture | Incandescent |  | Standard A Lamp | 1 | 60 | Hall | 123058 | Hall | 0.0012318
Ceiling Fixture | Compact Fluorescent |  | Twist | 1 | 15 | Kitchen | 123059 | Kitchen | 0.0012318
Ceiling Fixture | Compact Fluorescent |  | Twist | 1 | 15 | Laundry Room | 1230510 | Laundry Room | 0.0012318
Torchiere | Incandescent |  | Reflector | 1 | 65 | Living Room | 1230511 | Living Room | 0.0012318
Wall Mount | Incandescent |  | Globe | 6 | 40 | Bathroom | 1230512 | Bathroom | 0.0012318
Ceiling Fixture | Compact Fluorescent |  | Twist | 1 | 15 | Bathroom | 1230512 | Bathroom | 0.0012318
Ceiling Fixture | Compact Fluorescent |  | Twist | 2 | 15 | Master Bedroom | 1230513 | Master Bedroom | 0.0012318
Ceiling Fixture | Compact Fluorescent |  | Twist | 1 | 15 | Closet | 1230514 | Closet | 0.0012318
Ceiling Fixture | Compact Fluorescent |  | Twist | 1 | 15 | Hall | 1230515 | Hall | 0.0012318
Ceiling Fixture | Incandescent |  | Standard A Lamp | 1 | 60 | Bedroom | 123071 | Bedroom | 0.00037892
Table | Incandescent |  | Standard A Lamp | 1 | 75 | Bedroom | 123071 | Bedroom | 0.00037892
Recessed Can | Incandescent |  | Heat Lamp | 1 | 150 | Bathroom | 123072 | Bathroom | 0.00037892
Wall Mount | Incandescent |  | Globe | 4 | 40 | Bathroom | 123072 | Bathroom | 0.00037892
Wall Mount | Compact Fluorescent |  | Twist | 3 | 15 | Bathroom | 123073 | Bathroom | 0.00037892
Ceiling Fixture | Linear Fluorescent | 48 | T-12 | 2 | 40 | Other | 123074 | Other | 0.00037892
Ceiling Fixture | Incandescent |  | Standard A Lamp | 1 | 60 | Closet | 123075 | Closet | 0.00037892
Chandelier (Hanging) | Incandescent |  | Standard A Lamp | 5 | 40 | Dining Room | 123076 | Dining Room | 0.00037892
Torchiere | Halogen |  | Quartz Tube | 1 | 100 | Dining Room | 123076 | Dining Room | 0.00037892
Ceiling Fixture | Compact Fluorescent |  | Twist | 3 | 22 | Kitchen | 123077 | Kitchen | 0.00037892
Ceiling Fixture | Compact Fluorescent |  | Twist | 2 | 15 | Laundry Room | 123078 | Laundry Room | 0.00037892
Ceiling Fixture | Compact Fluorescent |  | Twist | 2 | 15 | Living Room | 123079 | Living Room | 0.00037892
Ceiling Fixture | Compact Fluorescent |  | Twist | 3 | 15 | Living Room | 123079 | Living Room | 0.00037892
Torchiere | Halogen |  | Quartz Tube | 1 | 75 | Living Room | 123079 | Living Room | 0.00037892
Floor lamp | Compact Fluorescent |  | Twist | 3 | 15 | Living Room | 123079 | Living Room | 0.00037892
Table | Incandescent |  | Standard A Lamp | 1 | 60 | Living Room | 123079 | Living Room | 0.00037892
Wall Mount | Incandescent |  | Globe | 6 | 40 | Bathroom | 1230710 | Bathroom | 0.00037892
Ceiling Fixture | Compact Fluorescent |  | Twist | 3 | 15 | Master Bedroom | 1230711 | Master Bedroom | 0.00037892
Table | Incandescent |  | Standard A Lamp | 1 | 60 | Master Bedroom | 1230711 | Master Bedroom | 0.00037892
Ceiling Fixture | Compact Fluorescent |  | Twist | 2 | 15 | Office | 1230712 | Office | 0.00037892
Ceiling Fixture | Compact Fluorescent |  | Twist | 1 | 42 | Hall | 1230713 | Hall | 0.00037892
Ceiling Fixture | Linear Fluorescent | 48 | T-12 | 2 | 40 | Other | 1230715 | Other | 0.00037892
Ceiling Fixture | Linear Fluorescent | 48 | T-5 | 4 | 32 | Other | 1230715 | Other | 0.00037892
Ceiling Fixture | Incandescent |  | Reflector | 1 | 150 | Other | 1230715 | Other | 0.00037892
Ceiling Fixture | Compact Fluorescent |  | Straight Tube | 1 | 42 | Other | 1230715 | Other | 0.00037892
Recessed - other | Linear Fluorescent | 48 | T-8 | 1 | 32 | Bathroom | 123151 | Bathroom | 0.00049795
Recessed - other | Linear Fluorescent | 48 | T-8 | 1 | 32 | Bathroom | 123152 | Bathroom | 0.00049795
Wall Mount | Incandescent |  | Standard A Lamp | 4 | 60 | Bathroom | 123153 | Bathroom | 0.00049795
Ceiling Fixture | Incandescent |  | Standard A Lamp | 2 | 60 | Bathroom | 123153 | Bathroom | 0.00049795
Torchiere | Halogen |  | Quartz Tube | 1 | 300 | Bedroom | 123154 | Bedroom | 0.00049795
Wall Mount | Compact Fluorescent |  | Twist | 1 | 15 | Bedroom | 123155 | Bedroom | 0.00049795
Wall Mount | Incandescent |  | Reflector | 1 | 60 | Closet | 123157 | Closet | 0.00049795
Chandelier (Hanging) | Incandescent |  | Standard A Lamp | 5 | 60 | Dining Room | 123158 | Dining Room | 0.00049795
Chandelier (Hanging) | Compact Fluorescent |  | Twist | 6 | 15 | Hall | 123159 | Hall | 0.00049795
Ceiling Fixture | Incandescent |  | Mini base | 2 | 60 | Family Room | 1231510 | Family Room | 0.00049795
Ceiling Fan | Incandescent |  | Standard A Lamp | 1 | 60 | Family Room | 1231511 | Family Room | 0.00049795
Ceiling Fan | Compact Fluorescent |  | Twist | 2 | 15 | Family Room | 1231511 | Family Room | 0.00049795
Track | Compact Fluorescent |  | Twist | 3 | 15 | Family Room | 1231511 | Family Room | 0.00049795
Floor lamp | Compact Fluorescent |  | Twist | 2 | 15 | Family Room | 1231511 | Family Room | 0.00049795
Ceiling Fixture | Linear Fluorescent | 48 | T-12 | 2 | 40 | Garage | 1231512 | Garage | 0.00049795
Ceiling Fixture | Compact Fluorescent |  | Twist | 2 | 15 | Hall | 1231513 | Hall | 0.00049795
Ceiling Fixture | Compact Fluorescent |  | Twist | 1 | 15 | Hall | 1231514 | Hall | 0.00049795
Chandelier (Hanging) | Incandescent |  | Standard A Lamp | 6 | 60 | Kitchen | 1231515 | Kitchen | 0.00049795
Recessed Can | Incandescent |  | Reflector | 1 | 65 | Kitchen | 1231515 | Kitchen | 0.00049795
Other | Halogen |  | Other | 1 | 25 | Kitchen | 1231515 | Kitchen | 0.00049795
Other | Halogen |  | Other | 1 | 17 | Kitchen | 1231515 | Kitchen | 0.00049795
Other | Halogen |  | Other | 1 | 17 | Kitchen | 1231515 | Kitchen | 0.00049795
Ceiling Fixture | Incandescent |  | Standard A Lamp | 1 | 60 | Laundry Room | 1231516 | Laundry Room | 0.00049795
Floor lamp | Incandescent |  | Standard A Lamp | 1 | 60 | Living Room | 1231517 | Living Room | 0.00049795
Other | Compact Fluorescent |  | Twist | 1 | 15 | Master Bedroom | 1231518 | Master Bedroom | 0.00049795
Torchiere | Incandescent |  | 3-Way Incandescent | 1 | 150 | Master Bedroom | 1231518 | Master Bedroom | 0.00049795
Floor lamp | Compact Fluorescent |  | Twist | 1 | 12 | Master Bedroom | 1231518 | Master Bedroom | 0.00049795
Recessed - other | Linear Fluorescent | 48 | T-8 | 1 | 32 | Bathroom | 1231519 | Bathroom | 0.00049795
Wall Mount | Incandescent |  | Globe | 4 | 40 | Bathroom | 123201 | Bathroom | 0.00049795
Recessed Can | Compact Fluorescent |  | Reflector | 1 | 15 | Bedroom | 123202 | Bedroom | 0.00049795
Floor lamp | Compact Fluorescent |  | A shape bulb | 1 | 20 | Bedroom | 123202 | Bedroom | 0.00049795
Ceiling Fixture | Compact Fluorescent |  | Twist | 2 | 15 | Bedroom | 123203 | Bedroom | 0.00049795
Ceiling Fixture | Compact Fluorescent |  | Twist | 2 | 15 | Hall | 123204 | Hall | 0.00049795
Chandelier (Hanging) | Incandescent |  | Standard A Lamp | 5 | 60 | Dining Room | 123205 | Dining Room | 0.00049795
Recessed Can | Compact Fluorescent |  | Reflector | 1 | 15 | Other | 123206 | Other | 0.00049795
Architectural | Compact Fluorescent |  | Twist | 1 | 25 | Garage | 123207 | Garage | 0.00049795
Garage door opener | Compact Fluorescent |  | Twist | 1 | 25 | Garage | 123207 | Garage | 0.00049795
Recessed Can | Compact Fluorescent |  | Reflector | 1 | 15 | Hall | 123208 | Hall | 0.00049795
Chandelier (Hanging) | Incandescent |  | Standard A Lamp | 3 | 60 | Hall | 123208 | Hall | 0.00049795
Recessed Can | Compact Fluorescent |  | Twist | 1 | 15 | Kitchen | 123209 | Kitchen | 0.00049795
Chandelier (Hanging) | Compact Fluorescent |  | Twist | 1 | 25 | Kitchen | 123209 | Kitchen | 0.00049795
Ceiling Fixture | Incandescent |  | Standard A Lamp | 2 | 40 | Laundry Room | 1232010 | Laundry Room | 0.00049795
Floor lamp | Halogen |  | Quartz Tube | 1 | 300 | Living Room | 1232011 | Living Room | 0.00049795
Ceiling Fixture | Incandescent |  | Standard A Lamp | 2 | 60 | Closet | 1232012 | Closet | 0.00049795
Wall Mount | Incandescent |  | Standard A Lamp | 3 | 100 | Bathroom | 1232013 | Bathroom | 0.00049795
Floor lamp | Compact Fluorescent |  | Circline (Screw Base) | 1 | 22 | Master Bedroom | 1232014 | Master Bedroom | 0.00049795
Ceiling Fixture | Incandescent |  | Standard A Lamp | 2 | 40 | Office | 1232015 | Office | 0.00049795
High bay | Linear Fluorescent | 48 | T-12 | 4 | 40 | Other | 1232016 | Other | 0.00049795
Recessed - other | Incandescent |  | Reflector | 1 | 65 | Bathroom | 1232017 | Bathroom | 0.00049795
Wall Mount | Incandescent |  | Globe | 6 | 40 | Bathroom | 1232018 | Bathroom | 0.00049795
Recessed Can | Compact Fluorescent |  | Reflector | 1 | 15 | Hall | 1232019 | Hall | 0.00049795
Wall Mount | Compact Fluorescent |  | Globe | 4 | 11 | Bathroom | 123211 | Bathroom | 0.00037892
Ceiling Fan | Compact Fluorescent |  | Twist | 4 | 13 | Bedroom | 123212 | Bedroom | 0.00037892
Table | Compact Fluorescent |  | Twist | 1 | 13 | Bedroom | 123212 | Bedroom | 0.00037892
Ceiling Fixture | Compact Fluorescent |  | Twist | 2 | 23 | Bedroom | 123213 | Bedroom | 0.00037892
Table | Incandescent |  | Standard A Lamp | 1 | 60 | Bedroom | 123213 | Bedroom | 0.00037892
Wall Mount | Compact Fluorescent |  | Globe | 3 | 16 | Bathroom | 123214 | Bathroom | 0.00037892
Ceiling Fan | Compact Fluorescent |  | Twist | 3 | 13 | Bedroom | 123215 | Bedroom | 0.00037892
Ceiling Fan | Compact Fluorescent |  | Twist | 1 | 23 | Other | 123216 | Other | 0.00037892
Table | Compact Fluorescent |  | Twist | 2 | 15 | Other | 123216 | Other | 0.00037892
Recessed Can | Compact Fluorescent |  | Twist | 1 | 13 | Hall | 123217 | Hall | 0.00037892
Ceiling Fan | Compact Fluorescent |  | Twist | 3 | 13 | Kitchen | 123218 | Kitchen | 0.00037892
Architectural | Linear Fluorescent | 36 | Fluorescent Other | 1 | 11 | Laundry Room | 123219 | Laundry Room | 0.00037892
Ceiling Fan | Compact Fluorescent |  | Twist | 1 | 13 | Living Room | 1232110 | Living Room | 0.00037892
Table | Linear Fluorescent | 36 | Fluorescent Other | 1 | 11 | Living Room | 1232110 | Living Room | 0.00037892
Recessed Can | Compact Fluorescent |  | Reflector | 1 | 16 | Other | 1232111 | Other | 0.00037892
Ceiling Fan | Compact Fluorescent |  | Globe | 3 | 16 | Other | 1232111 | Other | 0.00037892
Table | Compact Fluorescent |  | Twist | 1 | 13 | Other | 1232111 | Other | 0.00037892
Ceiling Fixture | Incandescent |  | Standard A Lamp | 2 | 60 | Other | 123391 | Other | 0.00049795
Table | Incandescent |  | Standard A Lamp | 2 | 60 | Other | 123391 | Other | 0.00049795
Chandelier (Hanging) | Incandescent |  | Mini base | 5 | 40 | Dining Room | 123392 | Dining Room | 0.00049795
Ceiling Fan | Compact Fluorescent |  | Twist | 4 | 15 | Family Room | 123393 | Family Room | 0.00049795
Table | Incandescent |  | Mini base | 1 | 40 | Family Room | 123393 | Family Room | 0.00049795
Floor lamp | Incandescent |  | Decorative | 2 | 40 | Family Room | 123393 | Family Room | 0.00049795
Chandelier (Hanging) | Compact Fluorescent |  | Decorative | 3 | 15 | Hall | 123394 | Hall | 0.00049795
Ceiling Fixture | Incandescent |  | Standard A Lamp | 1 | 40 | Laundry Room | 123395 | Laundry Room | 0.00049795
Wall Mount | Incandescent |  | Clear | 3 | 40 | Laundry Room | 123395 | Laundry Room | 0.00049795
Ceiling Fixture | Incandescent |  | Reflector | 3 | 75 | Garage | 123396 | Garage | 0.00049795
Garage door opener | Incandescent |  | Standard A Lamp | 2 | 60 | Garage | 123396 | Garage | 0.00049795
Recessed Can | Incandescent |  | Standard A Lamp | 1 | 40 | Living Room | 123397 | Living Room | 0.00049795
Table | Compact Fluorescent |  | Twist | 1 | 15 | Living Room | 123397 | Living Room | 0.00049795
Ceiling Fan | Incandescent |  | Standard A Lamp | 1 | 60 | Hall | 123398 | Hall | 0.00049795
Wall Mount | Compact Fluorescent |  | Twist | 4 | 15 | Bathroom | 123399 | Bathroom | 0.00049795
Table | Incandescent |  | Standard A Lamp | 1 | 40 | Bathroom | 123399 | Bathroom | 0.00049795
Ceiling Fixture | Incandescent |  | Standard A Lamp | 2 | 60 | Bedroom | 1233910 | Bedroom | 0.00049795
Floor lamp | Halogen |  | MR | 1 | 75 | Bedroom | 1233910 | Bedroom | 0.00049795
Table | Compact Fluorescent |  | Twist | 1 | 15 | Bedroom | 1233910 | Bedroom | 0.00049795
Ceiling Fan | Incandescent |  | Standard A Lamp | 4 | 60 | Master Bedroom | 1233911 | Master Bedroom | 0.00049795
Table | Incandescent |  | Standard A Lamp | 1 | 60 | Master Bedroom | 1233911 | Master Bedroom | 0.00049795
Table | Incandescent |  | Clear | 1 | 25 | Master Bedroom | 1233911 | Master Bedroom | 0.00049795
Wall Mount | Compact Fluorescent |  | Twist | 1 | 15 | Bathroom | 1233912 | Bathroom | 0.00049795
Ceiling Fixture | Incandescent |  | Standard A Lamp | 1 | 40 | Bathroom | 1233912 | Bathroom | 0.00049795
Ceiling Fixture | Compact Fluorescent |  | Twist | 2 | 22 | Office | 1233913 | Office | 0.00049795
Table | Halogen |  | PAR | 1 | 50 | Office | 1233913 | Office | 0.00049795
Floor lamp | Incandescent |  | Standard A Lamp | 3 | 60 | Office | 1233913 | Office | 0.00049795
Ceiling Fan | Compact Fluorescent |  | Twist | 3 | 20 | Kitchen | 1233914 | Kitchen | 0.00049795
Ceiling Fixture | Compact Fluorescent |  | Twist | 1 | 22 | Kitchen | 1233914 | Kitchen | 0.00049795
Ceiling Fixture | Compact Fluorescent |  | Twist | 2 | 13 | Other | 123411 | Other | 0.000364
Wall Mount | Compact Fluorescent |  | Twist | 3 | 13 | Bathroom | 123412 | Bathroom | 0.000364
Ceiling Fixture | Compact Fluorescent |  | Twist | 2 | 13 | Bedroom | 123413 | Bedroom | 0.000364
Ceiling Fixture | Compact Fluorescent |  | Twist | 3 | 15 | Bedroom | 123414 | Bedroom | 0.000364
Floor lamp | Compact Fluorescent |  | Twist | 2 | 13 | Bedroom | 123414 | Bedroom | 0.000364
Table | Incandescent |  | Mini base | 1 | 150 | Bedroom | 123414 | Bedroom | 0.000364
Ceiling Fixture | Incandescent |  | Standard A Lamp | 3 | 60 | Bedroom | 123415 | Bedroom | 0.000364
Ceiling Fixture | Compact Fluorescent |  | Twist | 1 | 13 | Closet | 123416 | Closet | 0.000364
Ceiling Fixture | Compact Fluorescent |  | Twist | 1 | 13 | Closet | 123417 | Closet | 0.000364
Ceiling Fixture | Incandescent |  | Decorative | 3 | 40 | Other | 123418 | Other | 0.000364
Ceiling Fixture | Compact Fluorescent |  | Twist | 2 | 13 | Dining Room | 123419 | Dining Room | 0.000364
Wall Mount | Incandescent |  | Decorative | 1 | 60 | Family Room | 1234110 | Family Room | 0.000364
Floor lamp | Compact Fluorescent |  | Twist | 2 | 13 | Family Room | 1234110 | Family Room | 0.000364
Ceiling Fixture | Incandescent |  | Standard A Lamp | 1 | 60 | Garage | 1234111 | Garage | 0.000364
Ceiling Fixture | Compact Fluorescent |  | Twist | 1 | 13 | Garage | 1234111 | Garage | 0.000364
Ceiling Fixture | Compact Fluorescent |  | Twist | 1 | 13 | Kitchen | 1234112 | Kitchen | 0.000364
Ceiling Fixture | Linear Fluorescent | 24 | T-12 | 2 | 20 | Laundry Room | 1234113 | Laundry Room | 0.000364
Ceiling Fixture | Incandescent |  | Standard A Lamp | 1 | 60 | Laundry Room | 1234113 | Laundry Room | 0.000364
Recessed Can | Compact Fluorescent |  | Twist | 1 | 13 | Family Room | 1234114 | Family Room | 0.000364
Ceiling Fixture | Linear Fluorescent | 48 | T-12 | 2 | 40 | Family Room | 1234114 | Family Room | 0.000364
Ceiling Fixture | Compact Fluorescent |  | Twist | 1 | 13 | Other | 1234115 | Other | 0.000364
Ceiling Fixture | Incandescent |  | Standard A Lamp | 1 | 60 | Other | 1234116 | Other | 0.000364
Wall Mount | Incandescent |  | Mini base | 1 | 7 | Bathroom | 123481 | Bathroom | 0.00037892
Recessed Can | Incandescent |  | Standard A Lamp | 1 | 40 | Closet | 123482 | Closet | 0.00037892
Recessed Can | Compact Fluorescent |  | Twist | 1 | 15 | Family Room | 123483 | Family Room | 0.00037892
Floor lamp | Compact Fluorescent |  | Twist | 1 | 15 | Family Room | 123483 | Family Room | 0.00037892
Recessed Can | Incandescent |  | Reflector | 1 | 65 | Laundry Room | 123484 | Laundry Room | 0.00037892
Recessed Can | Incandescent |  | Standard A Lamp | 1 | 40 | Laundry Room | 123484 | Laundry Room | 0.00037892
Wall Mount | Compact Fluorescent |  | Twist | 1 | 15 | Bathroom | 123485 | Bathroom | 0.00037892
Ceiling Fixture | Incandescent |  | Standard A Lamp | 1 | 40 | Bedroom | 123486 | Bedroom | 0.00037892
Table | Incandescent |  | Standard A Lamp | 1 | 25 | Bedroom | 123486 | Bedroom | 0.00037892
Table | Compact Fluorescent |  | Twist | 1 | 7 | Bedroom | 123486 | Bedroom | 0.00037892
Table | Compact Fluorescent |  | Twist | 1 | 7 | Hall | 123487 | Hall | 0.00037892
Chandelier (Hanging) | Incandescent |  | Mini base | 1 | 25 | Family Room | 123488 | Family Room | 0.00037892
Floor lamp | Incandescent |  | Standard A Lamp | 1 | 75 | Family Room | 123488 | Family Room | 0.00037892
Floor lamp | Compact Fluorescent |  | Twist | 1 | 22 | Family Room | 123488 | Family Room | 0.00037892
Ceiling Fixture | Incandescent |  | Standard A Lamp | 1 | 40 | Hall | 123489 | Hall | 0.00037892
Wall Mount | Compact Fluorescent |  | Twist | 1 | 15 | Bedroom | 1234810 | Bedroom | 0.00037892
Table | Compact Fluorescent |  | Twist | 1 | 7 | Bedroom | 1234810 | Bedroom | 0.00037892
Wall Mount | Incandescent |  | Standard A Lamp | 1 | 60 | Hall | 1234811 | Hall | 0.00037892
Chandelier (Hanging) | Other |  |  | 1 | 15 | Hall | 1234811 | Hall | 0.00037892
Ceiling Fixture | Linear Fluorescent | 48 | T-12 | 2 | 40 | Garage | 1234814 | Garage | 0.00037892
Garage door opener | Compact Fluorescent |  | Twist | 2 | 15 | Garage | 1234814 | Garage | 0.00037892
Recessed Can | Incandescent |  | Reflector | 1 | 65 | Kitchen | 1234815 | Kitchen | 0.00037892
Recessed Can | Incandescent |  | Standard A Lamp | 1 | 60 | Kitchen | 1234815 | Kitchen | 0.00037892
Table | Other |  | LED Interior | 1 | 7 | Kitchen | 1234815 | Kitchen | 0.00037892
Track | Incandescent |  | Standard A Lamp | 1 | 25 | Kitchen | 1234815 | Kitchen | 0.00037892
Table | Compact Fluorescent |  | Twist | 1 | 15 | Living Room | 1234816 | Living Room | 0.00037892
Track | Halogen |  | MR | 4 | 35 | Living Room | 1234816 | Living Room | 0.00037892
Wall Mount | Incandescent |  | Standard A Lamp | 1 | 25 | Bathroom | 1234817 | Bathroom | 0.00037892
Wall Mount | Other |  | LED Interior | 1 | 7 | Bathroom | 1234817 | Bathroom | 0.00037892
Wall Mount | Incandescent |  | Standard A Lamp | 1 | 25 | Bathroom | 1234818 | Bathroom | 0.00037892
Floor lamp | Other |  | LED Interior | 1 | 7 | Master Bedroom | 1234819 | Master Bedroom | 0.00037892
Wall Mount | Compact Fluorescent |  | Twist | 1 | 15 | Master Bedroom | 1234819 | Master Bedroom | 0.00037892
Table | Incandescent |  | Mini base | 2 | 40 | Master Bedroom | 1234819 | Master Bedroom | 0.00037892
Ceiling Fixture | Incandescent |  | Reflector | 1 | 75 | Master Bedroom | 1234819 | Master Bedroom | 0.00037892
Ceiling Fixture | Compact Fluorescent |  | Twist | 1 | 15 | Closet | 1234820 | Closet | 0.00037892
Ceiling Fixture | Incandescent |  | Globe | 3 | 25 | Bedroom | 123581 | Bedroom | 0.00037892
Floor lamp | Incandescent |  | 3-Way Incandescent | 1 | 150 | Bedroom | 123581 | Bedroom | 0.00037892
Table | Compact Fluorescent |  | Circline (Screw Base) | 1 | 30 | Bedroom | 123581 | Bedroom | 0.00037892
Table | Linear Fluorescent | 17 | T-8 | 2 | 15 | Bedroom | 123581 | Bedroom | 0.00037892
Architectural | Compact Fluorescent |  | Twist | 1 | 15 | Other | 123582 | Other | 0.00037892
Ceiling Fixture | Linear Fluorescent | 48 | T-12 | 2 | 40 | Other | 123582 | Other | 0.00037892
Wall Mount | Incandescent |  | Globe | 6 | 40 | Bathroom | 123583 | Bathroom | 0.00037892
Wall Mount | Incandescent |  | Globe | 5 | 40 | Bathroom | 123584 | Bathroom | 0.00037892
Table | Incandescent |  | Standard A Lamp | 1 | 60 | Bedroom | 123585 | Bedroom | 0.00037892
Ceiling Fixture | Incandescent |  | Standard A Lamp | 2 | 60 | Bedroom | 123585 | Bedroom | 0.00037892
Table | Compact Fluorescent |  | Straight Tube | 1 | 27 | Bedroom | 123585 | Bedroom | 0.00037892
Table | Compact Fluorescent |  | Twist | 1 | 13 | Bedroom | 123585 | Bedroom | 0.00037892
Architectural | Compact Fluorescent |  | Twist | 1 | 13 | Other | 123586 | Other | 0.00037892
Ceiling Fixture | Incandescent |  | Standard A Lamp | 2 | 60 | Closet | 123587 | Closet | 0.00037892
Chandelier (Hanging) | Incandescent |  | Mini base | 6 | 40 | Dining Room | 123588 | Dining Room | 0.00037892
Table | Compact Fluorescent |  | Twist | 3 | 13 | Hall | 123589 | Hall | 0.00037892
Ceiling Fixture | Incandescent |  | Clear | 5 | 25 | Hall | 123589 | Hall | 0.00037892
Ceiling Fan | Incandescent |  | Standard A Lamp | 1 | 60 | Hall | 1235810 | Hall | 0.00037892
Recessed Can | Incandescent |  | Reflector | 1 | 65 | Kitchen | 1235811 | Kitchen | 0.00037892
Recessed Can | Incandescent |  | Reflector | 1 | 65 | Laundry Room | 1235812 | Laundry Room | 0.00037892
Ceiling Fixture | Linear Fluorescent | 48 | T-12 | 2 | 40 | Laundry Room | 1235812 | Laundry Room | 0.00037892
Architectural | Compact Fluorescent |  | Other | 1 | 15 | Laundry Room | 1235812 | Laundry Room | 0.00037892
Architectural | Compact Fluorescent |  | Twist | 1 | 13 | Laundry Room | 1235812 | Laundry Room | 0.00037892
Floor lamp | Incandescent |  | Standard A Lamp | 1 | 100 | Living Room | 1235813 | Living Room | 0.00037892
Table | Incandescent |  | Standard A Lamp | 4 | 13 | Living Room | 1235813 | Living Room | 0.00037892
Floor lamp | Compact Fluorescent |  | Twist | 4 | 13 | Living Room | 1235813 | Living Room | 0.00037892
Wall Mount | Compact Fluorescent |  | Twist | 10 | 18 | Bathroom | 1235814 | Bathroom | 0.00037892
Ceiling Fixture | Incandescent |  | Globe | 3 | 25 | Master Bedroom | 1235815 | Master Bedroom | 0.00037892
Table | Incandescent |  | 3-Way Incandescent | 1 | 150 | Master Bedroom | 1235815 | Master Bedroom | 0.00037892
Floor lamp | Incandescent |  | Standard A Lamp | 1 | 150 | Master Bedroom | 1235815 | Master Bedroom | 0.00037892
Recessed Can | Incandescent |  | Reflector | 1 | 65 | Master Bedroom | 1235815 | Master Bedroom | 0.00037892
Ceiling Fixture | Incandescent |  | Standard A Lamp | 3 | 75 | Office | 1235816 | Office | 0.00037892
Floor lamp | Incandescent |  | 3-Way Incandescent | 1 | 150 | Office | 1235816 | Office | 0.00037892
Table | Incandescent |  | Standard A Lamp | 1 | 60 | Office | 1235816 | Office | 0.00037892
Table | Halogen |  | MR | 1 | 100 | Office | 1235816 | Office | 0.00037892
Architectural | Compact Fluorescent |  | Twist | 1 | 23 | Hall | 1235817 | Hall | 0.00037892
Architectural | Incandescent |  | Standard A Lamp | 1 | 55 | Other | 1235818 | Other | 0.00037892
Architectural | Compact Fluorescent |  | Twist | 1 | 15 | Other | 1235820 | Other | 0.00037892
Table | Incandescent |  | Standard A Lamp | 1 | 40 | Other | 1235820 | Other | 0.00037892
Architectural | Incandescent |  | Standard A Lamp | 1 | 75 | Other | 1235821 | Other | 0.00037892
Recessed Can | Incandescent |  | Reflector | 1 | 65 | Other | 1235822 | Other | 0.00037892
Ceiling Fixture | Incandescent |  | Standard A Lamp | 1 | 60 | Bathroom | 123701 | Bathroom | 0.0017229
Wall Mount | Incandescent |  | Globe | 6 | 40 | Bathroom | 123701 | Bathroom | 0.0017229
Ceiling Fixture | Incandescent |  | Standard A Lamp | 2 | 60 | Bedroom | 123702 | Bedroom | 0.0017229
Recessed Can | Incandescent |  | Reflector | 1 | 65 | Other | 123703 | Other | 0.0017229
Table | Incandescent |  | Standard A Lamp | 1 | 60 | Other | 123703 | Other | 0.0017229
Table | Incandescent |  | Standard A Lamp | 1 | 75 | Other | 123703 | Other | 0.0017229
Track | Incandescent |  | Reflector | 2 | 75 | Living Room | 123704 | Living Room | 0.0017229
Floor lamp | Incandescent |  | Standard A Lamp | 1 | 60 | Living Room | 123704 | Living Room | 0.0017229
Table | Compact Fluorescent |  | Twist | 1 | 20 | Living Room | 123704 | Living Room | 0.0017229
Ceiling Fixture | Incandescent |  | Standard A Lamp | 1 | 100 | Bedroom | 123705 | Bedroom | 0.0017229
Ceiling Fixture | Incandescent |  | Standard A Lamp | 1 | 75 | Closet | 123706 | Closet | 0.0017229
Recessed Can | Incandescent |  | Reflector | 1 | 60 | Dining Room | 123707 | Dining Room | 0.0017229
Ceiling Fixture | Incandescent |  | Standard A Lamp | 1 | 75 | Other | 123708 | Other | 0.0017229
Ceiling Fixture | Incandescent |  | Standard A Lamp | 1 | 60 | Garage | 123709 | Garage | 0.0017229
Recessed Can | Incandescent |  | Reflector | 1 | 65 | Kitchen | 1237010 | Kitchen | 0.0017229
Recessed Can | Halogen |  | PAR | 1 | 90 | Kitchen | 1237010 | Kitchen | 0.0017229
Track | Incandescent |  | Reflector | 2 | 60 | Living Room | 1237011 | Living Room | 0.0017229
Recessed Can | Incandescent |  | Reflector | 1 | 75 | Living Room | 1237011 | Living Room | 0.0017229
Wall Mount | Incandescent |  | Globe | 6 | 40 | Bathroom | 1237012 | Bathroom | 0.0017229
Ceiling Fixture | Incandescent |  | Standard A Lamp | 1 | 75 | Bathroom | 1237012 | Bathroom | 0.0017229
Recessed Can | Incandescent |  | Reflector | 1 | 65 | Master Bedroom | 1237013 | Master Bedroom | 0.0017229
Wall Mount | Incandescent |  | Clear | 1 | 60 | Master Bedroom | 1237013 | Master Bedroom | 0.0017229
Table | Incandescent |  | Standard A Lamp | 1 | 60 | Master Bedroom | 1237013 | Master Bedroom | 0.0017229
Ceiling Fixture | Incandescent |  | Standard A Lamp | 1 | 40 | Closet | 1237014 | Closet | 0.0017229
Ceiling Fixture | Incandescent |  | Standard A Lamp | 1 | 60 | Closet | 1237014 | Closet | 0.0017229
Ceiling Fixture | Incandescent |  | Standard A Lamp | 1 | 75 | Closet | 1237014 | Closet | 0.0017229
Track | Incandescent |  | Reflector | 3 | 65 | Other | 1237015 | Other | 0.0017229
Ceiling Fixture | Incandescent |  | Standard A Lamp | 1 | 60 | Closet | 1237016 | Closet | 0.0017229
Wall Mount | Incandescent |  | Standard A Lamp | 1 | 40 | Bathroom | 1237017 | Bathroom | 0.0017229
Wall Mount | Incandescent |  | Standard A Lamp | 1 | 100 | Bathroom | 1237017 | Bathroom | 0.0017229
Recessed Can | Incandescent |  | Reflector | 1 | 65 | Hall | 1237018 | Hall | 0.0017229
Ceiling Fixture | Incandescent |  | Standard A Lamp | 1 | 60 | Other | 1237019 | Other | 0.0017229
Wall Mount | Incandescent |  | Decorative | 2 | 25 | Bathroom | 123721 | Bathroom | 0.0012318
Ceiling Fixture | Compact Fluorescent |  | Twist | 2 | 15 | Bedroom | 123722 | Bedroom | 0.0012318
Chandelier (Hanging) | Incandescent |  | Mini base | 5 | 25 | Dining Room | 123723 | Dining Room | 0.0012318
Garage door opener | Incandescent |  | Standard A Lamp | 1 | 60 | Garage | 123724 | Garage | 0.0012318
Ceiling Fixture | Compact Fluorescent |  | Twist | 1 | 15 | Garage | 123724 | Garage | 0.0012318
Ceiling Fixture | Compact Fluorescent |  | Twist | 2 | 15 | Hall | 123725 | Hall | 0.0012318
Recessed - other | Linear Fluorescent | 48 | T-12 | 2 | 32 | Kitchen | 123726 | Kitchen | 0.0012318
Ceiling Fixture | Compact Fluorescent |  | Twist | 1 | 15 | Laundry Room | 123727 | Laundry Room | 0.0012318
Table | Compact Fluorescent |  | Twist | 1 | 15 | Living Room | 123728 | Living Room | 0.0012318
Wall Mount | Compact Fluorescent |  | Twist | 3 | 15 | Bathroom | 123729 | Bathroom | 0.0012318
Recessed - other | Incandescent |  | Heat Lamp | 2 | 250 | Bathroom | 123729 | Bathroom | 0.0012318
Ceiling Fixture | Linear Fluorescent | 48 | T-12 | 2 | 40 | Bedroom | 1237210 | Bedroom | 0.0012318
Table | Incandescent |  | Standard A Lamp | 1 | 60 | Bedroom | 1237210 | Bedroom | 0.0012318
Ceiling Fixture | Compact Fluorescent |  | Twist | 1 | 15 | Closet | 1237211 | Closet | 0.0012318
Ceiling Fixture | Compact Fluorescent |  | Twist | 2 | 15 | Hall | 1237212 | Hall | 0.0012318
Ceiling Fan | Compact Fluorescent |  | Twist | 2 | 15 | Hall | 1237212 | Hall | 0.0012318
Table | Compact Fluorescent |  | Twist | 1 | 15 | Master Bedroom | 1237213 | Master Bedroom | 0.0012318
Wall Mount | Incandescent |  | Decorative | 4 | 60 | Bathroom | 123761 | Bathroom | 0.00029524
Ceiling Fixture | Incandescent |  | Standard A Lamp | 3 | 60 | Bedroom | 123762 | Bedroom | 0.00029524
Ceiling Fixture | Incandescent |  | Standard A Lamp | 2 | 60 | Bedroom | 123763 | Bedroom | 0.00029524
Table | Compact Fluorescent |  | Twist | 1 | 15 | Bedroom | 123763 | Bedroom | 0.00029524
Ceiling Fixture | Compact Fluorescent |  | Twist | 1 | 15 | Dining Room | 123764 | Dining Room | 0.00029524
Ceiling Fixture | Compact Fluorescent |  | Twist | 3 | 15 | Family Room | 123765 | Family Room | 0.00029524
Ceiling Fixture | Incandescent |  | Standard A Lamp | 1 | 40 | Family Room | 123765 | Family Room | 0.00029524
Table | Compact Fluorescent |  | Pin base | 1 | 22 | Family Room | 123765 | Family Room | 0.00029524
Ceiling Fixture | Incandescent |  | Standard A Lamp | 2 | 60 | Hall | 123766 | Hall | 0.00029524
Ceiling Fan | Linear Fluorescent | 40 | T-12 | 2 | 40 | Kitchen | 123767 | Kitchen | 0.00029524
Ceiling Fixture | Incandescent |  | Globe | 1 | 60 | Laundry Room | 123768 | Laundry Room | 0.00029524
Table | Compact Fluorescent |  | Twist | 3 | 15 | Living Room | 123769 | Living Room | 0.00029524
Wall Mount | Incandescent |  | Decorative | 2 | 25 | Living Room | 123769 | Living Room | 0.00029524
Floor lamp | Incandescent |  | 3-Way Incandescent | 1 | 150 | Living Room | 123769 | Living Room | 0.00029524
Chandelier (Hanging) | Compact Fluorescent |  | Twist | 1 | 15 | Bathroom | 123771 | Bathroom | 0.0017229
Wall Mount | Incandescent |  | Standard A Lamp | 1 | 40 | Bathroom | 123771 | Bathroom | 0.0017229
Chandelier (Hanging) | Incandescent |  | Standard A Lamp | 2 | 60 | Bathroom | 123772 | Bathroom | 0.0017229
Wall Mount | Incandescent |  | Standard A Lamp | 2 | 75 | Bathroom | 123772 | Bathroom | 0.0017229
Wall Mount | Compact Fluorescent |  | Twist | 1 | 15 | Bathroom | 123773 | Bathroom | 0.0017229
Track | Incandescent |  | Reflector | 4 | 65 | Bedroom | 123774 | Bedroom | 0.0017229
Chandelier (Hanging) | Compact Fluorescent |  | Twist | 2 | 18 | Bedroom | 123775 | Bedroom | 0.0017229
Table | Compact Fluorescent |  | Straight Tube | 1 | 15 | Bedroom | 123775 | Bedroom | 0.0017229
Chandelier (Hanging) | Incandescent |  | Standard A Lamp | 2 | 60 | Master Bedroom | 123776 | Master Bedroom | 0.0017229
Table | Incandescent |  | Decorative | 1 | 40 | Master Bedroom | 123776 | Master Bedroom | 0.0017229
Chandelier (Hanging) | Compact Fluorescent |  | Twist | 2 | 15 | Dining Room | 123777 | Dining Room | 0.0017229
Ceiling Fixture | Incandescent |  | Standard A Lamp | 1 | 75 | Dining Room | 123777 | Dining Room | 0.0017229
Ceiling Fixture | Linear Fluorescent | 48 | T-12 | 4 | 40 | Kitchen | 123778 | Kitchen | 0.0017229
Ceiling Fixture | Incandescent |  | Standard A Lamp | 1 | 60 | Laundry Room | 123779 | Laundry Room | 0.0017229
Floor lamp | Incandescent |  | Reflector | 2 | 65 | Living Room | 1237710 | Living Room | 0.0017229
Floor lamp | Halogen |  | MR | 1 | 50 | Living Room | 1237710 | Living Room | 0.0017229
Recessed Can | Compact Fluorescent |  | Reflector | 1 | 22 | Living Room | 1237710 | Living Room | 0.0017229
Ceiling Fan | Halogen |  | MR | 1 | 75 | Living Room | 1237710 | Living Room | 0.0017229
Track | Compact Fluorescent |  | Twist | 2 | 15 | Living Room | 1237710 | Living Room | 0.0017229
Track | Incandescent |  | Reflector | 2 | 65 | Living Room | 1237710 | Living Room | 0.0017229
Ceiling Fixture | Linear Fluorescent | 48 | T-12 | 4 | 40 | Closet | 1237711 | Closet | 0.0017229
Chandelier (Hanging) | Incandescent |  | Standard A Lamp | 2 | 75 | Family Room | 1237712 | Family Room | 0.0017229
Floor lamp | Incandescent |  | Standard A Lamp | 1 | 60 | Family Room | 1237712 | Family Room | 0.0017229
Chandelier (Hanging) | Incandescent |  | Clear | 2 | 60 | Living Room | 1237713 | Living Room | 0.0017229
Table | Compact Fluorescent |  | Twist | 1 | 15 | Living Room | 1237713 | Living Room | 0.0017229
Ceiling Fixture | Incandescent |  | Standard A Lamp | 1 | 75 | Hall | 1237714 | Hall | 0.0017229
Wall Mount | Incandescent |  | Standard A Lamp | 1 | 100 | Hall | 123981 | Hall | 0.00037892
Wall Mount | Incandescent |  | Standard A Lamp | 2 | 60 | Bathroom | 123982 | Bathroom | 0.00037892
Chandelier (Hanging) | Incandescent |  | Mini base | 6 | 60 | Dining Room | 123983 | Dining Room | 0.00037892
Chandelier (Hanging) | Compact Fluorescent |  | Twist | 5 | 15 | Hall | 123984 | Hall | 0.00037892
Chandelier (Hanging) | Incandescent |  | Mini base | 1 | 60 | Kitchen | 123985 | Kitchen | 0.00037892
Recessed Can | Incandescent |  | Reflector | 1 | 60 | Kitchen | 123985 | Kitchen | 0.00037892
Table | Compact Fluorescent |  | Straight Tube | 1 | 11 | Living Room | 123986 | Living Room | 0.00037892
Table | Incandescent |  | Standard A Lamp | 1 | 40 | Living Room | 123986 | Living Room | 0.00037892
Table | Incandescent |  | Standard A Lamp | 1 | 60 | Living Room | 123986 | Living Room | 0.00037892
Table | Incandescent |  | Standard A Lamp | 1 | 75 | Living Room | 123986 | Living Room | 0.00037892
Table | Compact Fluorescent |  | Twist | 1 | 15 | Living Room | 123986 | Living Room | 0.00037892
Chandelier (Hanging) | Incandescent |  | Mini base | 3 | 60 | Hall | 123987 | Hall | 0.00037892
Ceiling Fixture | Compact Fluorescent |  | Twist | 1 | 15 | Closet | 123988 | Closet | 0.00037892
Recessed Can | Incandescent |  | Reflector | 1 | 60 | Bathroom | 123989 | Bathroom | 0.00037892
Wall Mount | Incandescent |  | Standard A Lamp | 1 | 3 | Bathroom | 123989 | Bathroom | 0.00037892
Ceiling Fixture | Incandescent |  | Standard A Lamp | 1 | 40 | Bedroom | 1239810 | Bedroom | 0.00037892
Ceiling Fixture | Incandescent |  | Standard A Lamp | 1 | 60 | Bedroom | 1239811 | Bedroom | 0.00037892
Table | Incandescent |  | Globe | 1 | 40 | Bedroom | 1239811 | Bedroom | 0.00037892
Ceiling Fixture | Compact Fluorescent |  | Other | 1 | 15 | Closet | 1239812 | Closet | 0.00037892
Chandelier (Hanging) | Incandescent |  | Standard A Lamp | 2 | 60 | Hall | 1239813 | Hall | 0.00037892
Wall Mount | Incandescent |  | Clear | 1 | 60 | Hall | 1239813 | Hall | 0.00037892
Wall Mount | Compact Fluorescent |  | Twist | 1 | 15 | Hall | 1239813 | Hall | 0.00037892
Chandelier (Hanging) | Incandescent |  | Mini base | 3 | 60 | Master Bedroom | 1239814 | Master Bedroom | 0.00037892
Table | Incandescent |  | Standard A Lamp | 1 | 40 | Master Bedroom | 1239814 | Master Bedroom | 0.00037892
Table | Incandescent |  | Standard A Lamp | 1 | 60 | Master Bedroom | 1239814 | Master Bedroom | 0.00037892
Ceiling Fixture | Compact Fluorescent |  | Twist | 1 | 15 | Closet | 1239815 | Closet | 0.00037892
Track | Halogen |  | MR | 5 | 50 | Office | 1239816 | Office | 0.00037892
Table | Incandescent |  | Standard A Lamp | 1 | 40 | Office | 1239816 | Office | 0.00037892
Table | Incandescent |  | Standard A Lamp | 1 | 60 | Office | 1239816 | Office | 0.00037892
Ceiling Fixture | Incandescent |  | Standard A Lamp | 1 | 100 | Other | 1239817 | Other | 0.00037892
Ceiling Fixture | Incandescent |  | Standard A Lamp | 1 | 40 | Other | 1239818 | Other | 0.00037892
Ceiling Fixture | Compact Fluorescent |  | Twist | 1 | 15 | Garage | 1239819 | Garage | 0.00037892
Ceiling Fixture | Incandescent |  | Standard A Lamp | 1 | 100 | Laundry Room | 1239820 | Laundry Room | 0.00037892
Ceiling Fixture | Compact Fluorescent |  | Twist | 1 | 15 | Other | 123991 | Other | 0.00037892
Wall Mount | Incandescent |  | Decorative | 4 | 5 | Bathroom | 123992 | Bathroom | 0.00037892
Architectural | Halogen |  | Quartz Tube | 1 | 20 | Bathroom | 123992 | Bathroom | 0.00037892
Ceiling Fixture | Compact Fluorescent |  | Twist | 2 | 15 | Bedroom | 123993 | Bedroom | 0.00037892
Torchiere | Halogen |  | Quartz Tube | 2 | 20 | Bedroom | 123994 | Bedroom | 0.00037892
Floor lamp | Incandescent |  | Standard A Lamp | 1 | 60 | Bedroom | 123994 | Bedroom | 0.00037892
Floor lamp | Halogen |  | Quartz Tube | 1 | 50 | Dining Room | 123995 | Dining Room | 0.00037892
Ceiling Fan | Halogen |  | MR | 1 | 20 | Dining Room | 123995 | Dining Room | 0.00037892
Ceiling Fixture | Other |  | LED Interior | 1 | 12 | Kitchen | 123996 | Kitchen | 0.00037892
Recessed Can | Compact Fluorescent |  | Reflector | 1 | 15 | Kitchen | 123997 | Kitchen | 0.00037892
Ceiling Fan | Halogen |  | MR | 1 | 20 | Kitchen | 123997 | Kitchen | 0.00037892
Floor lamp | Halogen |  | Quartz Tube | 2 | 20 | Living Room | 123998 | Living Room | 0.00037892
Architectural | Halogen |  | MR | 5 | 20 | Office | 123999 | Office | 0.00037892
Architectural | Halogen |  | MR | 1 | 20 | Office | 1239910 | Office | 0.00037892
Floor lamp | Halogen |  | Quartz Tube | 1 | 50 | Office | 1239910 | Office | 0.00037892
Architectural | Other |  | LED Interior | 1 | 12 | Office | 1239910 | Office | 0.00037892
Ceiling Fixture | Compact Fluorescent |  | Twist | 1 | 15 | Bathroom | 1239911 | Bathroom | 0.00037892
Track | Halogen |  | MR | 4 | 20 | Hall | 1239912 | Hall | 0.00037892
Ceiling Fixture | Compact Fluorescent |  | Twist | 1 | 15 | Office | 1239913 | Office | 0.00037892
Ceiling Fixture | Incandescent |  | Clear | 3 | 40 | Master Bedroom | 124041 | Master Bedroom | 0.00049795
Table | Incandescent |  | Standard A Lamp | 1 | 60 | Master Bedroom | 124041 | Master Bedroom | 0.00049795
Ceiling Fixture | Incandescent |  | Standard A Lamp | 2 | 60 | Bedroom | 124042 | Bedroom | 0.00049795
Ceiling Fixture | Incandescent |  | Clear | 3 | 60 | Bedroom | 124043 | Bedroom | 0.00049795
Chandelier (Hanging) | Incandescent |  | Mini base | 4 | 25 | Dining Room | 124044 | Dining Room | 0.00049795
Wall Mount | Incandescent |  | Globe | 3 | 40 | Bathroom | 124045 | Bathroom | 0.00049795
Ceiling Fixture | Incandescent |  | Standard A Lamp | 1 | 60 | Bathroom | 124045 | Bathroom | 0.00049795
Ceiling Fixture | Linear Fluorescent | 48 | T-12 | 2 | 40 | Kitchen | 124046 | Kitchen | 0.00049795
Wall Mount | Incandescent |  | Standard A Lamp | 2 | 60 | Kitchen | 124046 | Kitchen | 0.00049795
Ceiling Fixture | Incandescent |  | Standard A Lamp | 1 | 100 | Laundry Room | 124047 | Laundry Room | 0.00049795
Wall Mount | Incandescent |  | Standard A Lamp | 2 | 60 | Laundry Room | 124047 | Laundry Room | 0.00049795
Floor lamp | Incandescent |  | Standard A Lamp | 2 | 125 | Living Room | 124048 | Living Room | 0.00049795
Floor lamp | Compact Fluorescent |  | Twist | 1 | 15 | Living Room | 124048 | Living Room | 0.00049795
Table | Incandescent |  | Standard A Lamp | 1 | 125 | Living Room | 124048 | Living Room | 0.00049795
Table | Incandescent |  | Decorative | 1 | 40 | Living Room | 124048 | Living Room | 0.00049795
Ceiling Fixture | Incandescent |  | Standard A Lamp | 2 | 60 | Bathroom | 124049 | Bathroom | 0.00049795
Wall Mount | Incandescent |  | Standard A Lamp | 4 | 60 | Bathroom | 124049 | Bathroom | 0.00049795
Recessed Can | Halogen |  | PAR | 1 | 50 | Other | 1240410 | Other | 0.00049795
Wall Mount | Incandescent |  | Standard A Lamp | 1 | 60 | Closet | 1240411 | Closet | 0.00049795
Wall Mount | Incandescent |  | Standard A Lamp | 4 | 60 | Bathroom | 124071 | Bathroom | 0.00028601
Ceiling Fixture | Incandescent |  | Standard A Lamp | 2 | 60 | Bathroom | 124071 | Bathroom | 0.00028601
Floor lamp | Incandescent |  | Standard A Lamp | 1 | 25 | Other | 124072 | Other | 0.00028601
Ceiling Fixture | Incandescent |  | Standard A Lamp | 1 | 60 | Closet | 124073 | Closet | 0.00028601
Ceiling Fixture | Incandescent |  | Standard A Lamp | 2 | 60 | Other | 124074 | Other | 0.00028601
Ceiling Fixture | Incandescent |  | Standard A Lamp | 1 | 60 | Garage | 124075 | Garage | 0.00028601
Ceiling Fixture | Incandescent |  | Standard A Lamp | 2 | 60 | Hall | 124076 | Hall | 0.00028601
Ceiling Fixture | Incandescent |  | Reflector | 2 | 125 | Kitchen | 124077 | Kitchen | 0.00028601
Ceiling Fixture | Incandescent |  | Reflector | 2 | 75 | Kitchen | 124077 | Kitchen | 0.00028601
Ceiling Fixture | Incandescent |  | Globe | 1 | 100 | Kitchen | 124077 | Kitchen | 0.00028601
Ceiling Fixture | Incandescent |  | Standard A Lamp | 1 | 60 | Laundry Room | 124078 | Laundry Room | 0.00028601
Ceiling Fixture | Incandescent |  | Decorative | 1 | 25 | Living Room | 124079 | Living Room | 0.00028601
Wall Mount | Incandescent |  | Decorative | 2 | 25 | Living Room | 124079 | Living Room | 0.00028601
Chandelier (Hanging) | Incandescent |  | Decorative | 8 | 25 | Living Room | 124079 | Living Room | 0.00028601
Ceiling Fixture | Incandescent |  | Standard A Lamp | 3 | 60 | Master Bedroom | 1240710 | Master Bedroom | 0.00028601
Wall Mount | Incandescent |  | Globe | 2 | 40 | Bathroom | 1240711 | Bathroom | 0.00028601
Ceiling Fixture | Incandescent |  | Standard A Lamp | 1 | 60 | Bathroom | 1240711 | Bathroom | 0.00028601
Ceiling Fixture | Incandescent |  | Standard A Lamp | 3 | 60 | Office | 1240712 | Office | 0.00028601
Wall Mount | Linear Fluorescent | 24 | T-5 | 1 | 20 | Office | 1240712 | Office | 0.00028601
Ceiling Fixture | Incandescent |  | Standard A Lamp | 3 | 75 | Office | 1240713 | Office | 0.00028601
Floor lamp | Incandescent |  | Standard A Lamp | 1 | 150 | Office | 1240713 | Office | 0.00028601
Floor lamp | Incandescent |  | Standard A Lamp | 1 | 60 | Office | 1240713 | Office | 0.00028601
Floor lamp | Compact Fluorescent |  | 3-Way CFL | 1 | 19 | Living Room | 124081 | Living Room | 0.0012318
Ceiling Fixture | Compact Fluorescent |  | Reflector | 1 | 14 | Bedroom | 124082 | Bedroom | 0.0012318
Table | Incandescent |  | Standard A Lamp | 1 | 100 | Bedroom | 124082 | Bedroom | 0.0012318
Floor lamp | Compact Fluorescent |  | Twist | 1 | 23 | Bedroom | 124082 | Bedroom | 0.0012318
Wall Mount | Compact Fluorescent |  | Globe | 5 | 11 | Bathroom | 124083 | Bathroom | 0.0012318
Table | Compact Fluorescent |  | Twist | 1 | 23 | Bedroom | 124084 | Bedroom | 0.0012318
Recessed Can | Compact Fluorescent |  | Twist | 1 | 23 | Bedroom | 124085 | Bedroom | 0.0012318
Ceiling Fixture | Halogen |  | MR | 1 | 50 | Bedroom | 124085 | Bedroom | 0.0012318
Table | Compact Fluorescent |  | Twist | 1 | 23 | Master Bedroom | 124086 | Master Bedroom | 0.0012318
Ceiling Fixture | Compact Fluorescent |  | Twist | 2 | 23 | Closet | 124087 | Closet | 0.0012318
Wall Mount | Compact Fluorescent |  | Twist | 4 | 13 | Bathroom | 124088 | Bathroom | 0.0012318
Ceiling Fixture | Compact Fluorescent |  | Twist | 1 | 13 | Bathroom | 124088 | Bathroom | 0.0012318
Ceiling Fixture | Compact Fluorescent |  | Twist | 1 | 23 | Garage | 124089 | Garage | 0.0012318
Ceiling Fixture | Incandescent |  | Standard A Lamp | 4 | 60 | Dining Room | 1240810 | Dining Room | 0.0012318
Table | Compact Fluorescent |  | Twist | 1 | 13 | Dining Room | 1240810 | Dining Room | 0.0012318
Floor lamp | Compact Fluorescent |  | 3-Way CFL | 1 | 19 | Dining Room | 1240810 | Dining Room | 0.0012318
Recessed Can | Incandescent |  | Reflector | 1 | 65 | Kitchen | 1240811 | Kitchen | 0.0012318
Ceiling Fixture | Incandescent |  | Standard A Lamp | 1 | 60 | Kitchen | 1240811 | Kitchen | 0.0012318
Ceiling Fixture | Incandescent |  | Globe | 2 | 150 | Office | 1240812 | Office | 0.0012318
Floor lamp | Compact Fluorescent |  | Twist | 1 | 23 | Office | 1240812 | Office | 0.0012318
Table | Compact Fluorescent |  | Twist | 1 | 23 | Living Room | 1240813 | Living Room | 0.0012318
Ceiling Fixture | Incandescent |  | Mini base | 4 | 25 | Hall | 1240814 | Hall | 0.0012318
Table | Compact Fluorescent |  | Twist | 1 | 23 | Hall | 1240814 | Hall | 0.0012318
Floor lamp | Compact Fluorescent |  | Twist | 1 | 23 | Bathroom | 1240815 | Bathroom | 0.0012318
Ceiling Fixture | Compact Fluorescent |  | Twist | 1 | 23 | Laundry Room | 1240816 | Laundry Room | 0.0012318
Ceiling Fixture | Compact Fluorescent |  | Twist | 2 | 23 | Closet | 1240817 | Closet | 0.0012318
Wall Mount | Halogen |  | Quartz Tube | 1 | 50 | Bathroom | 124141 | Bathroom | 0.00037892
Ceiling Fixture | Compact Fluorescent |  | Twist | 1 | 23 | Bedroom | 124142 | Bedroom | 0.00037892
Table | Halogen |  | Other | 1 | 60 | Bedroom | 124142 | Bedroom | 0.00037892
Ceiling Fixture | Compact Fluorescent |  | Twist | 1 | 15 | Bedroom | 124143 | Bedroom | 0.00037892
Floor lamp | Compact Fluorescent |  | Twist | 1 | 23 | Bedroom | 124143 | Bedroom | 0.00037892
Table | Compact Fluorescent | 48 | Pin base | 1 | 27 | Bedroom | 124143 | Bedroom | 0.00037892
Ceiling Fixture | Incandescent |  | Standard A Lamp | 1 | 60 | Hall | 124144 | Hall | 0.00037892
Ceiling Fixture | Compact Fluorescent |  | Twist | 1 | 15 | Kitchen | 124145 | Kitchen | 0.00037892
Chandelier (Hanging) | Incandescent |  | Mini base | 4 | 40 | Kitchen | 124145 | Kitchen | 0.00037892
Ceiling Fixture | Incandescent |  | Standard A Lamp | 1 | 60 | Laundry Room | 124146 | Laundry Room | 0.00037892
Wall Mount | Compact Fluorescent |  | Twist | 1 | 23 | Living Room | 124147 | Living Room | 0.00037892
Floor lamp | Compact Fluorescent |  | Twist | 1 | 26 | Living Room | 124147 | Living Room | 0.00037892
Table | Incandescent |  | Colored | 1 | 75 | Living Room | 124147 | Living Room | 0.00037892
Ceiling Fixture | Linear Fluorescent | 48 | T-12 | 2 | 40 | Other | 124271 | Other | 0.00037892
Recessed Can | Incandescent |  | Standard A Lamp | 1 | 75 | Other | 124272 | Other | 0.00037892
Recessed Can | Compact Fluorescent |  | Twist | 1 | 7 | Other | 124272 | Other | 0.00037892
Ceiling Fixture | Compact Fluorescent |  | Twist | 1 | 22 | Hall | 124273 | Hall | 0.00037892
Wall Mount | Incandescent |  | Standard A Lamp | 2 | 60 | Bathroom | 124274 | Bathroom | 0.00037892
Chandelier (Hanging) | Incandescent |  | Decorative | 8 | 25 | Bedroom | 124275 | Bedroom | 0.00037892
Track | Incandescent |  | Decorative | 1 | 25 | Bedroom | 124275 | Bedroom | 0.00037892
Table | Incandescent |  | Standard A Lamp | 1 | 40 | Office | 124276 | Office | 0.00037892
Ceiling Fixture | Compact Fluorescent |  | Twist | 3 | 22 | Office | 124276 | Office | 0.00037892
Ceiling Fixture | Compact Fluorescent |  | Twist | 1 | 22 | Family Room | 124277 | Family Room | 0.00037892
Table | Compact Fluorescent |  | Twist | 1 | 22 | Family Room | 124277 | Family Room | 0.00037892
Ceiling Fixture | Compact Fluorescent |  | Twist | 1 | 22 | Family Room | 124277 | Family Room | 0.00037892
Ceiling Fixture | Compact Fluorescent |  | Twist | 1 | 22 | Bedroom | 124278 | Bedroom | 0.00037892
Table | Incandescent |  | Standard A Lamp | 1 | 40 | Bedroom | 124278 | Bedroom | 0.00037892
Ceiling Fixture | Compact Fluorescent |  | Twist | 1 | 22 | Bathroom | 124279 | Bathroom | 0.00037892
Ceiling Fixture | Incandescent |  | Standard A Lamp | 1 | 100 | Bedroom | 1242710 | Bedroom | 0.00037892
Table | Halogen |  | Other | 1 | 50 | Bedroom | 1242710 | Bedroom | 0.00037892
Ceiling Fixture | Compact Fluorescent |  | Twist | 1 | 15 | Bedroom | 1242710 | Bedroom | 0.00037892
Ceiling Fixture | Compact Fluorescent |  | Twist | 2 | 22 | Bathroom | 1242711 | Bathroom | 0.00037892
Ceiling Fixture | Incandescent |  | Standard A Lamp | 1 | 40 | Bathroom | 1242712 | Bathroom | 0.00037892
Recessed Can | Compact Fluorescent |  | Twist | 1 | 22 | Kitchen | 1242713 | Kitchen | 0.00037892
Ceiling Fixture | Compact Fluorescent |  | Twist | 1 | 15 | Kitchen | 1242713 | Kitchen | 0.00037892
Chandelier (Hanging) | Halogen |  | Quartz Tube | 1 | 150 | Dining Room | 1242714 | Dining Room | 0.00037892
Ceiling Fixture | Incandescent |  | Standard A Lamp | 4 | 100 | Living Room | 1242715 | Living Room | 0.00037892
Floor lamp | Incandescent |  | Decorative | 1 | 25 | Living Room | 1242715 | Living Room | 0.00037892
Torchiere | Compact Fluorescent |  | Twist | 1 | 22 | Living Room | 1242715 | Living Room | 0.00037892
Table | Incandescent |  | Decorative | 2 | 25 | Living Room | 1242715 | Living Room | 0.00037892
Ceiling Fixture | Incandescent |  | Standard A Lamp | 1 | 100 | Other | 1242716 | Other | 0.00037892
Ceiling Fixture | Compact Fluorescent |  | Twist | 2 | 15 | Bedroom | 1242717 | Bedroom | 0.00037892
Ceiling Fixture | Compact Fluorescent |  | Twist | 1 | 22 | Closet | 1242718 | Closet | 0.00037892
Table | Halogen |  | Other | 1 | 50 | Closet | 1242718 | Closet | 0.00037892
Wall Mount | Compact Fluorescent |  | Twist | 2 | 15 | Bathroom | 124341 | Bathroom | 0.0017229
Wall Mount | Compact Fluorescent |  | Twist | 4 | 15 | Bathroom | 124342 | Bathroom | 0.0017229
Recessed Can | Compact Fluorescent |  | Twist | 1 | 15 | Bedroom | 124343 | Bedroom | 0.0017229
Ceiling Fan | Compact Fluorescent |  | Twist | 1 | 15 | Bedroom | 124344 | Bedroom | 0.0017229
Table | Compact Fluorescent |  | Twist | 1 | 15 | Bedroom | 124344 | Bedroom | 0.0017229
Ceiling Fan | Compact Fluorescent |  | Twist | 1 | 15 | Bedroom | 124345 | Bedroom | 0.0017229
Chandelier (Hanging) | Compact Fluorescent |  | Twist | 7 | 15 | Dining Room | 124346 | Dining Room | 0.0017229
Ceiling Fixture | Linear Fluorescent | 48 | T-12 | 2 | 40 | Garage | 124347 | Garage | 0.0017229
Garage door opener | Incandescent |  | Standard A Lamp | 2 | 60 | Garage | 124347 | Garage | 0.0017229
Ceiling Fan | Compact Fluorescent |  | Twist | 1 | 15 | Hall | 124348 | Hall | 0.0017229
Recessed Can | Compact Fluorescent |  | Twist | 1 | 15 | Kitchen | 124349 | Kitchen | 0.0017229
Ceiling Fixture | Compact Fluorescent |  | Twist | 2 | 15 | Laundry Room | 1243410 | Laundry Room | 0.0017229
Recessed Can | Compact Fluorescent |  | Twist | 1 | 15 | Laundry Room | 1243411 | Laundry Room | 0.0017229
Recessed Can | Compact Fluorescent |  | Twist | 1 | 15 | Office | 1243412 | Office | 0.0017229
Ceiling Fixture | Compact Fluorescent |  | Twist | 1 | 15 | Closet | 1243413 | Closet | 0.0017229
Floor lamp | Compact Fluorescent |  | Twist | 3 | 22 | Living Room | 124561 | Living Room | 0.00049795
Track | Incandescent |  | Reflector | 3 | 50 | Living Room | 124561 | Living Room | 0.00049795
Chandelier (Hanging) | Compact Fluorescent |  | Twist | 5 | 22 | Dining Room | 124562 | Dining Room | 0.00049795
Ceiling Fixture | Linear Fluorescent | 48 | T-12 | 4 | 40 | Kitchen | 124563 | Kitchen | 0.00049795
Other | Incandescent |  | Standard A Lamp | 2 | 60 | Kitchen | 124563 | Kitchen | 0.00049795
Track | Compact Fluorescent |  | A shape bulb | 4 | 15 | Hall | 124564 | Hall | 0.00049795
Ceiling Fixture | Compact Fluorescent |  | Twist | 1 | 15 | Bathroom | 124565 | Bathroom | 0.00049795
Ceiling Fixture | Incandescent |  | Heat Lamp | 1 | 500 | Bathroom | 124565 | Bathroom | 0.00049795
Ceiling Fixture | Compact Fluorescent |  | Twist | 2 | 22 | Bedroom | 124566 | Bedroom | 0.00049795
Table | Incandescent |  | Standard A Lamp | 1 | 40 | Bedroom | 124566 | Bedroom | 0.00049795
Table | Compact Fluorescent |  | Twist | 1 | 22 | Bedroom | 124566 | Bedroom | 0.00049795
Ceiling Fixture | Compact Fluorescent |  | Twist | 2 | 22 | Office | 124567 | Office | 0.00049795
Recessed Can | Incandescent |  | Reflector | 1 | 100 | Bathroom | 124581 | Bathroom | 0.00029524
Recessed Can | Incandescent |  | Reflector | 1 | 75 | Bathroom | 124582 | Bathroom | 0.00029524
Wall Mount | Incandescent |  | Standard A Lamp | 3 | 40 | Bathroom | 124583 | Bathroom | 0.00029524
Recessed Can | Incandescent |  | Reflector | 1 | 75 | Bathroom | 124583 | Bathroom | 0.00029524
Ceiling Fixture | Incandescent |  | Clear | 2 | 60 | Bedroom | 124584 | Bedroom | 0.00029524
Wall Mount | Incandescent |  | Standard A Lamp | 1 | 100 | Bedroom | 124584 | Bedroom | 0.00029524
Floor lamp | Incandescent |  | Standard A Lamp | 1 | 75 | Bedroom | 124584 | Bedroom | 0.00029524
Ceiling Fixture | Compact Fluorescent |  | Twist | 2 | 15 | Closet | 124585 | Closet | 0.00029524
Ceiling Fixture | Incandescent |  | Standard A Lamp | 2 | 60 | Closet | 124586 | Closet | 0.00029524
Table | Compact Fluorescent |  | Twist | 1 | 15 | Dining Room | 124587 | Dining Room | 0.00029524
Table | Incandescent |  | Standard A Lamp | 2 | 60 | Dining Room | 124587 | Dining Room | 0.00029524
Chandelier (Hanging) | Incandescent |  | Decorative | 7 | 40 | Dining Room | 124587 | Dining Room | 0.00029524
Ceiling Fixture | Other |  | Other | 2 | 40 | Other | 124588 | Other | 0.00029524
Ceiling Fixture | Incandescent |  | Standard A Lamp | 3 | 100 | Family Room | 124589 | Family Room | 0.00029524
Table | Incandescent |  | Standard A Lamp | 1 | 60 | Family Room | 124589 | Family Room | 0.00029524
Table | Compact Fluorescent |  | Twist | 1 | 15 | Family Room | 124589 | Family Room | 0.00029524
Wall Mount | Linear Fluorescent | 24 | T-12 | 1 | 40 | Family Room | 124589 | Family Room | 0.00029524
Garage door opener | Incandescent |  | Standard A Lamp | 1 | 40 | Garage | 1245810 | Garage | 0.00029524
Ceiling Fixture | Compact Fluorescent |  | Circline (Screw Base) | 1 | 22 | Garage | 1245810 | Garage | 0.00029524
Ceiling Fixture | Linear Fluorescent | 48 | T-12 | 4 | 40 | Garage | 1245810 | Garage | 0.00029524
Recessed Can | Incandescent |  | Reflector | 1 | 75 | Kitchen | 1245811 | Kitchen | 0.00029524
Ceiling Fixture | Incandescent |  | Globe | 1 | 100 | Kitchen | 1245811 | Kitchen | 0.00029524
Architectural | Linear Fluorescent | 18 | T-5 | 1 | 7 | Kitchen | 1245811 | Kitchen | 0.00029524
Ceiling Fixture | Linear Fluorescent | 48 | T-12 | 2 | 40 | Laundry Room | 1245812 | Laundry Room | 0.00029524
Recessed Can | Incandescent |  | Reflector | 1 | 60 | Living Room | 1245813 | Living Room | 0.00029524
Wall Mount | Compact Fluorescent |  | Twist | 1 | 15 | Living Room | 1245813 | Living Room | 0.00029524
Table | Incandescent |  | 3-Way Incandescent | 1 | 100 | Living Room | 1245813 | Living Room | 0.00029524
Chandelier (Hanging) | Incandescent |  | Globe | 1 | 40 | Living Room | 1245813 | Living Room | 0.00029524
Wall Mount | Linear Fluorescent | 48 | T-12 | 1 | 40 | Master Bedroom | 1245814 | Master Bedroom | 0.00029524
Table | Incandescent |  | Standard A Lamp | 1 | 90 | Master Bedroom | 1245814 | Master Bedroom | 0.00029524
Wall Mount | Incandescent |  | Standard A Lamp | 1 | 75 | Master Bedroom | 1245814 | Master Bedroom | 0.00029524
Floor lamp | Incandescent |  | Standard A Lamp | 1 | 60 | Master Bedroom | 1245814 | Master Bedroom | 0.00029524
Ceiling Fixture | Linear Fluorescent | 48 | T-8 | 2 | 32 | Closet | 1245815 | Closet | 0.00029524
Floor lamp | Incandescent |  | Decorative | 1 | 60 | Office | 1245816 | Office | 0.00029524
Ceiling Fixture | Incandescent |  | Standard A Lamp | 1 | 100 | Office | 1245816 | Office | 0.00029524
Table | Compact Fluorescent |  | Twist | 1 | 15 | Office | 1245816 | Office | 0.00029524
Ceiling Fixture | Incandescent |  | Clear | 4 | 40 | Hall | 1245817 | Hall | 0.00029524
Wall Mount | Linear Fluorescent | 36 | T-8 | 1 | 32 | Other | 1245818 | Other | 0.00029524
Wall Mount | Incandescent |  | Standard A Lamp | 4 | 60 | Bathroom | 124601 | Bathroom | 0.00028601
Ceiling Fixture | Incandescent |  | Standard A Lamp | 2 | 60 | Bedroom | 124602 | Bedroom | 0.00028601
Ceiling Fixture | Incandescent |  | Standard A Lamp | 2 | 60 | Bedroom | 124603 | Bedroom | 0.00028601
Floor lamp | Incandescent |  | Standard A Lamp | 1 | 75 | Bedroom | 124603 | Bedroom | 0.00028601
Ceiling Fan | Incandescent |  | Standard A Lamp | 5 | 60 | Dining Room | 124604 | Dining Room | 0.00028601
Ceiling Fixture | Linear Fluorescent | 48 | T-12 | 2 | 32 | Garage | 124605 | Garage | 0.00028601
Wall Mount | Incandescent |  | Standard A Lamp | 2 | 60 | Bathroom | 124606 | Bathroom | 0.00028601
Ceiling Fixture | Incandescent |  | Standard A Lamp | 1 | 60 | Hall | 124607 | Hall | 0.00028601
Ceiling Fixture | Linear Fluorescent | 48 | T-12 | 4 | 32 | Kitchen | 124608 | Kitchen | 0.00028601
Floor lamp | Incandescent |  | Standard A Lamp | 1 | 60 | Living Room | 124609 | Living Room | 0.00028601
Floor lamp | Incandescent |  | 3-Way Incandescent | 1 | 150 | Living Room | 124609 | Living Room | 0.00028601
Ceiling Fixture | Linear Fluorescent | 48 | T-12 | 4 | 32 | Office | 1246010 | Office | 0.00028601
Ceiling Fixture | Incandescent |  | Standard A Lamp | 2 | 60 | Bedroom | 1246011 | Bedroom | 0.00028601
Wall Mount | Incandescent |  | Clear | 4 | 40 | Bathroom | 124781 | Bathroom | 0.00028601
Ceiling Fixture | Compact Fluorescent |  | Twist | 1 | 15 | Bathroom | 124781 | Bathroom | 0.00028601
Ceiling Fixture | Incandescent |  | Standard A Lamp | 1 | 40 | Bathroom | 124782 | Bathroom | 0.00028601
Wall Mount | Incandescent |  | Globe | 3 | 40 | Bathroom | 124782 | Bathroom | 0.00028601
Recessed Can | Incandescent |  | Reflector | 1 | 65 | Bedroom | 124783 | Bedroom | 0.00028601
Ceiling Fixture | Incandescent |  | Standard A Lamp | 2 | 40 | Bedroom | 124783 | Bedroom | 0.00028601
Recessed Can | Incandescent |  | Reflector | 1 | 65 | Bedroom | 124784 | Bedroom | 0.00028601
Ceiling Fixture | Incandescent |  | Standard A Lamp | 2 | 60 | Bedroom | 124784 | Bedroom | 0.00028601
Recessed Can | Incandescent |  | Reflector | 1 | 65 | Master Bedroom | 124785 | Master Bedroom | 0.00028601
Ceiling Fixture | Compact Fluorescent |  | Twist | 1 | 15 | Master Bedroom | 124785 | Master Bedroom | 0.00028601
Table | Incandescent |  | Decorative | 1 | 40 | Master Bedroom | 124785 | Master Bedroom | 0.00028601
Chandelier (Hanging) | Compact Fluorescent |  | Twist | 3 | 15 | Dining Room | 124786 | Dining Room | 0.00028601
Floor lamp | Incandescent |  | Standard A Lamp | 3 | 100 | Dining Room | 124786 | Dining Room | 0.00028601
Table | Incandescent |  | Standard A Lamp | 2 | 100 | Dining Room | 124786 | Dining Room | 0.00028601
Ceiling Fixture | Incandescent |  | Standard A Lamp | 2 | 40 | Hall | 124787 | Hall | 0.00028601
Ceiling Fixture | Halogen |  | MR | 3 | 50 | Family Room | 124788 | Family Room | 0.00028601
Table | Incandescent |  | Standard A Lamp | 1 | 60 | Family Room | 124788 | Family Room | 0.00028601
Table | Compact Fluorescent |  | Twist | 1 | 15 | Family Room | 124788 | Family Room | 0.00028601
Table | Incandescent |  | Decorative | 1 | 40 | Family Room | 124788 | Family Room | 0.00028601
Ceiling Fixture | Compact Fluorescent |  | Twist | 1 | 15 | Garage | 124789 | Garage | 0.00028601
Ceiling Fan | Incandescent |  | Mini base | 3 | 40 | Kitchen | 1247810 | Kitchen | 0.00028601
Recessed Can | Incandescent |  | Reflector | 1 | 75 | Living Room | 1247811 | Living Room | 0.00028601
Table | Halogen |  | MR | 1 | 50 | Living Room | 1247811 | Living Room | 0.00028601
Table | Incandescent |  | Standard A Lamp | 1 | 100 | Living Room | 1247811 | Living Room | 0.00028601
Chandelier (Hanging) | Compact Fluorescent |  | Twist | 1 | 15 | Dining Room | 1247812 | Dining Room | 0.00028601
Wall Mount | Incandescent |  | Standard A Lamp | 3 | 60 | Bathroom | 124821 | Bathroom | 0.0012318
Wall Mount | Incandescent |  | Standard A Lamp | 4 | 100 | Bathroom | 124822 | Bathroom | 0.0012318
Ceiling Fixture | Compact Fluorescent |  | Twist | 1 | 20 | Bathroom | 124822 | Bathroom | 0.0012318
Wall Mount | Incandescent |  | Standard A Lamp | 2 | 60 | Bathroom | 124823 | Bathroom | 0.0012318
Recessed Can | Incandescent |  | Reflector | 1 | 65 | Bathroom | 124823 | Bathroom | 0.0012318
Ceiling Fixture | Incandescent |  | Standard A Lamp | 1 | 60 | Bedroom | 124824 | Bedroom | 0.0012318
Table | Incandescent |  | 3-Way Incandescent | 1 | 200 | Bedroom | 124824 | Bedroom | 0.0012318
Table | Incandescent |  | Clear | 1 | 60 | Bedroom | 124824 | Bedroom | 0.0012318
Ceiling Fixture | Compact Fluorescent |  | Twist | 1 | 20 | Bedroom | 124825 | Bedroom | 0.0012318
Table | Incandescent |  | 3-Way Incandescent | 1 | 100 | Bedroom | 124825 | Bedroom | 0.0012318
Table | Compact Fluorescent |  | Twist | 1 | 13 | Bedroom | 124825 | Bedroom | 0.0012318
Ceiling Fixture | Incandescent |  | Standard A Lamp | 1 | 60 | Closet | 124826 | Closet | 0.0012318
Ceiling Fixture | Incandescent |  | Standard A Lamp | 1 | 60 | Closet | 124827 | Closet | 0.0012318
Recessed Can | Compact Fluorescent |  | Reflector | 1 | 14 | Dining Room | 124828 | Dining Room | 0.0012318
Recessed Can | Incandescent |  | Reflector | 1 | 65 | Dining Room | 124828 | Dining Room | 0.0012318
Chandelier (Hanging) | Incandescent |  | Standard A Lamp | 9 | 60 | Other | 124829 | Other | 0.0012318
Recessed Can | Incandescent |  | Reflector | 1 | 65 | Family Room | 1248210 | Family Room | 0.0012318
Recessed Can | Incandescent |  | Reflector | 1 | 65 | Family Room | 1248210 | Family Room | 0.0012318
Garage door opener | Incandescent |  | Standard A Lamp | 2 | 60 | Garage | 1248211 | Garage | 0.0012318
Ceiling Fixture | Compact Fluorescent |  | Twist | 1 | 20 | Garage | 1248211 | Garage | 0.0012318
Recessed Can | Incandescent |  | Reflector | 1 | 65 | Hall | 1248212 | Hall | 0.0012318
Table | Compact Fluorescent |  | Twist | 1 | 20 | Hall | 1248212 | Hall | 0.0012318
Recessed Can | Incandescent |  | Reflector | 1 | 65 | Hall | 1248213 | Hall | 0.0012318
Recessed Can | Incandescent |  | Reflector | 1 | 65 | Kitchen | 1248214 | Kitchen | 0.0012318
Ceiling Fixture | Incandescent |  | Standard A Lamp | 2 | 60 | Laundry Room | 1248215 | Laundry Room | 0.0012318
Chandelier (Hanging) | Incandescent |  | Decorative | 6 | 60 | Living Room | 1248216 | Living Room | 0.0012318
Table | Incandescent |  | 3-Way Incandescent | 1 | 100 | Living Room | 1248216 | Living Room | 0.0012318
Table | Incandescent |  | Standard A Lamp | 1 | 60 | Living Room | 1248216 | Living Room | 0.0012318
Recessed Can | Incandescent |  | Reflector | 1 | 65 | Living Room | 1248216 | Living Room | 0.0012318
Wall Mount | Incandescent |  | Decorative | 1 | 40 | Living Room | 1248216 | Living Room | 0.0012318
Recessed Can | Incandescent |  | Reflector | 1 | 65 | Master Bedroom | 1248217 | Master Bedroom | 0.0012318
Table | Incandescent |  | 3-Way Incandescent | 1 | 200 | Master Bedroom | 1248217 | Master Bedroom | 0.0012318
Ceiling Fixture | Compact Fluorescent |  | Twist | 2 | 20 | Office | 1248218 | Office | 0.0012318
Floor lamp | Compact Fluorescent |  | Straight Tube | 1 | 42 | Office | 1248218 | Office | 0.0012318
Ceiling Fixture | Compact Fluorescent |  | Twist | 2 | 13 | Office | 1248219 | Office | 0.0012318
Floor lamp | Compact Fluorescent |  | Straight Tube | 1 | 13 | Office | 1248219 | Office | 0.0012318
Ceiling Fixture | Incandescent |  | Standard A Lamp | 1 | 60 | Other | 1248220 | Other | 0.0012318
Wall Mount | Compact Fluorescent |  | Twist | 1 | 15 | Bathroom | 124831 | Bathroom | 0.00029524
Ceiling Fixture | Incandescent |  | Standard A Lamp | 1 | 100 | Bathroom | 124831 | Bathroom | 0.00029524
Ceiling Fixture | Compact Fluorescent |  | Twist | 2 | 15 | Bedroom | 124832 | Bedroom | 0.00029524
Ceiling Fixture | Compact Fluorescent |  | Twist | 2 | 15 | Bedroom | 124833 | Bedroom | 0.00029524
Table | Incandescent |  | Standard A Lamp | 1 | 100 | Bedroom | 124833 | Bedroom | 0.00029524
Ceiling Fixture | Linear Fluorescent | 48 | T-12 | 2 | 40 | Garage | 124834 | Garage | 0.00029524
Ceiling Fixture | Compact Fluorescent |  | Twist | 1 | 22 | Hall | 124835 | Hall | 0.00029524
Ceiling Fixture | Compact Fluorescent |  | Twist | 2 | 15 | Kitchen | 124836 | Kitchen | 0.00029524
Chandelier (Hanging) | Compact Fluorescent |  | Twist | 5 | 22 | Kitchen | 124836 | Kitchen | 0.00029524
Ceiling Fixture | Compact Fluorescent |  | Twist | 1 | 15 | Laundry Room | 124837 | Laundry Room | 0.00029524
Wall Mount | Compact Fluorescent |  | Twist | 1 | 15 | Living Room | 124838 | Living Room | 0.00029524
Torchiere | Incandescent |  | Standard A Lamp | 1 | 100 | Living Room | 124838 | Living Room | 0.00029524
Torchiere | Compact Fluorescent |  | Twist | 1 | 22 | Living Room | 124838 | Living Room | 0.00029524
Wall Mount | Incandescent |  | Standard A Lamp | 1 | 60 | Other | 124861 | Other | 0.0012318
Ceiling Fixture | Incandescent |  | Standard A Lamp | 1 | 60 | Bedroom | 124862 | Bedroom | 0.0012318
Wall Mount | Other |  | LED Interior | 1 | 1 | Bedroom | 124862 | Bedroom | 0.0012318
Wall Mount | Incandescent |  | Globe | 1 | 40 | Bathroom | 124863 | Bathroom | 0.0012318
Wall Mount | Incandescent |  | Globe | 1 | 40 | Bathroom | 124863 | Bathroom | 0.0012318
Ceiling Fixture | Incandescent |  | Standard A Lamp | 1 | 60 | Bathroom | 124863 | Bathroom | 0.0012318
Ceiling Fixture | Incandescent |  | Standard A Lamp | 1 | 60 | Closet | 124864 | Closet | 0.0012318
Wall Mount | Incandescent |  | Globe | 1 | 40 | Closet | 124865 | Closet | 0.0012318
Ceiling Fixture | Incandescent |  | Standard A Lamp | 1 | 60 | Dining Room | 124866 | Dining Room | 0.0012318
Ceiling Fixture | Incandescent |  | Standard A Lamp | 1 | 60 | Hall | 124867 | Hall | 0.0012318
Ceiling Fixture | Linear Fluorescent | 48 | T-12 | 2 | 40 | Garage | 124868 | Garage | 0.0012318
Garage door opener | Incandescent |  | Standard A Lamp | 1 | 60 | Garage | 124868 | Garage | 0.0012318
Ceiling Fixture | Incandescent |  | Decorative | 2 | 40 | Hall | 124869 | Hall | 0.0012318
Other | Linear Fluorescent | 36 | T-12 | 1 | 35 | Kitchen | 1248610 | Kitchen | 0.0012318
Ceiling Fixture | Linear Fluorescent | 48 | T-12 | 2 | 40 | Kitchen | 1248610 | Kitchen | 0.0012318
Ceiling Fixture | Incandescent |  | Standard A Lamp | 1 | 60 | Kitchen | 1248610 | Kitchen | 0.0012318
Ceiling Fixture | Incandescent |  | Standard A Lamp | 1 | 60 | Hall | 1248611 | Hall | 0.0012318
Track | Halogen |  | MR | 4 | 50 | Living Room | 1248612 | Living Room | 0.0012318
Ceiling Fixture | Incandescent |  | Standard A Lamp | 1 | 60 | Master Bedroom | 1248613 | Master Bedroom | 0.0012318
Ceiling Fixture | Incandescent |  | Standard A Lamp | 1 | 60 | Bedroom | 1248614 | Bedroom | 0.0012318
Table | Incandescent |  | Standard A Lamp | 1 | 75 | Bedroom | 1248614 | Bedroom | 0.0012318
Ceiling Fixture | Compact Fluorescent |  | Twist | 1 | 22 | Other | 1248615 | Other | 0.0012318
Wall Mount | Incandescent |  | Reflector | 2 | 60 | Hall | 1248616 | Hall | 0.0012318
Ceiling Fixture | Incandescent |  | Standard A Lamp | 2 | 60 | Bedroom | 124891 | Bedroom | 0.0012318
Recessed Can | Compact Fluorescent |  | Reflector | 1 | 15 | Kitchen | 124892 | Kitchen | 0.0012318
Ceiling Fixture | Incandescent |  | Standard A Lamp | 2 | 60 | Hall | 124893 | Hall | 0.0012318
Wall Mount | Incandescent |  | Mini base | 6 | 40 | Bathroom | 124894 | Bathroom | 0.0012318
Ceiling Fixture | Compact Fluorescent |  | Twist | 2 | 22 | Bedroom | 124895 | Bedroom | 0.0012318
Ceiling Fixture | Incandescent |  | Standard A Lamp | 3 | 60 | Master Bedroom | 124896 | Master Bedroom | 0.0012318
Wall Mount | Compact Fluorescent |  | Twist | 3 | 22 | Bathroom | 124897 | Bathroom | 0.0012318
Ceiling Fixture | Incandescent |  | Standard A Lamp | 1 | 60 | Bathroom | 124897 | Bathroom | 0.0012318
Wall Mount | Incandescent |  | Standard A Lamp | 1 | 40 | Hall | 124898 | Hall | 0.0012318
Ceiling Fan | Incandescent |  | Clear | 3 | 40 | Other | 124899 | Other | 0.0012318
Ceiling Fixture | Compact Fluorescent |  | Twist | 2 | 22 | Office | 1248910 | Office | 0.0012318
Ceiling Fixture | Incandescent |  | Standard A Lamp | 1 | 60 | Laundry Room | 1248911 | Laundry Room | 0.0012318
Ceiling Fixture | Incandescent |  | Standard A Lamp | 1 | 60 | Closet | 1248912 | Closet | 0.0012318
Ceiling Fixture | Compact Fluorescent |  | Twist | 3 | 15 | Kitchen | 1248913 | Kitchen | 0.0012318
Ceiling Fixture | Compact Fluorescent |  | Twist | 3 | 22 | Family Room | 1248914 | Family Room | 0.0012318
Track | Compact Fluorescent |  | Twist | 3 | 22 | Family Room | 1248914 | Family Room | 0.0012318
Wall Mount | Incandescent |  | Clear | 6 | 40 | Bathroom | 1248915 | Bathroom | 0.0012318
Ceiling Fixture | Incandescent |  | Standard A Lamp | 1 | 60 | Hall | 1248916 | Hall | 0.0012318
Ceiling Fan | Incandescent |  | Standard A Lamp | 1 | 40 | Bedroom | 1248917 | Bedroom | 0.0012318
Ceiling Fixture | Incandescent |  | Standard A Lamp | 1 | 60 | Closet | 1248918 | Closet | 0.0012318
Ceiling Fan | Compact Fluorescent |  | Twist | 5 | 22 | Hall | 1248919 | Hall | 0.0012318
Table | Incandescent |  | Standard A Lamp | 1 | 60 | Living Room | 1248920 | Living Room | 0.0012318
Chandelier (Hanging) | Compact Fluorescent |  | Twist | 4 | 22 | Dining Room | 1248921 | Dining Room | 0.0012318
Recessed Can | Halogen |  | PAR | 1 | 50 | Hall | 124941 | Hall | 0.00037892
Wall Mount | Halogen |  | PAR | 1 | 50 | Bathroom | 124942 | Bathroom | 0.00037892
Ceiling Fan | Compact Fluorescent |  | Twist | 1 | 15 | Bathroom | 124942 | Bathroom | 0.00037892
Recessed Can | Halogen |  | PAR | 1 | 50 | Other | 124943 | Other | 0.00037892
Track | Halogen |  | PAR | 1 | 50 | Other | 124943 | Other | 0.00037892
Table | Incandescent |  | 3-Way Incandescent | 1 | 150 | Other | 124943 | Other | 0.00037892
Recessed Can | Halogen |  | PAR | 1 | 50 | Kitchen | 124944 | Kitchen | 0.00037892
Ceiling Fan | Incandescent |  | Standard A Lamp | 1 | 60 | Bathroom | 124945 | Bathroom | 0.00037892
Ceiling Fan | Halogen |  | Other | 1 | 25 | Bathroom | 124945 | Bathroom | 0.00037892
Wall Mount | Linear Fluorescent | 12 | T-5 | 1 | 10 | Hall | 124946 | Hall | 0.00037892
Wall Mount | Linear Fluorescent | 24 | T-5 | 1 | 15 | Hall | 124946 | Hall | 0.00037892
Recessed Can | Halogen |  | PAR | 1 | 50 | Master Bedroom | 124947 | Master Bedroom | 0.00037892
Recessed Can | Halogen |  | PAR | 1 | 50 | Master Bedroom | 124947 | Master Bedroom | 0.00037892
Ceiling Fixture | Incandescent |  | Reflector | 1 | 75 | Dining Room | 124948 | Dining Room | 0.00037892
Recessed Can | Halogen |  | PAR | 1 | 50 | Dining Room | 124948 | Dining Room | 0.00037892
Table | Compact Fluorescent |  | Reflector | 1 | 15 | Dining Room | 124948 | Dining Room | 0.00037892
Recessed - other | Halogen |  | PAR | 1 | 50 | Hall | 124949 | Hall | 0.00037892
Ceiling Fixture | Incandescent |  | Standard A Lamp | 1 | 60 | Closet | 1249410 | Closet | 0.00037892
Recessed Can | Halogen |  | PAR | 1 | 50 | Hall | 1249411 | Hall | 0.00037892
Ceiling Fixture | Incandescent |  | Standard A Lamp | 1 | 60 | Other | 1249412 | Other | 0.00037892
Ceiling Fixture | Linear Fluorescent | 96 | T-12 | 2 | 100 | Garage | 1249413 | Garage | 0.00037892
Garage door opener | Incandescent |  | Standard A Lamp | 1 | 60 | Garage | 1249413 | Garage | 0.00037892
Recessed Can | Halogen |  | PAR | 1 | 50 | Kitchen | 1249414 | Kitchen | 0.00037892
Recessed Can | Halogen |  | PAR | 1 | 50 | Kitchen | 1249414 | Kitchen | 0.00037892
Track | Halogen |  | PAR | 2 | 50 | Kitchen | 1249414 | Kitchen | 0.00037892
Wall Mount | Linear Fluorescent | 48 | T-12 | 1 | 40 | Laundry Room | 1249415 | Laundry Room | 0.00037892
Recessed - other | Halogen |  | PAR | 1 | 50 | Living Room | 1249416 | Living Room | 0.00037892
Wall Mount | Halogen |  | PAR | 4 | 50 | Bathroom | 1249417 | Bathroom | 0.00037892
Track | Halogen |  | PAR | 1 | 50 | Closet | 1249418 | Closet | 0.00037892
Wall Mount | Incandescent |  | Standard A Lamp | 4 | 60 | Bathroom | 124961 | Bathroom | 0.00028601
Ceiling Fixture | Incandescent |  | Standard A Lamp | 1 | 75 | Bedroom | 124962 | Bedroom | 0.00028601
Ceiling Fixture | Incandescent |  | Standard A Lamp | 2 | 60 | Bedroom | 124963 | Bedroom | 0.00028601
Floor lamp | Incandescent |  | Mini base | 5 | 25 | Bedroom | 124963 | Bedroom | 0.00028601
Ceiling Fan | Incandescent |  | Standard A Lamp | 1 | 60 | Bedroom | 124964 | Bedroom | 0.00028601
Table | Incandescent |  | Standard A Lamp | 1 | 60 | Bedroom | 124964 | Bedroom | 0.00028601
Chandelier (Hanging) | Incandescent |  | Standard A Lamp | 2 | 100 | Dining Room | 124965 | Dining Room | 0.00028601
Ceiling Fixture | Incandescent |  | Standard A Lamp | 1 | 60 | Garage | 124966 | Garage | 0.00028601
Garage door opener | Incandescent |  | Decorative | 1 | 40 | Garage | 124966 | Garage | 0.00028601
Ceiling Fixture | Linear Fluorescent | 48 | T-12 | 2 | 40 | Garage | 124966 | Garage | 0.00028601
Ceiling Fixture | Compact Fluorescent |  | Twist | 2 | 22 | Kitchen | 124967 | Kitchen | 0.00028601
Ceiling Fixture | Incandescent |  | Standard A Lamp | 2 | 100 | Family Room | 124968 | Family Room | 0.00028601
Floor lamp | Incandescent |  | Mini base | 5 | 25 | Family Room | 124968 | Family Room | 0.00028601
Table | Compact Fluorescent |  | Twist | 1 | 22 | Family Room | 124968 | Family Room | 0.00028601
Wall Mount | Incandescent |  | Standard A Lamp | 1 | 60 | Bathroom | 124969 | Bathroom | 0.00028601
Wall Mount | Incandescent |  | Standard A Lamp | 2 | 60 | Bathroom | 124991 | Bathroom | 0.0017229
Wall Mount | Incandescent |  | Standard A Lamp | 1 | 60 | Bathroom | 124992 | Bathroom | 0.0017229
Recessed Can | Halogen |  | PAR | 1 | 75 | Bathroom | 124992 | Bathroom | 0.0017229
Table | Incandescent |  | Standard A Lamp | 1 | 40 | Bedroom | 124993 | Bedroom | 0.0017229
Ceiling Fixture | Incandescent |  | Standard A Lamp | 2 | 60 | Bedroom | 124993 | Bedroom | 0.0017229
Ceiling Fixture | Incandescent |  | Standard A Lamp | 2 | 40 | Office | 124994 | Office | 0.0017229
Table | Compact Fluorescent |  | Twist | 1 | 15 | Office | 124994 | Office | 0.0017229
Track | Halogen |  | PAR | 1 | 50 | Dining Room | 124995 | Dining Room | 0.0017229
Chandelier (Hanging) | Incandescent |  | Decorative | 4 | 40 | Dining Room | 124996 | Dining Room | 0.0017229
Architectural | Halogen |  | Other | 1 | 20 | Dining Room | 124996 | Dining Room | 0.0017229
Floor lamp | Incandescent |  | Standard A Lamp | 1 | 60 | Family Room | 124997 | Family Room | 0.0017229
Track | Halogen |  | PAR | 1 | 50 | Family Room | 124997 | Family Room | 0.0017229
Ceiling Fixture | Incandescent |  | Standard A Lamp | 1 | 60 | Family Room | 124998 | Family Room | 0.0017229
Floor lamp | Incandescent |  | Standard A Lamp | 3 | 40 | Family Room | 124998 | Family Room | 0.0017229
Table | Incandescent |  | Standard A Lamp | 1 | 40 | Family Room | 124998 | Family Room | 0.0017229
Ceiling Fixture | Compact Fluorescent |  | Twist | 1 | 28 | Garage | 124999 | Garage | 0.0017229
Garage door opener | Incandescent |  | Standard A Lamp | 1 | 75 | Garage | 124999 | Garage | 0.0017229
Ceiling Fixture | Incandescent |  | Standard A Lamp | 2 | 40 | Hall | 1249910 | Hall | 0.0017229
Recessed Can | Halogen |  | PAR | 1 | 50 | Kitchen | 1249911 | Kitchen | 0.0017229
Ceiling Fixture | Incandescent |  | Standard A Lamp | 1 | 60 | Kitchen | 1249911 | Kitchen | 0.0017229
Ceiling Fixture | Compact Fluorescent |  | Twist | 2 | 15 | Laundry Room | 1249912 | Laundry Room | 0.0017229
Recessed Can | Halogen |  | PAR | 1 | 50 | Laundry Room | 1249912 | Laundry Room | 0.0017229
Wall Mount | Incandescent |  | Decorative | 3 | 25 | Bathroom | 1249913 | Bathroom | 0.0017229
Recessed Can | Halogen |  | PAR | 1 | 50 | Bathroom | 1249913 | Bathroom | 0.0017229
Table | Incandescent |  | Standard A Lamp | 1 | 60 | Master Bedroom | 1249914 | Master Bedroom | 0.0017229
Ceiling Fixture | Incandescent |  | Standard A Lamp | 2 | 60 | Master Bedroom | 1249914 | Master Bedroom | 0.0017229
High bay | Incandescent |  | Mini base | 1 | 40 | Master Bedroom | 1249914 | Master Bedroom | 0.0017229
Ceiling Fixture | Compact Fluorescent |  | Twist | 2 | 22 | Other | 1249915 | Other | 0.0017229
Ceiling Fixture | Incandescent |  | Standard A Lamp | 1 | 60 | Closet | 125041 | Closet | 0.00037892
Ceiling Fixture | Compact Fluorescent |  | Twist | 1 | 15 | Kitchen | 125042 | Kitchen | 0.00037892
Other | Halogen |  | Other | 1 | 10 | Kitchen | 125042 | Kitchen | 0.00037892
Other | Incandescent |  | Mini base | 2 | 25 | Kitchen | 125042 | Kitchen | 0.00037892
Wall Mount | Compact Fluorescent |  | Twist | 1 | 15 | Office | 125043 | Office | 0.00037892
Floor lamp | Compact Fluorescent |  | Twist | 2 | 15 | Office | 125043 | Office | 0.00037892
Table | Linear Fluorescent | 48 | Fluorescent Other | 1 | 16 | Office | 125043 | Office | 0.00037892
Wall Mount | Incandescent |  | Standard A Lamp | 1 | 75 | Office | 125043 | Office | 0.00037892
Ceiling Fixture | Compact Fluorescent |  | Twist | 1 | 15 | Dining Room | 125044 | Dining Room | 0.00037892
Wall Mount | Compact Fluorescent |  | Twist | 1 | 7 | Living Room | 125045 | Living Room | 0.00037892
Wall Mount | Halogen |  | PAR | 5 | 10 | Living Room | 125045 | Living Room | 0.00037892
Floor lamp | Other |  | Other | 1 | 15 | Living Room | 125045 | Living Room | 0.00037892
Ceiling Fixture | Compact Fluorescent |  | Twist | 1 | 7 | Hall | 125046 | Hall | 0.00037892
Floor lamp | Other |  | Other | 1 | 40 | Bedroom | 125047 | Bedroom | 0.00037892
Table | Compact Fluorescent |  | Twist | 1 | 7 | Bedroom | 125047 | Bedroom | 0.00037892
Table | Compact Fluorescent |  | Twist | 1 | 7 | Master Bedroom | 125048 | Master Bedroom | 0.00037892
Floor lamp | Other |  | Other | 1 | 40 | Master Bedroom | 125048 | Master Bedroom | 0.00037892
Ceiling Fixture | Incandescent |  | Standard A Lamp | 1 | 60 | Closet | 125049 | Closet | 0.00037892
Wall Mount | Compact Fluorescent |  | Twist | 2 | 15 | Bathroom | 1250410 | Bathroom | 0.00037892
Ceiling Fixture | Compact Fluorescent |  | Twist | 2 | 15 | Kitchen | 125051 | Kitchen | 0.00049795
Chandelier (Hanging) | Compact Fluorescent |  | Twist | 5 | 7 | Kitchen | 125051 | Kitchen | 0.00049795
Ceiling Fixture | Incandescent |  | Standard A Lamp | 2 | 60 | Bedroom | 125052 | Bedroom | 0.00049795
Table | Compact Fluorescent |  | Twist | 1 | 7 | Bedroom | 125052 | Bedroom | 0.00049795
Ceiling Fixture | Incandescent |  | Standard A Lamp | 2 | 60 | Bedroom | 125053 | Bedroom | 0.00049795
Floor lamp | Compact Fluorescent |  | Twist | 1 | 22 | Family Room | 125054 | Family Room | 0.00049795
Table | Incandescent |  | Standard A Lamp | 1 | 75 | Family Room | 125054 | Family Room | 0.00049795
Track | Compact Fluorescent |  | Twist | 3 | 22 | Bedroom | 125055 | Bedroom | 0.00049795
Ceiling Fixture | Incandescent |  | Standard A Lamp | 1 | 60 | Laundry Room | 125056 | Laundry Room | 0.00049795
Ceiling Fixture | Compact Fluorescent |  | Twist | 1 | 15 | Hall | 125057 | Hall | 0.00049795
Ceiling Fixture | Incandescent |  | Standard A Lamp | 1 | 60 | Hall | 125059 | Hall | 0.00049795
Wall Mount | Incandescent |  | Standard A Lamp | 2 | 60 | Bathroom | 1250510 | Bathroom | 0.00049795
Ceiling Fixture | Incandescent |  | Standard A Lamp | 2 | 60 | Bedroom | 1250511 | Bedroom | 0.00049795
Table | Incandescent |  | Standard A Lamp | 1 | 60 | Bedroom | 1250511 | Bedroom | 0.00049795
Wall Mount | Compact Fluorescent |  | Twist | 2 | 15 | Bathroom | 1250512 | Bathroom | 0.00049795
Chandelier (Hanging) | Halogen |  | PAR | 3 | 50 | Dining Room | 125071 | Dining Room | 0.00037892
Table | Compact Fluorescent |  | Pin base | 1 | 18 | Office | 125072 | Office | 0.00037892
Ceiling Fixture | Compact Fluorescent |  | Twist | 3 | 13 | Office | 125072 | Office | 0.00037892
Recessed - other | Incandescent |  | Standard A Lamp | 1 | 60 | Hall | 125073 | Hall | 0.00037892
Ceiling Fixture | Linear Fluorescent | 48 | T-8 | 2 | 32 | Garage | 125074 | Garage | 0.00037892
Ceiling Fixture | Incandescent |  | Standard A Lamp | 2 | 60 | Garage | 125074 | Garage | 0.00037892
Other | Incandescent |  | Mini base | 1 | 40 | Kitchen | 125075 | Kitchen | 0.00037892
Other | Incandescent |  | Other | 1 | 10 | Kitchen | 125075 | Kitchen | 0.00037892
Chandelier (Hanging) | Incandescent |  | Standard A Lamp | 1 | 60 | Kitchen | 125075 | Kitchen | 0.00037892
Recessed - other | Incandescent |  | Standard A Lamp | 1 | 60 | Kitchen | 125075 | Kitchen | 0.00037892
Recessed Can | Incandescent |  | Standard A Lamp | 1 | 60 | Living Room | 125076 | Living Room | 0.00037892
Track | Halogen |  | MR | 2 | 50 | Living Room | 125076 | Living Room | 0.00037892
Floor lamp | Halogen |  | Other | 1 | 35 | Living Room | 125076 | Living Room | 0.00037892
Floor lamp | Halogen |  | Other | 1 | 50 | Living Room | 125076 | Living Room | 0.00037892
Torchiere | Halogen |  | Quartz Tube | 1 | 150 | Living Room | 125076 | Living Room | 0.00037892
Floor lamp | Halogen |  | Other | 1 | 100 | Master Bedroom | 125077 | Master Bedroom | 0.00037892
Ceiling Fixture | Compact Fluorescent |  | Twist | 2 | 9 | Master Bedroom | 125077 | Master Bedroom | 0.00037892
Wall Mount | Halogen |  | Quartz Tube | 1 | 100 | Bathroom | 125078 | Bathroom | 0.00037892
Ceiling Fixture | Incandescent |  | Standard A Lamp | 1 | 60 | Bathroom | 125078 | Bathroom | 0.00037892
Chandelier (Hanging) | Incandescent |  | Standard A Lamp | 1 | 60 | Bathroom | 125078 | Bathroom | 0.00037892
Table | Incandescent |  | Other | 1 | 60 | Office | 125079 | Office | 0.00037892
Ceiling Fan | Incandescent |  | Standard A Lamp | 1 | 60 | Office | 125079 | Office | 0.00037892
Torchiere | Compact Fluorescent |  | Twist | 1 | 13 | Office | 125079 | Office | 0.00037892
Ceiling Fan | Incandescent |  | Standard A Lamp | 4 | 60 | Bedroom | 125101 | Bedroom | 0.00049795
Ceiling Fixture | Compact Fluorescent |  | Twist | 4 | 13 | Bedroom | 125102 | Bedroom | 0.00049795
Ceiling Fan | Compact Fluorescent |  | Twist | 4 | 13 | Bedroom | 125103 | Bedroom | 0.00049795
Ceiling Fixture | Incandescent |  | Standard A Lamp | 2 | 60 | Closet | 125104 | Closet | 0.00049795
Ceiling Fixture | Incandescent |  | Standard A Lamp | 2 | 60 | Closet | 125105 | Closet | 0.00049795
Ceiling Fan | Incandescent |  | Standard A Lamp | 4 | 60 | Other | 125106 | Other | 0.00049795
Floor lamp | Incandescent |  | Standard A Lamp | 3 | 60 | Other | 125106 | Other | 0.00049795
Table | Incandescent |  | Standard A Lamp | 1 | 60 | Other | 125106 | Other | 0.00049795
Ceiling Fixture | Incandescent |  | Standard A Lamp | 3 | 60 | Hall | 125107 | Hall | 0.00049795
Ceiling Fixture | Incandescent |  | Standard A Lamp | 2 | 40 | Hall | 125107 | Hall | 0.00049795
Garage door opener | Incandescent |  | Standard A Lamp | 1 | 60 | Garage | 125108 | Garage | 0.00049795
High bay | Linear Fluorescent | 48 | T-12 | 4 | 40 | Garage | 125108 | Garage | 0.00049795
Ceiling Fixture | Incandescent |  | Standard A Lamp | 2 | 60 | Hall | 125109 | Hall | 0.00049795
Recessed Can | Incandescent |  | Reflector | 1 | 65 | Hall | 1251010 | Hall | 0.00049795
Recessed Can | Incandescent |  | Reflector | 1 | 65 | Kitchen | 1251011 | Kitchen | 0.00049795
Chandelier (Hanging) | Incandescent |  | Standard A Lamp | 5 | 65 | Kitchen | 1251011 | Kitchen | 0.00049795
Ceiling Fixture | Incandescent |  | Standard A Lamp | 3 | 60 | Laundry Room | 1251012 | Laundry Room | 0.00049795
Recessed Can | Incandescent |  | Reflector | 1 | 65 | Living Room | 1251013 | Living Room | 0.00049795
Wall Mount | Incandescent |  | Standard A Lamp | 7 | 60 | Bathroom | 1251014 | Bathroom | 0.00049795
Recessed Can | Incandescent |  | Reflector | 1 | 65 | Bathroom | 1251014 | Bathroom | 0.00049795
Ceiling Fixture | Incandescent |  | Standard A Lamp | 2 | 60 | Bathroom | 1251015 | Bathroom | 0.00049795
Recessed Can | Incandescent |  | Reflector | 1 | 65 | Bathroom | 1251015 | Bathroom | 0.00049795
Wall Mount | Incandescent |  | Standard A Lamp | 3 | 60 | Bathroom | 1251015 | Bathroom | 0.00049795
Ceiling Fan | Compact Fluorescent |  | Twist | 4 | 13 | Master Bedroom | 1251016 | Master Bedroom | 0.00049795
Table | Halogen |  | PAR | 1 | 20 | Master Bedroom | 1251016 | Master Bedroom | 0.00049795
Ceiling Fan | Compact Fluorescent |  | Twist | 4 | 13 | Office | 1251017 | Office | 0.00049795
Wall Mount | Compact Fluorescent |  | Twist | 3 | 13 | Bathroom | 1251018 | Bathroom | 0.00049795
Recessed Can | Incandescent |  | Clear | 1 | 60 | Other | 125141 | Other | 0.00037892
Ceiling Fixture | Compact Fluorescent |  | Twist | 2 | 13 | Bedroom | 125142 | Bedroom | 0.00037892
Ceiling Fan | Compact Fluorescent |  | Twist | 2 | 13 | Bedroom | 125143 | Bedroom | 0.00037892
Floor lamp | Compact Fluorescent |  | Twist | 1 | 13 | Bedroom | 125143 | Bedroom | 0.00037892
Architectural | Incandescent |  | Standard A Lamp | 1 | 75 | Hall | 125144 | Hall | 0.00037892
Chandelier (Hanging) | Compact Fluorescent |  | Twist | 1 | 13 | Kitchen | 125145 | Kitchen | 0.00037892
Low bay | Linear Fluorescent | 36 | T-8 | 1 | 30 | Kitchen | 125145 | Kitchen | 0.00037892
Low bay | Linear Fluorescent | 17 | T-12 | 1 | 15 | Kitchen | 125145 | Kitchen | 0.00037892
Recessed Can | Incandescent |  | Reflector | 1 | 65 | Living Room | 125146 | Living Room | 0.00037892
Ceiling Fan | Compact Fluorescent |  | Twist | 2 | 13 | Office | 125147 | Office | 0.00037892
Architectural | Incandescent |  | Standard A Lamp | 1 | 75 | Closet | 125148 | Closet | 0.00037892
Ceiling Fan | Incandescent |  | Heat Lamp | 2 | 250 | Bathroom | 125149 | Bathroom | 0.00037892
Ceiling Fixture | Incandescent |  | Standard A Lamp | 2 | 60 | Bathroom | 125149 | Bathroom | 0.00037892
Wall Mount | Incandescent |  | Standard A Lamp | 3 | 60 | Bathroom | 125149 | Bathroom | 0.00037892
Track | Halogen |  | MR | 3 | 50 | Dining Room | 125241 | Dining Room | 0.00049795
Other | Incandescent |  | Mini base | 1 | 7 | Dining Room | 125241 | Dining Room | 0.00049795
Table | Incandescent |  | 3-Way Incandescent | 1 | 150 | Dining Room | 125241 | Dining Room | 0.00049795
Ceiling Fan | Incandescent |  | Standard A Lamp | 1 | 60 | Other | 125242 | Other | 0.00049795
Ceiling Fixture | Linear Fluorescent | 92 | T-12 | 2 | 100 | Garage | 125243 | Garage | 0.00049795
Ceiling Fixture | Incandescent |  | Mini base | 3 | 60 | Hall | 125244 | Hall | 0.00049795
Recessed Can | Incandescent |  | Reflector | 1 | 65 | Kitchen | 125245 | Kitchen | 0.00049795
Recessed Can | Incandescent |  | Reflector | 1 | 50 | Kitchen | 125245 | Kitchen | 0.00049795
Floor lamp | Incandescent |  | 3-Way Incandescent | 1 | 150 | Living Room | 125246 | Living Room | 0.00049795
Recessed - other | Incandescent |  | Standard A Lamp | 1 | 60 | Master Bedroom | 125247 | Master Bedroom | 0.00049795
Table | Incandescent |  | 3-Way Incandescent | 1 | 150 | Master Bedroom | 125247 | Master Bedroom | 0.00049795
Wall Mount | Incandescent |  | Globe | 8 | 60 | Bathroom | 125248 | Bathroom | 0.00049795
Ceiling Fan | Incandescent |  | Standard A Lamp | 1 | 60 | Office | 125249 | Office | 0.00049795
Wall Mount | Incandescent |  | Globe | 8 | 60 | Bathroom | 1252410 | Bathroom | 0.00049795
Wall Mount | Incandescent |  | Mini base | 1 | 7 | Bathroom | 1252410 | Bathroom | 0.00049795
Wall Mount | Incandescent |  | Clear | 3 | 40 | Bathroom | 125561 | Bathroom | 0.0012318
Recessed - other | Incandescent |  | Heat Lamp | 1 | 150 | Bathroom | 125561 | Bathroom | 0.0012318
Chandelier (Hanging) | Incandescent |  | Mini base | 4 | 25 | Bedroom | 125562 | Bedroom | 0.0012318
Ceiling Fan | Incandescent |  | Decorative | 3 | 40 | Bedroom | 125563 | Bedroom | 0.0012318
Ceiling Fixture | Incandescent |  | Standard A Lamp | 1 | 60 | Office | 125564 | Office | 0.0012318
Ceiling Fixture | Compact Fluorescent |  | Twist | 1 | 15 | Hall | 125565 | Hall | 0.0012318
Chandelier (Hanging) | Incandescent |  | Standard A Lamp | 4 | 60 | Dining Room | 125566 | Dining Room | 0.0012318
Ceiling Fixture | Incandescent |  | Standard A Lamp | 1 | 60 | Family Room | 125567 | Family Room | 0.0012318
Garage door opener | Incandescent |  | Standard A Lamp | 1 | 60 | Garage | 125568 | Garage | 0.0012318
Ceiling Fixture | Incandescent |  | Standard A Lamp | 1 | 60 | Hall | 125569 | Hall | 0.0012318
Ceiling Fixture | Compact Fluorescent |  | Circline (Screw Base) | 1 | 28 | Kitchen | 1255610 | Kitchen | 0.0012318
Ceiling Fixture | Incandescent |  | Standard A Lamp | 1 | 60 | Kitchen | 1255610 | Kitchen | 0.0012318
Ceiling Fixture | Incandescent |  | Standard A Lamp | 1 | 60 | Laundry Room | 1255611 | Laundry Room | 0.0012318
Recessed - other | Incandescent |  | Heat Lamp | 1 | 150 | Laundry Room | 1255612 | Laundry Room | 0.0012318
Ceiling Fan | Incandescent |  | Clear | 4 | 40 | Living Room | 1255613 | Living Room | 0.0012318
Wall Mount | Incandescent |  | Decorative | 8 | 40 | Bathroom | 1255614 | Bathroom | 0.0012318
Recessed - other | Incandescent |  | Heat Lamp | 1 | 150 | Bathroom | 1255614 | Bathroom | 0.0012318
Ceiling Fan | Incandescent |  | Standard A Lamp | 1 | 60 | Master Bedroom | 1255615 | Master Bedroom | 0.0012318
Table | Compact Fluorescent |  | Pin base | 1 | 15 | Master Bedroom | 1255615 | Master Bedroom | 0.0012318
Ceiling Fixture | Incandescent |  | Standard A Lamp | 1 | 60 | Closet | 1255616 | Closet | 0.0012318
Ceiling Fixture | Halogen |  | MR | 5 | 50 | Other | 125611 | Other | 0.0012318
Ceiling Fixture | Compact Fluorescent |  | Twist | 1 | 13 | Other | 125611 | Other | 0.0012318
Wall Mount | Incandescent |  | Clear | 1 | 60 | Other | 125611 | Other | 0.0012318
Ceiling Fixture | Compact Fluorescent |  | Twist | 2 | 23 | Laundry Room | 125612 | Laundry Room | 0.0012318
Ceiling Fixture | Compact Fluorescent |  | Twist | 2 | 13 | Bedroom | 125613 | Bedroom | 0.0012318
Wall Mount | Halogen |  | MR | 1 | 100 | Bedroom | 125613 | Bedroom | 0.0012318
Ceiling Fixture | Compact Fluorescent |  | Twist | 2 | 23 | Bedroom | 125614 | Bedroom | 0.0012318
Table | Compact Fluorescent |  | Twist | 1 | 13 | Bedroom | 125614 | Bedroom | 0.0012318
Ceiling Fixture | Compact Fluorescent |  | Twist | 1 | 13 | Closet | 125615 | Closet | 0.0012318
Recessed Can | Incandescent |  | Reflector | 1 | 65 | Dining Room | 125616 | Dining Room | 0.0012318
Wall Mount | Incandescent |  | Decorative | 1 | 60 | Dining Room | 125616 | Dining Room | 0.0012318
Wall Mount | Incandescent |  | Decorative | 1 | 60 | Other | 125617 | Other | 0.0012318
Wall Mount | Compact Fluorescent |  | Twist | 1 | 13 | Hall | 125618 | Hall | 0.0012318
Other | Halogen |  | MR | 1 | 20 | Kitchen | 125619 | Kitchen | 0.0012318
Ceiling Fixture | Halogen |  | MR | 3 | 50 | Kitchen | 125619 | Kitchen | 0.0012318
Other | Halogen |  | MR | 4 | 25 | Kitchen | 125619 | Kitchen | 0.0012318
Recessed Can | Incandescent |  | Reflector | 1 | 65 | Living Room | 1256110 | Living Room | 0.0012318
Wall Mount | Compact Fluorescent |  | Twist | 2 | 23 | Bathroom | 1256111 | Bathroom | 0.0012318
Wall Mount | Compact Fluorescent |  | Twist | 1 | 13 | Bathroom | 1256111 | Bathroom | 0.0012318
Ceiling Fixture | Compact Fluorescent |  | Twist | 1 | 13 | Bathroom | 1256111 | Bathroom | 0.0012318
Wall Mount | Incandescent |  | Standard A Lamp | 1 | 60 | Other | 125641 | Other | 0.00049795
Other | Incandescent |  | Standard A Lamp | 1 | 60 | Kitchen | 125642 | Kitchen | 0.00049795
Ceiling Fan | Incandescent |  | Standard A Lamp | 3 | 60 | Living Room | 125643 | Living Room | 0.00049795
Wall Mount | Incandescent |  | Standard A Lamp | 1 | 60 | Living Room | 125643 | Living Room | 0.00049795
Table | Incandescent |  | Reflector | 1 | 60 | Office | 125644 | Office | 0.00049795
Ceiling Fixture | Incandescent |  | Globe | 1 | 60 | Other | 125645 | Other | 0.00049795
Ceiling Fixture | Compact Fluorescent |  | Twist | 1 | 15 | Other | 125645 | Other | 0.00049795
Ceiling Fixture | Incandescent |  | Standard A Lamp | 1 | 60 | Bedroom | 125646 | Bedroom | 0.00049795
Table | Incandescent |  | Clear | 1 | 60 | Bedroom | 125646 | Bedroom | 0.00049795
Ceiling Fixture | Linear Fluorescent | 48 | T-12 | 1 | 40 | Other | 125691 | Other | 0.00049795
Wall Mount | Compact Fluorescent |  | Twist | 4 | 15 | Bathroom | 125692 | Bathroom | 0.00049795
Wall Mount | Incandescent |  | Standard A Lamp | 1 | 60 | Other | 125693 | Other | 0.00049795
Ceiling Fixture | Compact Fluorescent |  | Twist | 2 | 15 | Hall | 125694 | Hall | 0.00049795
Recessed Can | Compact Fluorescent |  | Reflector | 1 | 15 | Bedroom | 125695 | Bedroom | 0.00049795
Table | Incandescent |  | Standard A Lamp | 1 | 60 | Bedroom | 125695 | Bedroom | 0.00049795
Ceiling Fixture | Linear Fluorescent | 48 | T-12 | 2 | 40 | Kitchen | 125696 | Kitchen | 0.00049795
Recessed Can | Compact Fluorescent |  | Reflector | 1 | 15 | Kitchen | 125696 | Kitchen | 0.00049795
Other | Incandescent |  | Standard A Lamp | 1 | 40 | Kitchen | 125696 | Kitchen | 0.00049795
Ceiling Fixture | Compact Fluorescent |  | Twist | 2 | 15 | Laundry Room | 125697 | Laundry Room | 0.00049795
Recessed Can | Compact Fluorescent |  | Twist | 1 | 15 | Laundry Room | 125697 | Laundry Room | 0.00049795
Floor lamp | Incandescent |  | Decorative | 5 | 60 | Living Room | 125698 | Living Room | 0.00049795
Floor lamp | Compact Fluorescent |  | Twist | 1 | 15 | Living Room | 125698 | Living Room | 0.00049795
Torchiere | Halogen |  | Quartz Tube | 1 | 300 | Living Room | 125698 | Living Room | 0.00049795
Recessed Can | Compact Fluorescent |  | Twist | 1 | 15 | Master Bedroom | 125699 | Master Bedroom | 0.00049795
Table | Incandescent |  | Standard A Lamp | 1 | 60 | Master Bedroom | 125699 | Master Bedroom | 0.00049795
Table | Compact Fluorescent |  | Twist | 1 | 15 | Master Bedroom | 125699 | Master Bedroom | 0.00049795
Recessed Can | Compact Fluorescent |  | Twist | 1 | 13 | Bathroom | 125721 | Bathroom | 0.0017229
Wall Mount | Incandescent |  | Decorative | 3 | 40 | Bathroom | 125721 | Bathroom | 0.0017229
Ceiling Fixture | Compact Fluorescent |  | Twist | 2 | 13 | Bedroom | 125722 | Bedroom | 0.0017229
Table | Incandescent |  | Mini base | 1 | 40 | Bedroom | 125722 | Bedroom | 0.0017229
High bay | Linear Fluorescent | 48 | T-12 | 2 | 40 | Garage | 125723 | Garage | 0.0017229
Recessed Can | Compact Fluorescent |  | Reflector | 1 | 23 | Hall | 125724 | Hall | 0.0017229
Chandelier (Hanging) | Compact Fluorescent |  | Twist | 4 | 13 | Kitchen | 125725 | Kitchen | 0.0017229
Chandelier (Hanging) | Incandescent |  | Standard A Lamp | 1 | 60 | Kitchen | 125725 | Kitchen | 0.0017229
Ceiling Fixture | Incandescent |  | Standard A Lamp | 1 | 60 | Kitchen | 125725 | Kitchen | 0.0017229
Table | Compact Fluorescent |  | Twist | 1 | 13 | Living Room | 125726 | Living Room | 0.0017229
Ceiling Fixture | Compact Fluorescent |  | Twist | 2 | 13 | Master Bedroom | 125727 | Master Bedroom | 0.0017229
Table | Compact Fluorescent |  | Twist | 1 | 13 | Master Bedroom | 125727 | Master Bedroom | 0.0017229
Wall Mount | Compact Fluorescent |  | Twist | 1 | 15 | Bathroom | 125821 | Bathroom | 0.00049795
Recessed - other | Linear Fluorescent | 48 | T-12 | 2 | 60 | Bathroom | 125822 | Bathroom | 0.00049795
Ceiling Fixture | Compact Fluorescent |  | Twist | 2 | 15 | Bedroom | 125823 | Bedroom | 0.00049795
Ceiling Fixture | Compact Fluorescent |  | Twist | 1 | 15 | Closet | 125824 | Closet | 0.00049795
Chandelier (Hanging) | Incandescent |  | Mini base | 6 | 25 | Dining Room | 125825 | Dining Room | 0.00049795
Table | Incandescent |  | 3-Way Incandescent | 1 | 150 | Family Room | 125826 | Family Room | 0.00049795
Ceiling Fixture | Compact Fluorescent |  | Twist | 2 | 15 | Family Room | 125827 | Family Room | 0.00049795
Table | Incandescent |  | Standard A Lamp | 2 | 40 | Family Room | 125827 | Family Room | 0.00049795
Ceiling Fixture | Linear Fluorescent | 48 | T-12 | 2 | 40 | Garage | 125828 | Garage | 0.00049795
Ceiling Fixture | Compact Fluorescent |  | A shape bulb | 1 | 22 | Hall | 125829 | Hall | 0.00049795
Ceiling Fixture | Compact Fluorescent |  | Twist | 1 | 15 | Hall | 1258210 | Hall | 0.00049795
Wall Mount | Incandescent |  | Standard A Lamp | 1 | 60 | Hall | 1258210 | Hall | 0.00049795
Ceiling Fixture | Incandescent |  | Standard A Lamp | 1 | 60 | Hall | 1258210 | Hall | 0.00049795
Ceiling Fixture | Linear Fluorescent | 48 | T-12 | 4 | 40 | Kitchen | 1258211 | Kitchen | 0.00049795
Ceiling Fixture | Compact Fluorescent |  | Twist | 1 | 15 | Laundry Room | 1258212 | Laundry Room | 0.00049795
Table | Incandescent |  | 3-Way Incandescent | 1 | 150 | Living Room | 1258213 | Living Room | 0.00049795
Table | Compact Fluorescent |  | Twist | 1 | 15 | Living Room | 1258213 | Living Room | 0.00049795
Floor lamp | Incandescent |  | Standard A Lamp | 2 | 60 | Living Room | 1258213 | Living Room | 0.00049795
Wall Mount | Incandescent |  | Globe | 8 | 25 | Bathroom | 1258214 | Bathroom | 0.00049795
Recessed Can | Incandescent |  | Heat Lamp | 1 | 250 | Bathroom | 1258214 | Bathroom | 0.00049795
Table | Incandescent |  | Mini base | 3 | 25 | Master Bedroom | 1258215 | Master Bedroom | 0.00049795
Ceiling Fixture | Compact Fluorescent |  | Twist | 2 | 15 | Master Bedroom | 1258215 | Master Bedroom | 0.00049795
Track | Halogen |  | PAR | 5 | 75 | Office | 1258216 | Office | 0.00049795
Ceiling Fixture | Linear Fluorescent | 96 | T-12 | 2 | 60 | Other | 1258217 | Other | 0.00049795
Chandelier (Hanging) | Incandescent |  | Standard A Lamp | 2 | 60 | Hall | 1258218 | Hall | 0.00049795
Ceiling Fixture | Incandescent |  | Standard A Lamp | 1 | 60 | Closet | 1258219 | Closet | 0.00049795
Ceiling Fan | Incandescent |  | Standard A Lamp | 2 | 60 | Kitchen | 126001 | Kitchen | 0.00037892
Wall Mount | Incandescent |  | Decorative | 3 | 60 | Bathroom | 126002 | Bathroom | 0.00037892
Wall Mount | Incandescent |  | Globe | 8 | 25 | Bathroom | 126003 | Bathroom | 0.00037892
Other | Incandescent |  | Heat Lamp | 1 | 500 | Bathroom | 126003 | Bathroom | 0.00037892
Recessed Can | Incandescent |  | Reflector | 1 | 60 | Bedroom | 126004 | Bedroom | 0.00037892
Wall Mount | Incandescent |  | Standard A Lamp | 1 | 60 | Bedroom | 126004 | Bedroom | 0.00037892
Table | Incandescent |  | Standard A Lamp | 1 | 60 | Bedroom | 126004 | Bedroom | 0.00037892
Ceiling Fixture | Linear Fluorescent | 48 | T-12 | 2 | 32 | Garage | 126005 | Garage | 0.00037892
Floor lamp | Incandescent |  | Standard A Lamp | 2 | 60 | Living Room | 126006 | Living Room | 0.00037892
Track | Incandescent |  | Reflector | 1 | 60 | Living Room | 126006 | Living Room | 0.00037892
Recessed Can | Incandescent |  | Reflector | 1 | 60 | Hall | 126007 | Hall | 0.00037892
Recessed Can | Incandescent |  | Reflector | 1 | 60 | Kitchen | 126008 | Kitchen | 0.00037892
Recessed Can | Incandescent |  | Reflector | 1 | 60 | Other | 126009 | Other | 0.00037892
Ceiling Fixture | Linear Fluorescent | 24 | T-12 | 2 | 32 | Laundry Room | 1260010 | Laundry Room | 0.00037892
Track | Incandescent |  | Reflector | 3 | 60 | Master Bedroom | 1260011 | Master Bedroom | 0.00037892
Table | Incandescent |  | 3-Way Incandescent | 1 | 150 | Master Bedroom | 1260011 | Master Bedroom | 0.00037892
Recessed Can | Incandescent |  | Reflector | 1 | 65 | Office | 1260012 | Office | 0.00037892
Table | Incandescent |  | Standard A Lamp | 1 | 60 | Office | 1260012 | Office | 0.00037892
Chandelier (Hanging) | Incandescent |  | Mini base | 3 | 25 | Hall | 1260013 | Hall | 0.00037892
Track | Incandescent |  | Reflector | 4 | 60 | Family Room | 1260014 | Family Room | 0.00037892
Floor lamp | Incandescent |  | Standard A Lamp | 3 | 60 | Family Room | 1260014 | Family Room | 0.00037892
Wall Mount | Compact Fluorescent |  | A shape bulb | 3 | 15 | Bathroom | 126141 | Bathroom | 0.00037892
Recessed Can | Compact Fluorescent |  | Reflector | 1 | 15 | Bathroom | 126141 | Bathroom | 0.00037892
Ceiling Fixture | Linear Fluorescent | 48 | T-8 | 2 | 40 | Other | 126142 | Other | 0.00037892
Recessed Can | Compact Fluorescent |  | Reflector | 1 | 15 | Bedroom | 126143 | Bedroom | 0.00037892
Table | Compact Fluorescent |  | Twist | 1 | 15 | Bedroom | 126143 | Bedroom | 0.00037892
Recessed Can | Compact Fluorescent |  | Reflector | 1 | 15 | Bedroom | 126144 | Bedroom | 0.00037892
Ceiling Fixture | Linear Fluorescent | 48 | T-4 | 1 | 32 | Bedroom | 126144 | Bedroom | 0.00037892
Table | Compact Fluorescent |  | Twist | 1 | 15 | Bedroom | 126144 | Bedroom | 0.00037892
Recessed Can | Compact Fluorescent |  | Reflector | 1 | 15 | Dining Room | 126145 | Dining Room | 0.00037892
Chandelier (Hanging) | Incandescent |  | Standard A Lamp | 5 | 40 | Dining Room | 126145 | Dining Room | 0.00037892
Recessed Can | Compact Fluorescent |  | Reflector | 1 | 15 | Hall | 126146 | Hall | 0.00037892
Table | Halogen |  | Other | 1 | 30 | Hall | 126146 | Hall | 0.00037892
Ceiling Fixture | Compact Fluorescent |  | Globe | 1 | 7 | Kitchen | 126147 | Kitchen | 0.00037892
Recessed Can | Compact Fluorescent |  | Reflector | 1 | 15 | Kitchen | 126147 | Kitchen | 0.00037892
Recessed Can | Compact Fluorescent |  | Reflector | 1 | 15 | Living Room | 126148 | Living Room | 0.00037892
Recessed - other | Halogen |  | PAR | 1 | 50 | Living Room | 126148 | Living Room | 0.00037892
Floor lamp | Compact Fluorescent |  | Twist | 1 | 22 | Living Room | 126148 | Living Room | 0.00037892
Wall Mount | Compact Fluorescent |  | Twist | 2 | 15 | Bathroom | 126149 | Bathroom | 0.00037892
Recessed Can | Compact Fluorescent |  | Reflector | 1 | 15 | Bathroom | 126149 | Bathroom | 0.00037892
Recessed Can | Compact Fluorescent |  | Reflector | 1 | 15 | Bedroom | 1261410 | Bedroom | 0.00037892
Wall Mount | Compact Fluorescent |  | Straight Tube | 1 | 15 | Bedroom | 1261410 | Bedroom | 0.00037892
Recessed - other | Compact Fluorescent |  | Twist | 1 | 15 | Closet | 1261411 | Closet | 0.00037892
Ceiling Fixture | Compact Fluorescent |  | Twist | 2 | 22 | Other | 126201 | Other | 0.00049795
Ceiling Fixture | Compact Fluorescent |  | Twist | 2 | 15 | Other | 126201 | Other | 0.00049795
Ceiling Fixture | Incandescent |  | Reflector | 1 | 75 | Other | 126201 | Other | 0.00049795
Ceiling Fixture | Linear Fluorescent | 48 | T-8 | 2 | 32 | Garage | 126202 | Garage | 0.00049795
Garage door opener | Compact Fluorescent |  | Twist | 1 | 15 | Garage | 126202 | Garage | 0.00049795
Ceiling Fixture | Linear Fluorescent | 48 | T-8 | 2 | 32 | Garage | 126202 | Garage | 0.00049795
Chandelier (Hanging) | Compact Fluorescent |  | Twist | 1 | 15 | Hall | 126203 | Hall | 0.00049795
Wall Mount | Compact Fluorescent |  | Twist | 1 | 22 | Bathroom | 126204 | Bathroom | 0.00049795
Recessed Can | Compact Fluorescent |  | Pin base | 1 | 15 | Bathroom | 126204 | Bathroom | 0.00049795
Chandelier (Hanging) | Compact Fluorescent |  | Twist | 5 | 15 | Dining Room | 126205 | Dining Room | 0.00049795
Wall Mount | Compact Fluorescent |  | Twist | 1 | 15 | Bedroom | 126206 | Bedroom | 0.00049795
Table | Compact Fluorescent |  | Twist | 1 | 15 | Bedroom | 126206 | Bedroom | 0.00049795
Ceiling Fixture | Linear Fluorescent | 24 | Fluorescent Other | 1 | 15 | Closet | 126207 | Closet | 0.00049795
Wall Mount | Compact Fluorescent |  | Twist | 1 | 15 | Hall | 126208 | Hall | 0.00049795
Ceiling Fixture | Compact Fluorescent |  | Twist | 3 | 15 | Hall | 126209 | Hall | 0.00049795
Recessed Can | Compact Fluorescent |  | Reflector | 1 | 15 | Kitchen | 1262010 | Kitchen | 0.00049795
Recessed Can | Incandescent |  | Reflector | 1 | 75 | Kitchen | 1262010 | Kitchen | 0.00049795
Ceiling Fixture | Compact Fluorescent |  | Twist | 3 | 15 | Hall | 1262011 | Hall | 0.00049795
Torchiere | Halogen |  | Quartz Tube | 1 | 100 | Living Room | 1262012 | Living Room | 0.00049795
Torchiere | Compact Fluorescent |  | Twist | 1 | 26 | Living Room | 1262012 | Living Room | 0.00049795
Floor lamp | Compact Fluorescent |  | Twist | 1 | 15 | Living Room | 1262012 | Living Room | 0.00049795
Recessed - other | Incandescent |  | Standard A Lamp | 1 | 60 | Living Room | 1262012 | Living Room | 0.00049795
Recessed Can | Compact Fluorescent |  | Straight Tube | 1 | 15 | Other | 1262013 | Other | 0.00049795
Ceiling Fixture | Linear Fluorescent | 48 | Fluorescent Unknown | 1 | 20 | Bathroom | 1262014 | Bathroom | 0.00049795
Wall Mount | Linear Fluorescent | 48 | T-12 | 1 | 40 | Bathroom | 1262014 | Bathroom | 0.00049795
Wall Mount | Other |  | LED Interior | 1 | 1 | Bathroom | 1262014 | Bathroom | 0.00049795
Ceiling Fixture | Incandescent |  | Mini base | 2 | 40 | Hall | 1262015 | Hall | 0.00049795
Table | Incandescent |  | Standard A Lamp | 1 | 25 | Hall | 1262015 | Hall | 0.00049795
Ceiling Fixture | Compact Fluorescent |  | Twist | 2 | 15 | Office | 1262016 | Office | 0.00049795
Wall Mount | Compact Fluorescent |  | Twist | 1 | 22 | Bedroom | 1262017 | Bedroom | 0.00049795
Table | Compact Fluorescent |  | Twist | 1 | 15 | Bedroom | 1262017 | Bedroom | 0.00049795
Wall Mount | Compact Fluorescent |  | Twist | 1 | 15 | Bedroom | 1262017 | Bedroom | 0.00049795
Ceiling Fixture | Compact Fluorescent |  | Twist | 2 | 15 | Office | 1262018 | Office | 0.00049795
Table | Compact Fluorescent |  | Twist | 1 | 15 | Office | 1262018 | Office | 0.00049795
Wall Mount | Compact Fluorescent |  | Twist | 1 | 15 | Hall | 1262019 | Hall | 0.00049795
Ceiling Fixture | Incandescent |  | Globe | 3 | 60 | Hall | 1262020 | Hall | 0.00049795
Ceiling Fixture | Compact Fluorescent |  | Twist | 2 | 15 | Office | 1262021 | Office | 0.00049795
Recessed Can | Incandescent |  | Reflector | 1 | 65 | Kitchen | 126211 | Kitchen | 0.00049795
Ceiling Fixture | Incandescent |  | Clear | 2 | 60 | Bedroom | 126212 | Bedroom | 0.00049795
Ceiling Fixture | Linear Fluorescent | 48 | T-12 | 2 | 40 | Garage | 126213 | Garage | 0.00049795
Garage door opener | Incandescent |  | Standard A Lamp | 1 | 60 | Garage | 126213 | Garage | 0.00049795
Ceiling Fixture | Compact Fluorescent |  | Reflector | 1 | 22 | Garage | 126213 | Garage | 0.00049795
Ceiling Fixture | Linear Fluorescent | 48 | T-12 | 2 | 40 | Other | 126214 | Other | 0.00049795
Ceiling Fixture | Incandescent |  | Globe | 1 | 40 | Other | 126214 | Other | 0.00049795
Recessed Can | Incandescent |  | Reflector | 1 | 65 | Dining Room | 126215 | Dining Room | 0.00049795
Ceiling Fixture | Incandescent |  | Standard A Lamp | 3 | 60 | Family Room | 126216 | Family Room | 0.00049795
Recessed Can | Incandescent |  | Reflector | 1 | 65 | Family Room | 126216 | Family Room | 0.00049795
Floor lamp | Other |  | Fluorescent Other | 1 | 50 | Living Room | 126217 | Living Room | 0.00049795
Table | Incandescent |  | Standard A Lamp | 1 | 75 | Living Room | 126217 | Living Room | 0.00049795
Recessed Can | Incandescent |  | Reflector | 1 | 75 | Living Room | 126217 | Living Room | 0.00049795
Table | Compact Fluorescent |  | Twist | 1 | 15 | Living Room | 126217 | Living Room | 0.00049795
Ceiling Fixture | Incandescent |  | Standard A Lamp | 2 | 60 | Hall | 126218 | Hall | 0.00049795
Wall Mount | Incandescent |  | Clear | 5 | 60 | Bathroom | 126219 | Bathroom | 0.00049795
Ceiling Fixture | Incandescent |  | Standard A Lamp | 1 | 40 | Bathroom | 126219 | Bathroom | 0.00049795
Ceiling Fixture | Incandescent |  | Standard A Lamp | 3 | 60 | Master Bedroom | 1262110 | Master Bedroom | 0.00049795
Ceiling Fixture | Incandescent |  | Standard A Lamp | 1 | 60 | Closet | 1262111 | Closet | 0.00049795
Ceiling Fixture | Incandescent |  | Clear | 1 | 40 | Bathroom | 1262112 | Bathroom | 0.00049795
Wall Mount | Incandescent |  | Clear | 4 | 60 | Bathroom | 1262112 | Bathroom | 0.00049795
Wall Mount | Incandescent |  | Clear | 2 | 60 | Bathroom | 1262112 | Bathroom | 0.00049795
Wall Mount | Incandescent |  | Standard A Lamp | 1 | 75 | Closet | 126301 | Closet | 0.00049795
Wall Mount | Incandescent |  | Decorative | 1 | 60 | Closet | 126302 | Closet | 0.00049795
Wall Mount | Halogen |  | Quartz Tube | 1 | 300 | Bedroom | 126303 | Bedroom | 0.00049795
Table | Incandescent |  | Standard A Lamp | 1 | 60 | Bedroom | 126303 | Bedroom | 0.00049795
Wall Mount | Incandescent |  | Decorative | 1 | 60 | Hall | 126304 | Hall | 0.00049795
Wall Mount | Incandescent |  | Standard A Lamp | 1 | 60 | Master Bedroom | 126305 | Master Bedroom | 0.00049795
Table | Incandescent |  | Mini base | 1 | 25 | Master Bedroom | 126305 | Master Bedroom | 0.00049795
Ceiling Fan | Incandescent |  | Mini base | 3 | 60 | Master Bedroom | 126305 | Master Bedroom | 0.00049795
Ceiling Fixture | Compact Fluorescent |  | Twist | 2 | 15 | Bathroom | 126306 | Bathroom | 0.00049795
Wall Mount | Compact Fluorescent |  | Twist | 2 | 15 | Bathroom | 126306 | Bathroom | 0.00049795
Ceiling Fixture | Compact Fluorescent |  | Reflector | 1 | 30 | Garage | 126307 | Garage | 0.00049795
Ceiling Fixture | Incandescent |  | Standard A Lamp | 2 | 60 | Garage | 126307 | Garage | 0.00049795
Table | Incandescent |  | Standard A Lamp | 1 | 75 | Garage | 126307 | Garage | 0.00049795
Chandelier (Hanging) | Incandescent |  | Mini base | 3 | 60 | Dining Room | 126308 | Dining Room | 0.00049795
High bay | Incandescent |  | Standard A Lamp | 1 | 60 | Hall | 126309 | Hall | 0.00049795
Ceiling Fixture | Compact Fluorescent |  | Twist | 3 | 15 | Kitchen | 1263010 | Kitchen | 0.00049795
Recessed Can | Incandescent |  | Reflector | 1 | 65 | Laundry Room | 1263011 | Laundry Room | 0.00049795
Ceiling Fan | Incandescent |  | Mini base | 3 | 60 | Living Room | 1263012 | Living Room | 0.00049795
Floor lamp | Incandescent |  | Standard A Lamp | 1 | 100 | Living Room | 1263012 | Living Room | 0.00049795
Table | Incandescent |  | 3-Way Incandescent | 1 | 100 | Living Room | 1263012 | Living Room | 0.00049795
Ceiling Fixture | Incandescent |  | Standard A Lamp | 2 | 60 | Office | 1263013 | Office | 0.00049795
Table | Incandescent |  | Standard A Lamp | 1 | 60 | Office | 1263013 | Office | 0.00049795
Ceiling Fixture | Incandescent |  | Standard A Lamp | 1 | 60 | Closet | 1263014 | Closet | 0.00049795
Wall Mount | Incandescent |  | Standard A Lamp | 1 | 60 | Closet | 1263015 | Closet | 0.00049795
Wall Mount | Incandescent |  | Standard A Lamp | 2 | 75 | Bathroom | 126401 | Bathroom | 0.00028601
Ceiling Fixture | Incandescent |  | Standard A Lamp | 1 | 75 | Bathroom | 126401 | Bathroom | 0.00028601
Ceiling Fixture | Incandescent |  | Standard A Lamp | 2 | 75 | Master Bedroom | 126402 | Master Bedroom | 0.00028601
Ceiling Fan | Compact Fluorescent |  | Twist | 1 | 15 | Dining Room | 126403 | Dining Room | 0.00028601
Table | Incandescent |  | Decorative | 1 | 25 | Dining Room | 126403 | Dining Room | 0.00028601
Ceiling Fixture | Compact Fluorescent |  | Twist | 1 | 20 | Garage | 126404 | Garage | 0.00028601
Ceiling Fixture | Incandescent |  | Standard A Lamp | 2 | 60 | Kitchen | 126405 | Kitchen | 0.00028601
Ceiling Fixture | Incandescent |  | Standard A Lamp | 1 | 60 | Master Bedroom | 126407 | Master Bedroom | 0.00028601
Wall Mount | Compact Fluorescent |  | Twist | 1 | 15 | Bathroom | 126408 | Bathroom | 0.00028601
Ceiling Fixture | Incandescent |  | Standard A Lamp | 2 | 60 | Office | 126409 | Office | 0.00028601
Ceiling Fixture | Halogen |  | MR | 1 | 50 | Family Room | 126431 | Family Room | 0.0017229
Track | Halogen |  | MR | 3 | 50 | Family Room | 126431 | Family Room | 0.0017229
Recessed Can | Incandescent |  | Reflector | 1 | 75 | Family Room | 126431 | Family Room | 0.0017229
Recessed Can | Halogen |  | PAR | 1 | 75 | Family Room | 126431 | Family Room | 0.0017229
Wall Mount | Incandescent |  | Standard A Lamp | 1 | 100 | Family Room | 126431 | Family Room | 0.0017229
Low bay | Incandescent |  | Mini base | 3 | 15 | Family Room | 126431 | Family Room | 0.0017229
Ceiling Fixture | Incandescent |  | Standard A Lamp | 2 | 60 | Hall | 126432 | Hall | 0.0017229
Wall Mount | Incandescent |  | Standard A Lamp | 1 | 100 | Hall | 126433 | Hall | 0.0017229
Chandelier (Hanging) | Incandescent |  | Standard A Lamp | 6 | 40 | Dining Room | 126434 | Dining Room | 0.0017229
Chandelier (Hanging) | Incandescent |  | Mini base | 10 | 25 | Dining Room | 126435 | Dining Room | 0.0017229
Wall Mount | Incandescent |  | Decorative | 1 | 25 | Dining Room | 126435 | Dining Room | 0.0017229
Ceiling Fixture | Incandescent |  | Globe | 2 | 60 | Hall | 126436 | Hall | 0.0017229
Wall Mount | Incandescent |  | Mini base | 1 | 25 | Hall | 126436 | Hall | 0.0017229
Recessed Can | Incandescent |  | Reflector | 1 | 75 | Kitchen | 126437 | Kitchen | 0.0017229
Low bay | Incandescent |  | Mini base | 1 | 15 | Kitchen | 126437 | Kitchen | 0.0017229
Ceiling Fixture | Compact Fluorescent |  | Twist | 1 | 15 | Kitchen | 126437 | Kitchen | 0.0017229
Wall Mount | Incandescent |  | Standard A Lamp | 1 | 60 | Bathroom | 126438 | Bathroom | 0.0017229
Ceiling Fixture | Incandescent |  | Standard A Lamp | 2 | 60 | Laundry Room | 126439 | Laundry Room | 0.0017229
Wall Mount | Incandescent |  | Mini base | 3 | 18 | Laundry Room | 126439 | Laundry Room | 0.0017229
Chandelier (Hanging) | Incandescent |  | Mini base | 6 | 25 | Living Room | 1264310 | Living Room | 0.0017229
Recessed Can | Incandescent |  | Reflector | 1 | 30 | Living Room | 1264310 | Living Room | 0.0017229
Wall Mount | Incandescent |  | Mini base | 1 | 25 | Bathroom | 1264311 | Bathroom | 0.0017229
Recessed Can | Halogen |  | MR | 1 | 75 | Bathroom | 1264311 | Bathroom | 0.0017229
Recessed Can | Incandescent |  | Reflector | 1 | 75 | Bathroom | 1264311 | Bathroom | 0.0017229
Recessed - other | Incandescent |  | Reflector | 1 | 75 | Bathroom | 1264311 | Bathroom | 0.0017229
Table | Compact Fluorescent |  | Twist | 1 | 15 | Master Bedroom | 1264312 | Master Bedroom | 0.0017229
Table | Incandescent |  | Standard A Lamp | 1 | 100 | Master Bedroom | 1264312 | Master Bedroom | 0.0017229
Wall Mount | Incandescent |  | Mini base | 1 | 25 | Master Bedroom | 1264312 | Master Bedroom | 0.0017229
Ceiling Fixture | Incandescent |  | Standard A Lamp | 2 | 60 | Closet | 1264313 | Closet | 0.0017229
Chandelier (Hanging) | Incandescent |  | Mini base | 5 | 25 | Bedroom | 1264314 | Bedroom | 0.0017229
Table | Incandescent |  | Standard A Lamp | 1 | 100 | Bedroom | 1264314 | Bedroom | 0.0017229
Recessed Can | Halogen |  | PAR | 1 | 75 | Living Room | 1264315 | Living Room | 0.0017229
Recessed Can | Incandescent |  | Reflector | 1 | 75 | Living Room | 1264315 | Living Room | 0.0017229
Ceiling Fan | Incandescent |  | Decorative | 2 | 25 | Bedroom | 1264316 | Bedroom | 0.0017229
Table | Compact Fluorescent |  | Twist | 1 | 15 | Bedroom | 1264316 | Bedroom | 0.0017229
Recessed Can | Incandescent |  | Reflector | 1 | 75 | Bathroom | 1264317 | Bathroom | 0.0017229
Wall Mount | Incandescent |  | Standard A Lamp | 1 | 60 | Bathroom | 1264317 | Bathroom | 0.0017229
Chandelier (Hanging) | Incandescent |  | Decorative | 3 | 25 | Hall | 1264318 | Hall | 0.0017229
Recessed Can | Incandescent |  | Reflector | 1 | 45 | Other | 1264319 | Other | 0.0017229
Ceiling Fixture | Compact Fluorescent |  | Globe | 3 | 15 | Bathroom | 126481 | Bathroom | 0.0012318
Wall Mount | Compact Fluorescent |  | Globe | 4 | 15 | Bathroom | 126482 | Bathroom | 0.0012318
Wall Mount | Other |  | LED Interior | 1 | 1 | Bathroom | 126482 | Bathroom | 0.0012318
Ceiling Fixture | Compact Fluorescent |  | Pin base | 1 | 22 | Bedroom | 126483 | Bedroom | 0.0012318
Table | Compact Fluorescent |  | Twist | 1 | 15 | Bedroom | 126483 | Bedroom | 0.0012318
Table | Incandescent |  | Standard A Lamp | 1 | 60 | Bedroom | 126483 | Bedroom | 0.0012318
Ceiling Fixture | Compact Fluorescent |  | Twist | 1 | 15 | Closet | 126484 | Closet | 0.0012318
Wall Mount | Compact Fluorescent |  | Twist | 1 | 15 | Closet | 126485 | Closet | 0.0012318
Ceiling Fixture | Compact Fluorescent |  | Twist | 1 | 15 | Closet | 126486 | Closet | 0.0012318
Chandelier (Hanging) | Compact Fluorescent |  | Mini base | 8 | 7 | Dining Room | 126487 | Dining Room | 0.0012318
Chandelier (Hanging) | Other |  | LED Interior | 3 | 5 | Hall | 126488 | Hall | 0.0012318
Ceiling Fixture | Compact Fluorescent |  | Pin base | 2 | 20 | Family Room | 126489 | Family Room | 0.0012318
Torchiere | Other |  | LED Interior | 1 | 5 | Family Room | 126489 | Family Room | 0.0012318
Ceiling Fixture | Linear Fluorescent | 48 | T-12 | 2 | 40 | Garage | 1264810 | Garage | 0.0012318
Garage door opener | Incandescent |  | Globe | 1 | 60 | Garage | 1264810 | Garage | 0.0012318
Ceiling Fixture | Compact Fluorescent |  | Twist | 1 | 15 | Hall | 1264811 | Hall | 0.0012318
Ceiling Fixture | Compact Fluorescent |  | Twist | 1 | 15 | Hall | 1264812 | Hall | 0.0012318
Wall Mount | Compact Fluorescent |  | Globe | 7 | 15 | Bathroom | 1264813 | Bathroom | 0.0012318
Wall Mount | Incandescent |  | Globe | 1 | 60 | Bathroom | 1264813 | Bathroom | 0.0012318
Wall Mount | Other |  | LED Interior | 1 | 1 | Bathroom | 1264813 | Bathroom | 0.0012318
Ceiling Fixture | Compact Fluorescent |  | Pin base | 1 | 22 | Bedroom | 1264814 | Bedroom | 0.0012318
Table | Compact Fluorescent |  | Twist | 1 | 15 | Bedroom | 1264814 | Bedroom | 0.0012318
Recessed - other | Linear Fluorescent | 48 | T-12 | 1 | 40 | Kitchen | 1264815 | Kitchen | 0.0012318
Ceiling Fixture | Linear Fluorescent | 48 | T-12 | 2 | 40 | Laundry Room | 1264816 | Laundry Room | 0.0012318
Ceiling Fixture | Compact Fluorescent |  | Pin base | 1 | 22 | Office | 1264818 | Office | 0.0012318
Ceiling Fan | Incandescent |  | Mini base | 3 | 40 | Master Bedroom | 1264819 | Master Bedroom | 0.0012318
Floor lamp | Compact Fluorescent |  | Decorative | 3 | 15 | Master Bedroom | 1264819 | Master Bedroom | 0.0012318
Chandelier (Hanging) | Incandescent |  | Standard A Lamp | 1 | 60 | Bathroom | 126561 | Bathroom | 0.00049795
Ceiling Fan | Incandescent |  | Standard A Lamp | 1 | 60 | Bedroom | 126562 | Bedroom | 0.00049795
Ceiling Fan | Incandescent |  | Standard A Lamp | 1 | 100 | Dining Room | 126563 | Dining Room | 0.00049795
Ceiling Fixture | Incandescent |  | Standard A Lamp | 1 | 60 | Garage | 126564 | Garage | 0.00049795
Wall Mount | Incandescent |  | Standard A Lamp | 1 | 60 | Hall | 126565 | Hall | 0.00049795
Ceiling Fixture | Linear Fluorescent | 48 | T-12 | 2 | 40 | Kitchen | 126566 | Kitchen | 0.00049795
Ceiling Fixture | Linear Fluorescent | 24 | T-12 | 1 | 20 | Kitchen | 126566 | Kitchen | 0.00049795
Ceiling Fixture | Incandescent |  | Standard A Lamp | 1 | 60 | Laundry Room | 126567 | Laundry Room | 0.00049795
Floor lamp | Incandescent |  | 3-Way Incandescent | 1 | 150 | Living Room | 126568 | Living Room | 0.00049795
Ceiling Fixture | Incandescent |  | Standard A Lamp | 2 | 60 | Office | 126569 | Office | 0.00049795
Table | Compact Fluorescent |  | Pin base | 1 | 18 | Office | 126569 | Office | 0.00049795
Wall Mount | Incandescent |  | Clear | 4 | 40 | Bathroom | 126571 | Bathroom | 0.00037892
Recessed - other | Incandescent |  | Heat Lamp | 1 | 250 | Bathroom | 126571 | Bathroom | 0.00037892
Ceiling Fixture | Compact Fluorescent |  | Twist | 2 | 20 | Bedroom | 126572 | Bedroom | 0.00037892
Floor lamp | Halogen |  | Quartz Tube | 2 | 50 | Bedroom | 126572 | Bedroom | 0.00037892
Table | Compact Fluorescent |  | Twist | 1 | 13 | Bedroom | 126572 | Bedroom | 0.00037892
Ceiling Fixture | Linear Fluorescent | 48 | T-12 | 2 | 40 | Garage | 126573 | Garage | 0.00037892
Ceiling Fixture | Incandescent |  | Standard A Lamp | 1 | 60 | Garage | 126573 | Garage | 0.00037892
Garage door opener | Incandescent |  | Standard A Lamp | 1 | 40 | Garage | 126573 | Garage | 0.00037892
Recessed Can | Incandescent |  | Reflector | 1 | 65 | Hall | 126574 | Hall | 0.00037892
Chandelier (Hanging) | Incandescent |  | Standard A Lamp | 1 | 60 | Hall | 126575 | Hall | 0.00037892
Recessed Can | Incandescent |  | Reflector | 1 | 65 | Kitchen | 126576 | Kitchen | 0.00037892
Ceiling Fixture | Incandescent |  | Standard A Lamp | 2 | 100 | Living Room | 126577 | Living Room | 0.00037892
Wall Mount | Incandescent |  | Globe | 4 | 40 | Bathroom | 126578 | Bathroom | 0.00037892
Recessed - other | Incandescent |  | Heat Lamp | 1 | 250 | Bathroom | 126578 | Bathroom | 0.00037892
Ceiling Fixture | Compact Fluorescent |  | Twist | 2 | 20 | Master Bedroom | 126579 | Master Bedroom | 0.00037892
Ceiling Fixture | Compact Fluorescent |  | Twist | 2 | 20 | Bedroom | 1265710 | Bedroom | 0.00037892
Wall Mount | Incandescent |  | Standard A Lamp | 4 | 100 | Bathroom | 1265711 | Bathroom | 0.00037892
Wall Mount | Incandescent |  | Standard A Lamp | 2 | 60 | Other | 126611 | Other | 0.00049795
Recessed - other | Incandescent |  | Reflector | 1 | 250 | Bathroom | 126612 | Bathroom | 0.00049795
Recessed - other | Incandescent |  | Heat Lamp | 1 | 250 | Bathroom | 126612 | Bathroom | 0.00049795
Chandelier (Hanging) | Incandescent |  | Standard A Lamp | 3 | 75 | Dining Room | 126613 | Dining Room | 0.00049795
Ceiling Fixture | Linear Fluorescent | 96 | T-12 | 2 | 40 | Garage | 126614 | Garage | 0.00049795
Garage door opener | Incandescent |  | Standard A Lamp | 1 | 60 | Garage | 126614 | Garage | 0.00049795
Ceiling Fixture | Linear Fluorescent | 96 | T-12 | 2 | 96 | Garage | 126614 | Garage | 0.00049795
Recessed Can | Incandescent |  | Reflector | 1 | 45 | Hall | 126615 | Hall | 0.00049795
Ceiling Fixture | Incandescent |  | Standard A Lamp | 1 | 75 | Kitchen | 126616 | Kitchen | 0.00049795
Ceiling Fixture | Compact Fluorescent |  | Twist | 1 | 5 | Kitchen | 126616 | Kitchen | 0.00049795
Ceiling Fixture | Incandescent |  | Standard A Lamp | 2 | 60 | Laundry Room | 126617 | Laundry Room | 0.00049795
Table | Incandescent |  | Standard A Lamp | 1 | 100 | Living Room | 126618 | Living Room | 0.00049795
Table | Incandescent |  | Standard A Lamp | 1 | 75 | Living Room | 126618 | Living Room | 0.00049795
Ceiling Fixture | Incandescent |  | Standard A Lamp | 2 | 60 | Master Bedroom | 126619 | Master Bedroom | 0.00049795
Table | Compact Fluorescent |  | Twist | 1 | 13 | Master Bedroom | 126619 | Master Bedroom | 0.00049795
Ceiling Fixture | Compact Fluorescent |  | Twist | 2 | 15 | Office | 1266110 | Office | 0.00049795
Wall Mount | Incandescent |  | Standard A Lamp | 1 | 60 | Office | 1266110 | Office | 0.00049795
Ceiling Fixture | Incandescent |  | Standard A Lamp | 2 | 60 | Bedroom | 1266111 | Bedroom | 0.00049795
Floor lamp | Incandescent |  | 3-Way Incandescent | 1 | 200 | Bedroom | 1266111 | Bedroom | 0.00049795
Floor lamp | Incandescent |  | Decorative | 3 | 40 | Bedroom | 1266111 | Bedroom | 0.00049795
Wall Mount | Incandescent |  | Globe | 5 | 60 | Bathroom | 126691 | Bathroom | 0.0012318
Ceiling Fixture | Compact Fluorescent |  | Pin base | 1 | 15 | Bathroom | 126691 | Bathroom | 0.0012318
Ceiling Fixture | Linear Fluorescent | 48 | T-12 | 2 | 40 | Master Bedroom | 126692 | Master Bedroom | 0.0012318
Table | Incandescent |  | Standard A Lamp | 1 | 40 | Master Bedroom | 126692 | Master Bedroom | 0.0012318
Table | Incandescent |  | 3-Way Incandescent | 1 | 300 | Master Bedroom | 126692 | Master Bedroom | 0.0012318
Ceiling Fixture | Linear Fluorescent | 48 | T-12 | 2 | 40 | Family Room | 126693 | Family Room | 0.0012318
Ceiling Fixture | Linear Fluorescent | 48 | T-12 | 2 | 40 | Other | 126694 | Other | 0.0012318
Table | Linear Fluorescent | 18 | T-8 | 1 | 15 | Other | 126694 | Other | 0.0012318
Chandelier (Hanging) | Compact Fluorescent |  | Twist | 3 | 15 | Dining Room | 126695 | Dining Room | 0.0012318
Ceiling Fixture | Linear Fluorescent | 48 | T-12 | 2 | 40 | Other | 126696 | Other | 0.0012318
Table | Incandescent |  | Standard A Lamp | 1 | 40 | Other | 126696 | Other | 0.0012318
Ceiling Fixture | Linear Fluorescent | 48 | T-12 | 1 | 40 | Garage | 126697 | Garage | 0.0012318
Ceiling Fixture | Compact Fluorescent |  | Twist | 1 | 15 | Hall | 126698 | Hall | 0.0012318
Wall Mount | Incandescent |  | Standard A Lamp | 1 | 60 | Bathroom | 126699 | Bathroom | 0.0012318
Wall Mount | Incandescent |  | Globe | 1 | 60 | Bathroom | 126699 | Bathroom | 0.0012318
Ceiling Fixture | Linear Fluorescent | 48 | T-12 | 2 | 40 | Kitchen | 1266910 | Kitchen | 0.0012318
Ceiling Fixture | Linear Fluorescent | 48 | T-12 | 2 | 40 | Laundry Room | 1266911 | Laundry Room | 0.0012318
Track | Compact Fluorescent |  | Twist | 4 | 15 | Living Room | 1266912 | Living Room | 0.0012318
Track | Compact Fluorescent |  | Twist | 3 | 15 | Living Room | 1266912 | Living Room | 0.0012318
Wall Mount | Incandescent |  | Globe | 1 | 60 | Bathroom | 1266913 | Bathroom | 0.0012318
Ceiling Fixture | Linear Fluorescent | 48 | T-12 | 1 | 40 | Bedroom | 1266914 | Bedroom | 0.0012318
Table | Linear Fluorescent | 18 | T-8 | 2 | 15 | Bedroom | 1266914 | Bedroom | 0.0012318
Table | Incandescent |  | Standard A Lamp | 1 | 60 | Bedroom | 1266914 | Bedroom | 0.0012318
Ceiling Fixture | Linear Fluorescent | 48 | T-12 | 2 | 40 | Office | 1266915 | Office | 0.0012318
Table | Compact Fluorescent |  | Twist | 1 | 15 | Office | 1266916 | Office | 0.0012318
Ceiling Fixture | Incandescent |  | Standard A Lamp | 1 | 60 | Closet | 1266917 | Closet | 0.0012318
Ceiling Fixture | Compact Fluorescent |  | Twist | 2 | 15 | Bedroom | 126701 | Bedroom | 0.00037892
Ceiling Fixture | Compact Fluorescent |  | Twist | 1 | 22 | Other | 126702 | Other | 0.00037892
Ceiling Fixture | Compact Fluorescent |  | Twist | 1 | 42 | Other | 126702 | Other | 0.00037892
Garage door opener | Incandescent |  | Standard A Lamp | 1 | 60 | Other | 126702 | Other | 0.00037892
Ceiling Fixture | Linear Fluorescent | 48 | T-12 | 2 | 40 | Other | 126702 | Other | 0.00037892
Wall Mount | Compact Fluorescent |  | Twist | 1 | 15 | Bathroom | 126703 | Bathroom | 0.00037892
Table | Compact Fluorescent |  | Twist | 1 | 22 | Bedroom | 126704 | Bedroom | 0.00037892
Ceiling Fixture | Compact Fluorescent |  | Twist | 1 | 15 | Bedroom | 126705 | Bedroom | 0.00037892
Table | Incandescent |  | Clear | 1 | 40 | Bedroom | 126705 | Bedroom | 0.00037892
Ceiling Fixture | Incandescent |  | Standard A Lamp | 2 | 60 | Kitchen | 126706 | Kitchen | 0.00037892
Track | Compact Fluorescent |  | Twist | 3 | 15 | Kitchen | 126706 | Kitchen | 0.00037892
Table | Halogen |  | Quartz Tube | 1 | 50 | Living Room | 126707 | Living Room | 0.00037892
Table | Compact Fluorescent |  | Twist | 1 | 15 | Living Room | 126707 | Living Room | 0.00037892
Wall Mount | Incandescent |  | Standard A Lamp | 3 | 60 | Bathroom | 126751 | Bathroom | 0.000364
Ceiling Fixture | Linear Fluorescent | 96 | T-8 | 2 | 32 | Garage | 126752 | Garage | 0.000364
Garage door opener | Incandescent |  | Standard A Lamp | 1 | 60 | Garage | 126752 | Garage | 0.000364
Recessed - other | Linear Fluorescent | 48 | T-12 | 2 | 40 | Kitchen | 126753 | Kitchen | 0.000364
Recessed - other | Linear Fluorescent | 48 | T-12 | 2 | 40 | Laundry Room | 126754 | Laundry Room | 0.000364
Floor lamp | Incandescent |  | Standard A Lamp | 1 | 100 | Living Room | 126755 | Living Room | 0.000364
Ceiling Fixture | Linear Fluorescent | 48 | T-8 | 2 | 32 | Living Room | 126755 | Living Room | 0.000364
Ceiling Fixture | Incandescent |  | Standard A Lamp | 1 | 60 | Garage | 126756 | Garage | 0.000364
Table | Incandescent |  | Standard A Lamp | 1 | 60 | Garage | 126756 | Garage | 0.000364
Ceiling Fixture | Incandescent |  | Standard A Lamp | 2 | 60 | Office | 126757 | Office | 0.000364
Chandelier (Hanging) | Incandescent |  | Standard A Lamp | 3 | 100 | Dining Room | 126781 | Dining Room | 0.00049795
Ceiling Fixture | Incandescent |  | Decorative | 3 | 40 | Hall | 126782 | Hall | 0.00049795
Chandelier (Hanging) | Incandescent |  | Mini base | 4 | 40 | Living Room | 126783 | Living Room | 0.00049795
Table | Compact Fluorescent |  | Twist | 1 | 13 | Living Room | 126783 | Living Room | 0.00049795
Track | Halogen |  | MR | 4 | 20 | Living Room | 126783 | Living Room | 0.00049795
Recessed Can | Incandescent |  | Heat Lamp | 1 | 250 | Bathroom | 126784 | Bathroom | 0.00049795
Ceiling Fan | Compact Fluorescent |  | Twist | 1 | 13 | Bathroom | 126784 | Bathroom | 0.00049795
Recessed Can | Compact Fluorescent |  | Twist | 1 | 13 | Bathroom | 126784 | Bathroom | 0.00049795
Ceiling Fixture | Compact Fluorescent |  | Twist | 2 | 13 | Master Bedroom | 126785 | Master Bedroom | 0.00049795
Table | Incandescent |  | Standard A Lamp | 1 | 60 | Master Bedroom | 126785 | Master Bedroom | 0.00049795
Other | Incandescent |  | Mini base | 1 | 40 | Master Bedroom | 126785 | Master Bedroom | 0.00049795
Ceiling Fixture | Incandescent |  | Clear | 5 | 60 | Master Bedroom | 126785 | Master Bedroom | 0.00049795
Ceiling Fixture | Compact Fluorescent |  | Twist | 2 | 13 | Garage | 126786 | Garage | 0.00049795
Garage door opener | Compact Fluorescent |  | Twist | 1 | 13 | Garage | 126786 | Garage | 0.00049795
Ceiling Fixture | Compact Fluorescent |  | Twist | 1 | 13 | Hall | 126787 | Hall | 0.00049795
Ceiling Fixture | Incandescent |  | Clear | 5 | 60 | Bathroom | 126788 | Bathroom | 0.00049795
Recessed Can | Halogen |  | PAR | 1 | 50 | Kitchen | 126789 | Kitchen | 0.00049795
Ceiling Fixture | Compact Fluorescent |  | Twist | 2 | 13 | Laundry Room | 1267810 | Laundry Room | 0.00049795
Recessed Can | Incandescent |  | Reflector | 1 | 65 | Bathroom | 1267811 | Bathroom | 0.00049795
Recessed Can | Compact Fluorescent |  | Reflector | 1 | 15 | Master Bedroom | 1267812 | Master Bedroom | 0.00049795
Recessed Can | Incandescent |  | Reflector | 1 | 65 | Master Bedroom | 1267812 | Master Bedroom | 0.00049795
Table | Incandescent |  | Standard A Lamp | 1 | 60 | Master Bedroom | 1267812 | Master Bedroom | 0.00049795
Floor lamp | Halogen |  | Quartz Tube | 1 | 100 | Master Bedroom | 1267812 | Master Bedroom | 0.00049795
Ceiling Fixture | Incandescent |  | Standard A Lamp | 2 | 60 | Office | 1267813 | Office | 0.00049795
Table | Incandescent |  | 3-Way Incandescent | 1 | 150 | Family Room | 1267814 | Family Room | 0.00049795
Floor lamp | Incandescent |  | 3-Way Incandescent | 1 | 150 | Family Room | 1267814 | Family Room | 0.00049795
Other | Halogen |  | Quartz Tube | 1 | 30 | Family Room | 1267814 | Family Room | 0.00049795
Table | Incandescent |  | Standard A Lamp | 1 | 100 | Master Bedroom | 126791 | Master Bedroom | 0.00037892
Table | Incandescent |  | Standard A Lamp | 1 | 75 | Master Bedroom | 126791 | Master Bedroom | 0.00037892
Ceiling Fixture | Incandescent |  | Standard A Lamp | 3 | 60 | Master Bedroom | 126791 | Master Bedroom | 0.00037892
Torchiere | Halogen |  | Quartz Tube | 2 | 300 | Living Room | 126792 | Living Room | 0.00037892
Table | Incandescent |  | Standard A Lamp | 1 | 100 | Living Room | 126792 | Living Room | 0.00037892
Ceiling Fixture | Incandescent |  | Standard A Lamp | 1 | 40 | Living Room | 126792 | Living Room | 0.00037892
Wall Mount | Incandescent |  | Standard A Lamp | 2 | 75 | Bathroom | 126793 | Bathroom | 0.00037892
Ceiling Fixture | Compact Fluorescent |  | Twist | 1 | 15 | Hall | 126794 | Hall | 0.00037892
Ceiling Fixture | Incandescent |  | Standard A Lamp | 3 | 60 | Bedroom | 126795 | Bedroom | 0.00037892
Table | Incandescent |  | Decorative | 1 | 100 | Bedroom | 126795 | Bedroom | 0.00037892
Ceiling Fixture | Incandescent |  | Standard A Lamp | 1 | 75 | Laundry Room | 126796 | Laundry Room | 0.00037892
Ceiling Fixture | Compact Fluorescent |  | Twist | 1 | 15 | Laundry Room | 126796 | Laundry Room | 0.00037892
Ceiling Fixture | Incandescent |  | Standard A Lamp | 2 | 60 | Kitchen | 126797 | Kitchen | 0.00037892
Ceiling Fixture | Incandescent |  | Decorative | 1 | 75 | Kitchen | 126797 | Kitchen | 0.00037892
Ceiling Fixture | Compact Fluorescent |  | Twist | 2 | 15 | Kitchen | 126797 | Kitchen | 0.00037892
Ceiling Fixture | Incandescent |  | Standard A Lamp | 1 | 100 | Garage | 126798 | Garage | 0.00037892
Ceiling Fixture | Incandescent |  | Standard A Lamp | 1 | 60 | Other | 126799 | Other | 0.00037892
Table | Incandescent |  | 3-Way Incandescent | 1 | 100 | Living Room | 126901 | Living Room | 0.0012318
Ceiling Fixture | Halogen |  | PAR | 1 | 50 | Living Room | 126901 | Living Room | 0.0012318
Torchiere | Incandescent |  | Standard A Lamp | 4 | 100 | Living Room | 126901 | Living Room | 0.0012318
Recessed Can | Incandescent |  | Reflector | 1 | 60 | Living Room | 126901 | Living Room | 0.0012318
Wall Mount | Incandescent |  | Mini base | 6 | 60 | Bathroom | 126902 | Bathroom | 0.0012318
Table | Incandescent |  | 3-Way Incandescent | 1 | 100 | Bedroom | 126903 | Bedroom | 0.0012318
Recessed Can | Incandescent |  | Reflector | 1 | 150 | Bedroom | 126903 | Bedroom | 0.0012318
Wall Mount | Incandescent |  | Standard A Lamp | 1 | 65 | Closet | 126904 | Closet | 0.0012318
Recessed Can | Incandescent |  | Reflector | 1 | 150 | Office | 126905 | Office | 0.0012318
Track | Incandescent |  | Standard A Lamp | 3 | 100 | Office | 126905 | Office | 0.0012318
Floor lamp | Linear Fluorescent | 48 | Fluorescent Other | 1 | 20 | Office | 126905 | Office | 0.0012318
Table | Halogen |  | MR | 1 | 50 | Office | 126905 | Office | 0.0012318
Table | Linear Fluorescent | 18 | T-8 | 1 | 32 | Office | 126905 | Office | 0.0012318
Ceiling Fixture | Compact Fluorescent |  | Twist | 1 | 22 | Garage | 126906 | Garage | 0.0012318
Garage door opener | Incandescent |  | Standard A Lamp | 2 | 60 | Garage | 126906 | Garage | 0.0012318
Chandelier (Hanging) | Incandescent |  | Mini base | 6 | 60 | Dining Room | 126907 | Dining Room | 0.0012318
Wall Mount | Incandescent |  | Mini base | 2 | 60 | Dining Room | 126907 | Dining Room | 0.0012318
Chandelier (Hanging) | Incandescent |  | Mini base | 6 | 60 | Hall | 126908 | Hall | 0.0012318
Recessed Can | Compact Fluorescent |  | Reflector | 1 | 22 | Bathroom | 126909 | Bathroom | 0.0012318
Wall Mount | Halogen |  | MR | 3 | 50 | Bathroom | 126909 | Bathroom | 0.0012318
Table | Incandescent |  | Standard A Lamp | 1 | 100 | Master Bedroom | 1269010 | Master Bedroom | 0.0012318
Table | Incandescent |  | Standard A Lamp | 1 | 60 | Master Bedroom | 1269010 | Master Bedroom | 0.0012318
Floor lamp | Incandescent |  | Decorative | 1 | 100 | Master Bedroom | 1269010 | Master Bedroom | 0.0012318
Recessed Can | Halogen |  | PAR | 1 | 50 | Bathroom | 1269011 | Bathroom | 0.0012318
Recessed Can | Incandescent |  | Reflector | 1 | 65 | Bathroom | 1269011 | Bathroom | 0.0012318
Wall Mount | Linear Fluorescent | 36 | T-4 | 1 | 32 | Bathroom | 1269011 | Bathroom | 0.0012318
Recessed Can | Incandescent |  | Reflector | 1 | 125 | Bathroom | 1269011 | Bathroom | 0.0012318
Ceiling Fixture | Incandescent |  | Standard A Lamp | 1 | 60 | Laundry Room | 1269012 | Laundry Room | 0.0012318
Recessed Can | Halogen |  | PAR | 1 | 50 | Kitchen | 1269013 | Kitchen | 0.0012318
Recessed Can | Incandescent |  | Standard A Lamp | 1 | 100 | Kitchen | 1269013 | Kitchen | 0.0012318
Wall Mount | Incandescent |  | Mini base | 2 | 60 | Hall | 1269014 | Hall | 0.0012318
Wall Mount | Compact Fluorescent |  | Twist | 1 | 15 | Bathroom | 126931 | Bathroom | 0.0012318
Ceiling Fixture | Incandescent |  | Standard A Lamp | 2 | 60 | Bathroom | 126932 | Bathroom | 0.0012318
Ceiling Fixture | Compact Fluorescent |  | Twist | 1 | 15 | Bedroom | 126933 | Bedroom | 0.0012318
Ceiling Fan | Compact Fluorescent |  | Twist | 1 | 15 | Bedroom | 126934 | Bedroom | 0.0012318
Recessed Can | Compact Fluorescent |  | Reflector | 1 | 15 | Family Room | 126935 | Family Room | 0.0012318
Chandelier (Hanging) | Compact Fluorescent |  | Twist | 3 | 15 | Dining Room | 126936 | Dining Room | 0.0012318
Floor lamp | Compact Fluorescent |  | Twist | 1 | 15 | Family Room | 126937 | Family Room | 0.0012318
Torchiere | Compact Fluorescent |  | Twist | 1 | 15 | Family Room | 126937 | Family Room | 0.0012318
Ceiling Fixture | Linear Fluorescent | 48 | T-12 | 2 | 40 | Garage | 126938 | Garage | 0.0012318
Ceiling Fixture | Linear Fluorescent | 48 | T-12 | 1 | 40 | Garage | 126938 | Garage | 0.0012318
Ceiling Fixture | Compact Fluorescent |  | Twist | 1 | 22 | Garage | 126938 | Garage | 0.0012318
Ceiling Fixture | Other |  | LED Interior | 1 | 1 | Garage | 126938 | Garage | 0.0012318
Ceiling Fixture | Compact Fluorescent |  | Twist | 1 | 15 | Hall | 126939 | Hall | 0.0012318
Recessed Can | Compact Fluorescent |  | Twist | 1 | 15 | Kitchen | 1269310 | Kitchen | 0.0012318
Track | Halogen |  | MR | 6 | 35 | Kitchen | 1269310 | Kitchen | 0.0012318
Other | Halogen |  | PAR | 1 | 50 | Kitchen | 1269310 | Kitchen | 0.0012318
Ceiling Fixture | Compact Fluorescent |  | Twist | 2 | 15 | Laundry Room | 1269311 | Laundry Room | 0.0012318
Ceiling Fixture | Compact Fluorescent |  | Twist | 1 | 15 | Living Room | 1269312 | Living Room | 0.0012318
Ceiling Fixture | Compact Fluorescent |  | Twist | 1 | 15 | Other | 1269313 | Other | 0.0012318
Wall Mount | Compact Fluorescent |  | Twist | 2 | 15 | Bathroom | 127241 | Bathroom | 0.00049795
Wall Mount | Incandescent |  | Standard A Lamp | 1 | 60 | Bathroom | 127241 | Bathroom | 0.00049795
Wall Mount | Incandescent |  | Standard A Lamp | 1 | 10 | Bathroom | 127241 | Bathroom | 0.00049795
Ceiling Fixture | Incandescent |  | Standard A Lamp | 2 | 60 | Bedroom | 127242 | Bedroom | 0.00049795
Table | Incandescent |  | Mini base | 1 | 40 | Bedroom | 127242 | Bedroom | 0.00049795
Wall Mount | Incandescent |  | Mini base | 1 | 7 | Bedroom | 127242 | Bedroom | 0.00049795
Ceiling Fixture | Incandescent |  | Standard A Lamp | 1 | 60 | Hall | 127243 | Hall | 0.00049795
Ceiling Fixture | Linear Fluorescent | 48 | T-12 | 2 | 40 | Bathroom | 127244 | Bathroom | 0.00049795
Wall Mount | Incandescent |  | Mini base | 1 | 7 | Bathroom | 127244 | Bathroom | 0.00049795
Ceiling Fixture | Incandescent |  | Standard A Lamp | 2 | 60 | Master Bedroom | 127245 | Master Bedroom | 0.00049795
Table | Incandescent |  | Standard A Lamp | 1 | 40 | Master Bedroom | 127245 | Master Bedroom | 0.00049795
Ceiling Fixture | Compact Fluorescent |  | Twist | 1 | 15 | Closet | 127246 | Closet | 0.00049795
Ceiling Fixture | Incandescent |  | Standard A Lamp | 1 | 60 | Closet | 127247 | Closet | 0.00049795
Wall Mount | Incandescent |  | Standard A Lamp | 1 | 60 | Closet | 127248 | Closet | 0.00049795
Ceiling Fixture | Incandescent |  | Standard A Lamp | 2 | 60 | Bedroom | 127249 | Bedroom | 0.00049795
Ceiling Fixture | Incandescent |  | Clear | 2 | 60 | Hall | 1272410 | Hall | 0.00049795
Wall Mount | Incandescent |  | Mini base | 1 | 7 | Hall | 1272410 | Hall | 0.00049795
Wall Mount | Compact Fluorescent |  | Twist | 2 | 22 | Bedroom | 1272411 | Bedroom | 0.00049795
Ceiling Fixture | Linear Fluorescent | 96 | T-12 | 2 | 95 | Other | 1272412 | Other | 0.00049795
Ceiling Fan | Incandescent |  | Mini base | 1 | 40 | Dining Room | 1272413 | Dining Room | 0.00049795
Ceiling Fan | Incandescent |  | Clear | 3 | 60 | Dining Room | 1272414 | Dining Room | 0.00049795
Ceiling Fixture | Compact Fluorescent |  | Twist | 2 | 15 | Hall | 1272415 | Hall | 0.00049795
Chandelier (Hanging) | Incandescent |  | Standard A Lamp | 1 | 60 | Other | 1272416 | Other | 0.00049795
Ceiling Fixture | Linear Fluorescent | 48 | T-12 | 2 | 40 | Kitchen | 1272417 | Kitchen | 0.00049795
Recessed Can | Incandescent |  | Reflector | 1 | 65 | Kitchen | 1272417 | Kitchen | 0.00049795
Ceiling Fixture | Incandescent |  | Standard A Lamp | 1 | 60 | Laundry Room | 1272418 | Laundry Room | 0.00049795
Ceiling Fixture | Incandescent |  | Standard A Lamp | 2 | 60 | Family Room | 1272419 | Family Room | 0.00049795
Torchiere | Incandescent |  | 3-Way Incandescent | 1 | 150 | Family Room | 1272419 | Family Room | 0.00049795
Table | Incandescent |  | Standard A Lamp | 2 | 60 | Family Room | 1272419 | Family Room | 0.00049795
Recessed Can | Halogen |  | MR | 1 | 75 | Living Room | 1272420 | Living Room | 0.00049795
Ceiling Fixture | Linear Fluorescent | 96 | T-12 | 1 | 95 | Living Room | 1272420 | Living Room | 0.00049795
Floor lamp | Incandescent |  | Standard A Lamp | 1 | 40 | Living Room | 1272420 | Living Room | 0.00049795
Table | Incandescent |  | Standard A Lamp | 1 | 60 | Living Room | 1272420 | Living Room | 0.00049795
Recessed Can | Halogen |  | PAR | 1 | 75 | Living Room | 1272420 | Living Room | 0.00049795
Table | Incandescent |  | Mini base | 1 | 25 | Living Room | 1272420 | Living Room | 0.00049795
Ceiling Fixture | Incandescent |  | Standard A Lamp | 1 | 60 | Bedroom | 1272421 | Bedroom | 0.00049795
Floor lamp | Incandescent |  | Standard A Lamp | 1 | 100 | Bedroom | 1272421 | Bedroom | 0.00049795
Table | Incandescent |  | 3-Way Incandescent | 1 | 100 | Bedroom | 1272421 | Bedroom | 0.00049795
Wall Mount | Incandescent |  | Mini base | 1 | 7 | Bedroom | 1272421 | Bedroom | 0.00049795
Wall Mount | Incandescent |  | Standard A Lamp | 3 | 75 | Bedroom | 1272422 | Bedroom | 0.00049795
Wall Mount | Incandescent |  | Mini base | 1 | 7 | Bedroom | 1272422 | Bedroom | 0.00049795
Chandelier (Hanging) | Compact Fluorescent |  | Twist | 1 | 15 | Hall | 1272423 | Hall | 0.00049795
Recessed Can | Incandescent |  | Reflector | 1 | 65 | Office | 1272424 | Office | 0.00049795
Table | Compact Fluorescent |  | Twist | 1 | 15 | Office | 1272424 | Office | 0.00049795
Wall Mount | Incandescent |  | Standard A Lamp | 1 | 60 | Closet | 1272425 | Closet | 0.00049795
Ceiling Fixture | Incandescent |  | Standard A Lamp | 1 | 60 | Bathroom | 127301 | Bathroom | 0.00028601
Wall Mount | Compact Fluorescent |  | Twist | 1 | 15 | Bathroom | 127301 | Bathroom | 0.00028601
Ceiling Fixture | Compact Fluorescent |  | Twist | 2 | 15 | Bedroom | 127302 | Bedroom | 0.00028601
Ceiling Fixture | Compact Fluorescent |  | Twist | 2 | 15 | Bedroom | 127303 | Bedroom | 0.00028601
Ceiling Fixture | Incandescent |  | Standard A Lamp | 2 | 60 | Hall | 127304 | Hall | 0.00028601
Ceiling Fixture | Incandescent |  | Standard A Lamp | 1 | 60 | Kitchen | 127305 | Kitchen | 0.00028601
Wall Mount | Compact Fluorescent |  | Twist | 1 | 15 | Laundry Room | 127306 | Laundry Room | 0.00028601
Ceiling Fan | Compact Fluorescent |  | Twist | 2 | 15 | Living Room | 127307 | Living Room | 0.00028601
Floor lamp | Incandescent |  | Standard A Lamp | 3 | 60 | Living Room | 127307 | Living Room | 0.00028601
Ceiling Fan | Incandescent |  | Standard A Lamp | 3 | 40 | Bedroom | 127371 | Bedroom | 0.0017229
Table | Incandescent |  | Standard A Lamp | 1 | 40 | Bedroom | 127371 | Bedroom | 0.0017229
Ceiling Fan | Incandescent |  | Standard A Lamp | 1 | 40 | Bedroom | 127372 | Bedroom | 0.0017229
Ceiling Fixture | Incandescent |  | Standard A Lamp | 2 | 40 | Dining Room | 127373 | Dining Room | 0.0017229
Chandelier (Hanging) | Incandescent |  | Standard A Lamp | 7 | 40 | Dining Room | 127374 | Dining Room | 0.0017229
Wall Mount | Incandescent |  | Standard A Lamp | 1 | 60 | Bathroom | 127375 | Bathroom | 0.0017229
Recessed Can | Incandescent |  | Reflector | 1 | 65 | Family Room | 127376 | Family Room | 0.0017229
Table | Incandescent |  | Clear | 1 | 40 | Family Room | 127376 | Family Room | 0.0017229
Table | Incandescent |  | Standard A Lamp | 1 | 60 | Family Room | 127376 | Family Room | 0.0017229
Ceiling Fixture | Incandescent |  | Standard A Lamp | 2 | 40 | Hall | 127377 | Hall | 0.0017229
Garage door opener | Compact Fluorescent |  | A shape bulb | 2 | 15 | Garage | 127378 | Garage | 0.0017229
Ceiling Fixture | Compact Fluorescent |  | Twist | 1 | 22 | Garage | 127378 | Garage | 0.0017229
Ceiling Fixture | Incandescent |  | Standard A Lamp | 1 | 60 | Garage | 127378 | Garage | 0.0017229
Track | Halogen |  | MR | 6 | 50 | Kitchen | 127379 | Kitchen | 0.0017229
Low bay | Incandescent |  | Standard A Lamp | 1 | 40 | Kitchen | 127379 | Kitchen | 0.0017229
Ceiling Fixture | Incandescent |  | Standard A Lamp | 2 | 40 | Laundry Room | 1273710 | Laundry Room | 0.0017229
Table | Incandescent |  | Standard A Lamp | 1 | 60 | Living Room | 1273711 | Living Room | 0.0017229
Floor lamp | Incandescent |  | Standard A Lamp | 1 | 40 | Living Room | 1273711 | Living Room | 0.0017229
Ceiling Fan | Incandescent |  | Standard A Lamp | 2 | 60 | Master Bedroom | 1273712 | Master Bedroom | 0.0017229
Table | Incandescent |  | Standard A Lamp | 1 | 40 | Master Bedroom | 1273712 | Master Bedroom | 0.0017229
Ceiling Fixture | Incandescent |  | Standard A Lamp | 1 | 60 | Closet | 1273713 | Closet | 0.0017229
Ceiling Fixture | Incandescent |  | Standard A Lamp | 1 | 60 | Bathroom | 1273714 | Bathroom | 0.0017229
Wall Mount | Incandescent |  | Standard A Lamp | 4 | 40 | Other | 1273715 | Other | 0.0017229
Other | Compact Fluorescent |  | A shape bulb | 1 | 22 | Office | 1273716 | Office | 0.0017229
Wall Mount | Incandescent |  | Standard A Lamp | 4 | 40 | Bathroom | 1273717 | Bathroom | 0.0017229
Ceiling Fixture | Incandescent |  | Standard A Lamp | 2 | 40 | Hall | 1273718 | Hall | 0.0017229
Wall Mount | Incandescent |  | Globe | 4 | 40 | Bathroom | 127381 | Bathroom | 0.000364
Ceiling Fixture | Incandescent |  | Standard A Lamp | 2 | 60 | Bathroom | 127382 | Bathroom | 0.000364
Ceiling Fixture | Incandescent |  | Standard A Lamp | 2 | 60 | Bedroom | 127383 | Bedroom | 0.000364
Ceiling Fixture | Incandescent |  | Standard A Lamp | 2 | 60 | Bedroom | 127384 | Bedroom | 0.000364
Ceiling Fixture | Incandescent |  | Standard A Lamp | 2 | 60 | Bedroom | 127385 | Bedroom | 0.000364
Ceiling Fan | Incandescent |  | Clear | 4 | 60 | Dining Room | 127386 | Dining Room | 0.000364
Ceiling Fixture | Incandescent |  | Standard A Lamp | 2 | 60 | Hall | 127387 | Hall | 0.000364
Ceiling Fixture | Incandescent |  | Standard A Lamp | 2 | 60 | Kitchen | 127388 | Kitchen | 0.000364
Ceiling Fixture | Incandescent |  | Standard A Lamp | 1 | 60 | Laundry Room | 127389 | Laundry Room | 0.000364
Torchiere | Halogen |  | Quartz Tube | 1 | 100 | Living Room | 1273810 | Living Room | 0.000364
Ceiling Fan | Incandescent |  | Standard A Lamp | 2 | 60 | Master Bedroom | 1273811 | Master Bedroom | 0.000364
Ceiling Fixture | Compact Fluorescent |  | Twist | 1 | 15 | Bathroom | 127391 | Bathroom | 0.00029524
Wall Mount | Incandescent |  | Standard A Lamp | 1 | 60 | Bathroom | 127392 | Bathroom | 0.00029524
Ceiling Fixture | Incandescent |  | Standard A Lamp | 1 | 60 | Bedroom | 127393 | Bedroom | 0.00029524
Other | Incandescent |  | Other | 1 | 25 | Bedroom | 127393 | Bedroom | 0.00029524
Ceiling Fixture | Incandescent |  | Standard A Lamp | 1 | 60 | Bedroom | 127394 | Bedroom | 0.00029524
Other | Incandescent |  | Standard A Lamp | 1 | 60 | Bedroom | 127394 | Bedroom | 0.00029524
Ceiling Fixture | Incandescent |  | Globe | 1 | 40 | Other | 127395 | Other | 0.00029524
Ceiling Fixture | Compact Fluorescent |  | Twist | 1 | 15 | Family Room | 127396 | Family Room | 0.00029524
Table | Incandescent |  | Mini base | 1 | 5 | Family Room | 127396 | Family Room | 0.00029524
Ceiling Fixture | Compact Fluorescent |  | Twist | 2 | 15 | Kitchen | 127397 | Kitchen | 0.00029524
Wall Mount | Incandescent |  | Globe | 1 | 60 | Office | 127398 | Office | 0.00029524
Ceiling Fixture | Incandescent |  | Globe | 1 | 60 | Office | 127398 | Office | 0.00029524
Ceiling Fixture | Compact Fluorescent |  | Twist | 1 | 15 | Office | 127398 | Office | 0.00029524
Wall Mount | Incandescent |  | Standard A Lamp | 3 | 60 | Bathroom | 127431 | Bathroom | 0.0012318
Ceiling Fixture | Compact Fluorescent |  | Twist | 1 | 23 | Bathroom | 127431 | Bathroom | 0.0012318
Ceiling Fixture | Incandescent |  | Standard A Lamp | 1 | 60 | Bedroom | 127432 | Bedroom | 0.0012318
Table | Incandescent |  | Standard A Lamp | 1 | 60 | Bedroom | 127432 | Bedroom | 0.0012318
Table | Compact Fluorescent |  | Twist | 1 | 15 | Bedroom | 127432 | Bedroom | 0.0012318
Ceiling Fixture | Compact Fluorescent |  | Twist | 1 | 13 | Bedroom | 127433 | Bedroom | 0.0012318
Ceiling Fixture | Incandescent |  | Clear | 1 | 60 | Closet | 127434 | Closet | 0.0012318
Chandelier (Hanging) | Incandescent |  | Decorative | 6 | 60 | Dining Room | 127435 | Dining Room | 0.0012318
Chandelier (Hanging) | Incandescent |  | Decorative | 3 | 60 | Other | 127436 | Other | 0.0012318
Recessed Can | Incandescent |  | Reflector | 1 | 65 | Family Room | 127437 | Family Room | 0.0012318
Recessed Can | Incandescent |  | Standard A Lamp | 1 | 65 | Hall | 127438 | Hall | 0.0012318
Recessed Can | Incandescent |  | Reflector | 1 | 65 | Kitchen | 127439 | Kitchen | 0.0012318
Recessed Can | Compact Fluorescent |  | Twist | 1 | 22 | Kitchen | 127439 | Kitchen | 0.0012318
Ceiling Fan | Incandescent |  | Standard A Lamp | 2 | 60 | Bedroom | 1274310 | Bedroom | 0.0012318
Wall Mount | Incandescent |  | Decorative | 1 | 40 | Bedroom | 1274310 | Bedroom | 0.0012318
Recessed Can | Incandescent |  | Reflector | 1 | 65 | Other | 1274311 | Other | 0.0012318
Ceiling Fan | Incandescent |  | Standard A Lamp | 1 | 60 | Bathroom | 127451 | Bathroom | 0.00037892
Ceiling Fixture | Compact Fluorescent |  | Twist | 1 | 15 | Bedroom | 127452 | Bedroom | 0.00037892
Ceiling Fixture | Compact Fluorescent |  | Twist | 1 | 15 | Bedroom | 127453 | Bedroom | 0.00037892
Wall Mount | Compact Fluorescent |  | Twist | 1 | 15 | Garage | 127454 | Garage | 0.00037892
Ceiling Fixture | Compact Fluorescent |  | Twist | 1 | 15 | Hall | 127455 | Hall | 0.00037892
Track | Halogen |  | PAR | 5 | 30 | Kitchen | 127456 | Kitchen | 0.00037892
Ceiling Fixture | Compact Fluorescent |  | Twist | 1 | 15 | Laundry Room | 127457 | Laundry Room | 0.00037892
Floor lamp | Compact Fluorescent |  | A shape bulb | 1 | 15 | Living Room | 127458 | Living Room | 0.00037892
Ceiling Fixture | Linear Fluorescent | 48 | T-8 | 2 | 32 | Garage | 127531 | Garage | 0.00037892
Garage door opener | Incandescent |  | Standard A Lamp | 2 | 60 | Garage | 127531 | Garage | 0.00037892
Recessed Can | Incandescent |  | Reflector | 1 | 60 | Hall | 127532 | Hall | 0.00037892
Wall Mount | Halogen |  | MR | 4 | 50 | Bathroom | 127533 | Bathroom | 0.00037892
Wall Mount | Linear Fluorescent | 48 | T-8 | 1 | 32 | Laundry Room | 127534 | Laundry Room | 0.00037892
Recessed Can | Incandescent |  | Reflector | 1 | 60 | Office | 127535 | Office | 0.00037892
Recessed Can | Incandescent |  | Reflector | 1 | 65 | Master Bedroom | 127536 | Master Bedroom | 0.00037892
Floor lamp | Compact Fluorescent |  | Circline (Screw Base) | 3 | 22 | Master Bedroom | 127536 | Master Bedroom | 0.00037892
Wall Mount | Halogen |  | PAR | 1 | 50 | Master Bedroom | 127536 | Master Bedroom | 0.00037892
Ceiling Fixture | Incandescent |  | Standard A Lamp | 1 | 60 | Closet | 127537 | Closet | 0.00037892
Wall Mount | Halogen |  | MR | 4 | 50 | Bathroom | 127538 | Bathroom | 0.00037892
Recessed Can | Incandescent |  | Reflector | 1 | 60 | Bathroom | 127538 | Bathroom | 0.00037892
Recessed Can | Compact Fluorescent |  | Reflector | 1 | 22 | Hall | 127539 | Hall | 0.00037892
Ceiling Fixture | Compact Fluorescent |  | Twist | 1 | 15 | Bedroom | 1275310 | Bedroom | 0.00037892
Wall Mount | Halogen |  | MR | 4 | 30 | Bathroom | 1275311 | Bathroom | 0.00037892
Ceiling Fixture | Incandescent |  | Heat Lamp | 1 | 500 | Bathroom | 1275311 | Bathroom | 0.00037892
Wall Mount | Halogen |  | MR | 1 | 50 | Bathroom | 1275312 | Bathroom | 0.00037892
Recessed Can | Compact Fluorescent |  | Reflector | 1 | 22 | Kitchen | 1275313 | Kitchen | 0.00037892
Ceiling Fixture | Compact Fluorescent |  | Twist | 1 | 15 | Closet | 1275314 | Closet | 0.00037892
Ceiling Fixture | Halogen |  | MR | 1 | 50 | Dining Room | 1275315 | Dining Room | 0.00037892
Recessed Can | Incandescent |  | Reflector | 1 | 60 | Dining Room | 1275315 | Dining Room | 0.00037892
Floor lamp | Compact Fluorescent |  | Circline (Screw Base) | 2 | 22 | Dining Room | 1275315 | Dining Room | 0.00037892
Recessed Can | Incandescent |  | Reflector | 1 | 60 | Living Room | 1275316 | Living Room | 0.00037892
Recessed Can | Incandescent |  | Reflector | 1 | 50 | Dining Room | 127551 | Dining Room | 0.0012318
High bay | Compact Fluorescent |  | Twist | 4 | 15 | Bathroom | 127552 | Bathroom | 0.0012318
Ceiling Fan | Incandescent |  | Reflector | 1 | 150 | Bathroom | 127552 | Bathroom | 0.0012318
Ceiling Fixture | Incandescent |  | Standard A Lamp | 2 | 60 | Closet | 127553 | Closet | 0.0012318
Chandelier (Hanging) | Incandescent |  | Mini base | 8 | 25 | Dining Room | 127554 | Dining Room | 0.0012318
Ceiling Fixture | Compact Fluorescent |  | Twist | 2 | 15 | Hall | 127555 | Hall | 0.0012318
Ceiling Fixture | Incandescent |  | Standard A Lamp | 1 | 60 | Garage | 127556 | Garage | 0.0012318
Garage door opener | Incandescent |  | Standard A Lamp | 1 | 60 | Garage | 127556 | Garage | 0.0012318
Table | Incandescent |  | Reflector | 4 | 65 | Bedroom | 127557 | Bedroom | 0.0012318
Table | Incandescent |  | Standard A Lamp | 2 | 60 | Bedroom | 127557 | Bedroom | 0.0012318
Ceiling Fixture | Incandescent |  | Standard A Lamp | 2 | 60 | Hall | 127558 | Hall | 0.0012318
Torchiere | Compact Fluorescent |  | Reflector | 1 | 15 | Kitchen | 127559 | Kitchen | 0.0012318
Ceiling Fixture | Incandescent |  | Standard A Lamp | 1 | 60 | Laundry Room | 1275510 | Laundry Room | 0.0012318
Torchiere | Compact Fluorescent |  | 3-Way CFL | 1 | 29 | Living Room | 1275511 | Living Room | 0.0012318
Floor lamp | Compact Fluorescent |  | Twist | 1 | 15 | Living Room | 1275511 | Living Room | 0.0012318
Wall Mount | Compact Fluorescent |  | Twist | 6 | 15 | Bathroom | 1275512 | Bathroom | 0.0012318
Ceiling Fan | Incandescent |  | Standard A Lamp | 1 | 60 | Bathroom | 1275512 | Bathroom | 0.0012318
Ceiling Fan | Compact Fluorescent |  | Twist | 4 | 15 | Master Bedroom | 1275513 | Master Bedroom | 0.0012318
Table | Compact Fluorescent |  | Twist | 1 | 15 | Master Bedroom | 1275513 | Master Bedroom | 0.0012318
Track | Incandescent |  | Reflector | 4 | 65 | Office | 1275514 | Office | 0.0012318
Recessed Can | Compact Fluorescent |  | Reflector | 1 | 15 | Living Room | 1275515 | Living Room | 0.0012318
Recessed Can | Compact Fluorescent |  | Reflector | 1 | 15 | Bathroom | 127591 | Bathroom | 0.00049795
Ceiling Fixture | Incandescent |  | Standard A Lamp | 1 | 60 | Bedroom | 127592 | Bedroom | 0.00049795
Recessed Can | Compact Fluorescent |  | Reflector | 1 | 15 | Other | 127593 | Other | 0.00049795
Table | Compact Fluorescent |  | Twist | 1 | 15 | Dining Room | 127594 | Dining Room | 0.00049795
Recessed Can | Halogen |  | PAR | 1 | 75 | Hall | 127595 | Hall | 0.00049795
Chandelier (Hanging) | Incandescent |  | Decorative | 2 | 25 | Hall | 127595 | Hall | 0.00049795
Recessed Can | Halogen |  | PAR | 1 | 75 | Kitchen | 127596 | Kitchen | 0.00049795
Recessed Can | Halogen |  | PAR | 1 | 75 | Laundry Room | 127597 | Laundry Room | 0.00049795
Chandelier (Hanging) | Incandescent |  | Reflector | 3 | 65 | Living Room | 127598 | Living Room | 0.00049795
Table | Incandescent |  | Clear | 1 | 40 | Living Room | 127598 | Living Room | 0.00049795
Floor lamp | Incandescent |  | Clear | 1 | 40 | Living Room | 127598 | Living Room | 0.00049795
Track | Incandescent |  | Standard A Lamp | 4 | 60 | Bathroom | 127599 | Bathroom | 0.00049795
Recessed Can | Compact Fluorescent |  | Reflector | 2 | 15 | Master Bedroom | 1275910 | Master Bedroom | 0.00049795
Table | Incandescent |  | Standard A Lamp | 1 | 60 | Master Bedroom | 1275910 | Master Bedroom | 0.00049795
Wall Mount | Incandescent |  | Clear | 1 | 40 | Master Bedroom | 1275910 | Master Bedroom | 0.00049795
High bay | Compact Fluorescent |  | Twist | 2 | 15 | Office | 1275911 | Office | 0.00049795
Wall Mount | Incandescent |  | Decorative | 1 | 60 | Hall | 1275912 | Hall | 0.00049795
Ceiling Fan | Incandescent |  | Standard A Lamp | 2 | 60 | Bedroom | 127711 | Bedroom | 0.000364
Floor lamp | Incandescent |  | Standard A Lamp | 1 | 75 | Dining Room | 127712 | Dining Room | 0.000364
Ceiling Fixture | Incandescent |  | Standard A Lamp | 1 | 40 | Hall | 127713 | Hall | 0.000364
Wall Mount | Incandescent |  | Standard A Lamp | 3 | 60 | Bathroom | 127714 | Bathroom | 0.000364
Ceiling Fan | Compact Fluorescent |  | Twist | 3 | 22 | Bedroom | 127715 | Bedroom | 0.000364
Ceiling Fixture | Incandescent |  | Standard A Lamp | 1 | 60 | Bedroom | 127716 | Bedroom | 0.000364
Ceiling Fixture | Compact Fluorescent |  | Twist | 1 | 15 | Bathroom | 127717 | Bathroom | 0.000364
Recessed Can | Incandescent |  | Reflector | 1 | 65 | Family Room | 127718 | Family Room | 0.000364
Ceiling Fixture | Compact Fluorescent |  | Twist | 1 | 15 | Family Room | 127718 | Family Room | 0.000364
Table | Incandescent |  | Standard A Lamp | 1 | 60 | Family Room | 127718 | Family Room | 0.000364
Wall Mount | Compact Fluorescent |  | Twist | 1 | 15 | Other | 127719 | Other | 0.000364
Ceiling Fan | Incandescent |  | Standard A Lamp | 2 | 60 | Bedroom | 1277110 | Bedroom | 0.000364
Ceiling Fan | Incandescent |  | Standard A Lamp | 4 | 60 | Master Bedroom | 1277111 | Master Bedroom | 0.000364
Ceiling Fixture | Compact Fluorescent |  | Twist | 1 | 15 | Bathroom | 1277112 | Bathroom | 0.000364
Wall Mount | Compact Fluorescent |  | Twist | 1 | 15 | Bathroom | 1277112 | Bathroom | 0.000364
Ceiling Fixture | Incandescent |  | Standard A Lamp | 1 | 60 | Closet | 1277113 | Closet | 0.000364
Ceiling Fixture | Incandescent |  | Standard A Lamp | 2 | 60 | Hall | 1277114 | Hall | 0.000364
Chandelier (Hanging) | Incandescent |  | Decorative | 3 | 60 | Office | 1277115 | Office | 0.000364
Ceiling Fixture | Compact Fluorescent |  | Twist | 2 | 15 | Other | 1277116 | Other | 0.000364
Chandelier (Hanging) | Incandescent |  | Mini base | 3 | 60 | Kitchen | 1277117 | Kitchen | 0.000364
Wall Mount | Compact Fluorescent |  | Twist | 1 | 13 | Bathroom | 127731 | Bathroom | 0.0012318
Wall Mount | Compact Fluorescent |  | Twist | 1 | 26 | Bathroom | 127732 | Bathroom | 0.0012318
Wall Mount | Incandescent |  | Standard A Lamp | 2 | 60 | Bathroom | 127732 | Bathroom | 0.0012318
Ceiling Fixture | Incandescent |  | Standard A Lamp | 1 | 75 | Bedroom | 127733 | Bedroom | 0.0012318
Torchiere | Compact Fluorescent |  | Twist | 1 | 13 | Bedroom | 127733 | Bedroom | 0.0012318
Ceiling Fixture | Compact Fluorescent |  | Twist | 1 | 23 | Bedroom | 127734 | Bedroom | 0.0012318
Chandelier (Hanging) | Incandescent |  | Standard A Lamp | 5 | 40 | Dining Room | 127735 | Dining Room | 0.0012318
Floor lamp | Compact Fluorescent |  | Twist | 1 | 13 | Family Room | 127736 | Family Room | 0.0012318
Recessed Can | Incandescent |  | Reflector | 1 | 65 | Hall | 127737 | Hall | 0.0012318
Ceiling Fixture | Compact Fluorescent |  | Twist | 1 | 13 | Kitchen | 127738 | Kitchen | 0.0012318
Ceiling Fixture | Compact Fluorescent |  | Twist | 2 | 15 | Master Bedroom | 127739 | Master Bedroom | 0.0012318
Table | Compact Fluorescent |  | Twist | 1 | 13 | Master Bedroom | 127739 | Master Bedroom | 0.0012318
Ceiling Fixture | Compact Fluorescent |  | Twist | 1 | 23 | Garage | 1277310 | Garage | 0.0012318
Ceiling Fixture | Compact Fluorescent |  | Twist | 2 | 15 | Bedroom | 127771 | Bedroom | 0.00029524
Table | Halogen |  | Quartz Tube | 1 | 75 | Bedroom | 127771 | Bedroom | 0.00029524
Wall Mount | Compact Fluorescent |  | Twist | 3 | 15 | Bathroom | 127772 | Bathroom | 0.00029524
Ceiling Fixture | Linear Fluorescent | 48 | T-12 | 2 | 40 | Closet | 127773 | Closet | 0.00029524
Chandelier (Hanging) | Compact Fluorescent |  | Twist | 4 | 15 | Family Room | 127774 | Family Room | 0.00029524
Floor lamp | Compact Fluorescent |  | Twist | 1 | 15 | Family Room | 127774 | Family Room | 0.00029524
Torchiere | Compact Fluorescent |  | Twist | 1 | 15 | Family Room | 127774 | Family Room | 0.00029524
Table | Compact Fluorescent |  | Twist | 2 | 15 | Family Room | 127774 | Family Room | 0.00029524
Ceiling Fixture | Incandescent |  | Globe | 1 | 60 | Garage | 127775 | Garage | 0.00029524
Ceiling Fixture | Incandescent |  | Reflector | 1 | 65 | Garage | 127775 | Garage | 0.00029524
Recessed Can | Halogen |  | PAR | 1 | 75 | Hall | 127776 | Hall | 0.00029524
Wall Mount | Incandescent |  | Standard A Lamp | 2 | 40 | Hall | 127776 | Hall | 0.00029524
Recessed Can | Compact Fluorescent |  | Reflector | 1 | 15 | Kitchen | 127777 | Kitchen | 0.00029524
Other | Incandescent |  | Clear | 1 | 25 | Kitchen | 127777 | Kitchen | 0.00029524
Ceiling Fixture | Compact Fluorescent |  | Twist | 2 | 15 | Laundry Room | 127778 | Laundry Room | 0.00029524
Ceiling Fixture | Compact Fluorescent |  | Twist | 2 | 15 | Living Room | 127779 | Living Room | 0.00029524
Chandelier (Hanging) | Incandescent |  | Decorative | 4 | 60 | Living Room | 127779 | Living Room | 0.00029524
Floor lamp | Incandescent |  | Standard A Lamp | 2 | 60 | Living Room | 127779 | Living Room | 0.00029524
Ceiling Fixture | Compact Fluorescent |  | Twist | 3 | 15 | Master Bedroom | 1277710 | Master Bedroom | 0.00029524
Recessed Can | Incandescent |  | Reflector | 1 | 65 | Master Bedroom | 1277710 | Master Bedroom | 0.00029524
Other | Incandescent |  | Reflector | 1 | 40 | Master Bedroom | 1277710 | Master Bedroom | 0.00029524
Wall Mount | Compact Fluorescent |  | Twist | 5 | 15 | Bedroom | 1277711 | Bedroom | 0.00029524
Ceiling Fixture | Compact Fluorescent |  | Twist | 2 | 15 | Office | 1277712 | Office | 0.00029524
Table | Incandescent |  | Clear | 1 | 60 | Office | 1277712 | Office | 0.00029524
Wall Mount | Incandescent |  | Globe | 4 | 40 | Bathroom | 127821 | Bathroom | 0.00037892
Ceiling Fixture | Incandescent |  | Standard A Lamp | 2 | 60 | Bedroom | 127822 | Bedroom | 0.00037892
Ceiling Fixture | Incandescent |  | Standard A Lamp | 1 | 60 | Bedroom | 127822 | Bedroom | 0.00037892
Table | Incandescent |  | Standard A Lamp | 1 | 60 | Bedroom | 127822 | Bedroom | 0.00037892
Ceiling Fixture | Incandescent |  | Standard A Lamp | 2 | 60 | Garage | 127823 | Garage | 0.00037892
Ceiling Fan | Incandescent |  | Mini base | 4 | 40 | Kitchen | 127824 | Kitchen | 0.00037892
Ceiling Fixture | Incandescent |  | Standard A Lamp | 1 | 100 | Kitchen | 127824 | Kitchen | 0.00037892
Table | Incandescent |  | 3-Way Incandescent | 1 | 100 | Living Room | 127825 | Living Room | 0.00037892
Table | Incandescent |  | Standard A Lamp | 1 | 25 | Living Room | 127825 | Living Room | 0.00037892
Wall Mount | Incandescent |  | Standard A Lamp | 1 | 60 | Living Room | 127825 | Living Room | 0.00037892
Ceiling Fixture | Incandescent |  | Standard A Lamp | 2 | 60 | Bedroom | 127826 | Bedroom | 0.00037892
Table | Compact Fluorescent |  | Twist | 1 | 15 | Bedroom | 127826 | Bedroom | 0.00037892
Wall Mount | Compact Fluorescent |  | Twist | 3 | 15 | Bedroom | 128141 | Bedroom | 0.00037892
Ceiling Fixture | Linear Fluorescent | 48 | T-12 | 2 | 40 | Other | 128142 | Other | 0.00037892
Chandelier (Hanging) | Compact Fluorescent |  | Pin base | 6 | 15 | Dining Room | 128143 | Dining Room | 0.00037892
Table | Compact Fluorescent |  | Twist | 1 | 15 | Hall | 128144 | Hall | 0.00037892
Ceiling Fixture | Compact Fluorescent |  | Twist | 1 | 15 | Hall | 128145 | Hall | 0.00037892
Recessed Can | Compact Fluorescent |  | Twist | 1 | 15 | Kitchen | 128146 | Kitchen | 0.00037892
Chandelier (Hanging) | Compact Fluorescent |  | Pin base | 5 | 15 | Living Room | 128147 | Living Room | 0.00037892
Chandelier (Hanging) | Compact Fluorescent |  | Twist | 5 | 15 | Master Bedroom | 128148 | Master Bedroom | 0.00037892
Table | Compact Fluorescent |  | Twist | 1 | 15 | Master Bedroom | 128148 | Master Bedroom | 0.00037892
Ceiling Fixture | Incandescent |  | Standard A Lamp | 2 | 60 | Office | 128149 | Office | 0.00037892
Ceiling Fixture | Compact Fluorescent |  | Twist | 1 | 15 | Other | 1281410 | Other | 0.00037892
Wall Mount | Incandescent |  | Globe | 3 | 40 | Bathroom | 128181 | Bathroom | 0.00037892
Ceiling Fan | Incandescent |  | Decorative | 4 | 40 | Master Bedroom | 128182 | Master Bedroom | 0.00037892
Table | Incandescent |  | Decorative | 1 | 25 | Master Bedroom | 128182 | Master Bedroom | 0.00037892
Ceiling Fixture | Incandescent |  | Standard A Lamp | 1 | 60 | Other | 128183 | Other | 0.00037892
Ceiling Fixture | Compact Fluorescent |  | Twist | 1 | 15 | Dining Room | 128184 | Dining Room | 0.00037892
Ceiling Fixture | Incandescent |  | Standard A Lamp | 1 | 60 | Hall | 128185 | Hall | 0.00037892
Ceiling Fixture | Incandescent |  | Standard A Lamp | 1 | 60 | Kitchen | 128186 | Kitchen | 0.00037892
Ceiling Fixture | Incandescent |  | Standard A Lamp | 2 | 60 | Living Room | 128187 | Living Room | 0.00037892
Ceiling Fixture | Incandescent |  | Standard A Lamp | 1 | 60 | Office | 128188 | Office | 0.00037892
Recessed Can | Compact Fluorescent |  | Reflector | 1 | 22 | Living Room | 128251 | Living Room | 0.00037892
Table | Incandescent |  | Decorative | 2 | 40 | Living Room | 128251 | Living Room | 0.00037892
Wall Mount | Incandescent |  | Clear | 1 | 40 | Bathroom | 128252 | Bathroom | 0.00037892
Recessed Can | Compact Fluorescent |  | Twist | 1 | 15 | Family Room | 128253 | Family Room | 0.00037892
Floor lamp | Compact Fluorescent |  | Twist | 1 | 15 | Family Room | 128253 | Family Room | 0.00037892
Recessed Can | Compact Fluorescent |  | Reflector | 1 | 22 | Laundry Room | 128254 | Laundry Room | 0.00037892
Ceiling Fixture | Linear Fluorescent | 48 | T-12 | 2 | 40 | Laundry Room | 128254 | Laundry Room | 0.00037892
Ceiling Fixture | Compact Fluorescent |  | Twist | 2 | 15 | Dining Room | 128255 | Dining Room | 0.00037892
Floor lamp | Compact Fluorescent |  | Twist | 1 | 15 | Dining Room | 128255 | Dining Room | 0.00037892
Chandelier (Hanging) | Compact Fluorescent |  | Twist | 1 | 15 | Kitchen | 128256 | Kitchen | 0.00037892
Recessed Can | Compact Fluorescent |  | Reflector | 1 | 15 | Kitchen | 128256 | Kitchen | 0.00037892
Wall Mount | Incandescent |  | Clear | 4 | 40 | Bathroom | 128257 | Bathroom | 0.00037892
Ceiling Fixture | Compact Fluorescent |  | Twist | 2 | 15 | Bedroom | 128258 | Bedroom | 0.00037892
Ceiling Fixture | Compact Fluorescent |  | Twist | 2 | 15 | Office | 128259 | Office | 0.00037892
Ceiling Fixture | Compact Fluorescent |  | Twist | 2 | 15 | Hall | 1282511 | Hall | 0.00037892
Recessed Can | Compact Fluorescent |  | Twist | 1 | 15 | Hall | 1282511 | Hall | 0.00037892
Recessed Can | Compact Fluorescent |  | Twist | 1 | 15 | Master Bedroom | 1282512 | Master Bedroom | 0.00037892
Table | Incandescent |  | Clear | 1 | 40 | Master Bedroom | 1282512 | Master Bedroom | 0.00037892
Ceiling Fan | Incandescent |  | Clear | 1 | 60 | Bedroom | 128332 | Bedroom | 0.00049795
Ceiling Fixture | Incandescent |  | Colored | 3 | 40 | Dining Room | 128333 | Dining Room | 0.00049795
Ceiling Fixture | Compact Fluorescent |  | Twist | 4 | 15 | Other | 128334 | Other | 0.00049795
Ceiling Fixture | Incandescent |  | Globe | 2 | 40 | Bathroom | 128335 | Bathroom | 0.00049795
Recessed Can | Compact Fluorescent |  | Twist | 1 | 15 | Kitchen | 128336 | Kitchen | 0.00049795
Ceiling Fixture | Compact Fluorescent |  | Globe | 1 | 22 | Hall | 128337 | Hall | 0.00049795
High bay | Linear Fluorescent | 48 | T-12 | 2 | 32 | Kitchen | 128338 | Kitchen | 0.00049795
Recessed Can | Incandescent |  | Reflector | 1 | 65 | Kitchen | 128338 | Kitchen | 0.00049795
Low bay | Linear Fluorescent | 16 | T-8 | 1 | 32 | Kitchen | 128338 | Kitchen | 0.00049795
Ceiling Fan | Incandescent |  | Standard A Lamp | 1 | 60 | Living Room | 128339 | Living Room | 0.00049795
Recessed Can | Incandescent |  | Reflector | 1 | 65 | Living Room | 128339 | Living Room | 0.00049795
Wall Mount | Incandescent |  | Standard A Lamp | 2 | 40 | Living Room | 128339 | Living Room | 0.00049795
Ceiling Fan | Compact Fluorescent |  | Twist | 3 | 23 | Bedroom | 1283310 | Bedroom | 0.00049795
Wall Mount | Incandescent |  | Globe | 4 | 40 | Bathroom | 1283311 | Bathroom | 0.00049795
Ceiling Fixture | Incandescent |  | Standard A Lamp | 1 | 40 | Laundry Room | 1283312 | Laundry Room | 0.00049795
Recessed Can | Compact Fluorescent |  | Twist | 1 | 23 | Bathroom | 1283313 | Bathroom | 0.00049795
Ceiling Fixture | Incandescent |  | Standard A Lamp | 1 | 25 | Hall | 1283314 | Hall | 0.00049795
Ceiling Fixture | Incandescent |  | Standard A Lamp | 2 | 60 | Bedroom | 1283315 | Bedroom | 0.00049795
Wall Mount | Compact Fluorescent |  | Twist | 3 | 15 | Bathroom | 128451 | Bathroom | 0.000364
Ceiling Fixture | Compact Fluorescent |  | Twist | 1 | 15 | Closet | 128452 | Closet | 0.000364
Wall Mount | Incandescent |  | Standard A Lamp | 3 | 65 | Other | 128453 | Other | 0.000364
Ceiling Fixture | Compact Fluorescent |  | Twist | 1 | 15 | Other | 128453 | Other | 0.000364
Ceiling Fixture | Compact Fluorescent |  | Twist | 3 | 15 | Living Room | 128454 | Living Room | 0.000364
Ceiling Fixture | Compact Fluorescent |  | Twist | 1 | 15 | Hall | 128455 | Hall | 0.000364
Ceiling Fixture | Compact Fluorescent |  | Twist | 1 | 15 | Closet | 128456 | Closet | 0.000364
Wall Mount | Compact Fluorescent |  | Twist | 2 | 15 | Bathroom | 128457 | Bathroom | 0.000364
Ceiling Fixture | Compact Fluorescent |  | Twist | 1 | 15 | Bedroom | 128458 | Bedroom | 0.000364
Ceiling Fixture | Compact Fluorescent |  | Twist | 2 | 15 | Bedroom | 128459 | Bedroom | 0.000364
Table | Incandescent |  | Mini base | 3 | 25 | Bedroom | 128459 | Bedroom | 0.000364
Ceiling Fixture | Compact Fluorescent |  | Twist | 2 | 15 | Bedroom | 1284510 | Bedroom | 0.000364
Ceiling Fan | Incandescent |  | Decorative | 4 | 25 | Dining Room | 1284511 | Dining Room | 0.000364
Ceiling Fixture | Incandescent |  | Standard A Lamp | 1 | 60 | Garage | 1284512 | Garage | 0.000364
Ceiling Fixture | Compact Fluorescent |  | Twist | 1 | 15 | Hall | 1284513 | Hall | 0.000364
Ceiling Fan | Compact Fluorescent |  | Twist | 4 | 15 | Kitchen | 1284514 | Kitchen | 0.000364
Ceiling Fixture | Compact Fluorescent |  | Twist | 1 | 15 | Laundry Room | 1284515 | Laundry Room | 0.000364
Chandelier (Hanging) | Compact Fluorescent |  | Globe | 1 | 22 | Living Room | 1284516 | Living Room | 0.000364
Wall Mount | Incandescent |  | Globe | 3 | 40 | Bathroom | 128531 | Bathroom | 0.00029524
Ceiling Fan | Incandescent |  | Standard A Lamp | 1 | 60 | Bedroom | 128532 | Bedroom | 0.00029524
Table | Incandescent |  | Standard A Lamp | 1 | 60 | Closet | 128533 | Closet | 0.00029524
Ceiling Fixture | Linear Fluorescent | 15 | T-5 | 1 | 10 | Closet | 128534 | Closet | 0.00029524
Floor lamp | Incandescent |  | Standard A Lamp | 1 | 100 | Bedroom | 128535 | Bedroom | 0.00029524
Ceiling Fan | Incandescent |  | Standard A Lamp | 1 | 60 | Bedroom | 128535 | Bedroom | 0.00029524
Ceiling Fan | Incandescent |  | Standard A Lamp | 3 | 60 | Dining Room | 128536 | Dining Room | 0.00029524
Ceiling Fixture | Incandescent |  | Standard A Lamp | 1 | 60 | Bedroom | 128537 | Bedroom | 0.00029524
Table | Incandescent |  | Standard A Lamp | 1 | 25 | Bedroom | 128537 | Bedroom | 0.00029524
Ceiling Fan | Incandescent |  | Standard A Lamp | 1 | 60 | Family Room | 128538 | Family Room | 0.00029524
Table | Incandescent |  | Standard A Lamp | 1 | 100 | Family Room | 128538 | Family Room | 0.00029524
Table | Compact Fluorescent |  | 3-Way CFL | 1 | 36 | Family Room | 128538 | Family Room | 0.00029524
Table | Compact Fluorescent |  | Twist | 1 | 15 | Family Room | 128538 | Family Room | 0.00029524
Garage door opener | Incandescent |  | Standard A Lamp | 1 | 60 | Garage | 128539 | Garage | 0.00029524
Floor lamp | Compact Fluorescent |  | Twist | 1 | 15 | Garage | 128539 | Garage | 0.00029524
Ceiling Fixture | Linear Fluorescent | 48 | T-12 | 2 | 40 | Garage | 128539 | Garage | 0.00029524
Ceiling Fixture | Incandescent |  | Decorative | 1 | 25 | Hall | 1285310 | Hall | 0.00029524
Ceiling Fixture | Linear Fluorescent | 48 | T-12 | 2 | 40 | Office | 1285311 | Office | 0.00029524
Table | Compact Fluorescent |  | Twist | 1 | 15 | Office | 1285311 | Office | 0.00029524
Recessed Can | Incandescent |  | Reflector | 1 | 40 | Kitchen | 1285312 | Kitchen | 0.00029524
Recessed Can | Incandescent |  | Reflector | 1 | 65 | Kitchen | 1285312 | Kitchen | 0.00029524
Architectural | Linear Fluorescent | 16 | T-5 | 1 | 10 | Kitchen | 1285312 | Kitchen | 0.00029524
Architectural | Linear Fluorescent | 22 | T-12 | 1 | 16 | Kitchen | 1285312 | Kitchen | 0.00029524
Ceiling Fixture | Incandescent |  | Standard A Lamp | 2 | 60 | Laundry Room | 1285313 | Laundry Room | 0.00029524
Ceiling Fan | Compact Fluorescent |  | Twist | 3 | 28 | Living Room | 1285314 | Living Room | 0.00029524
Table | Incandescent |  | Standard A Lamp | 2 | 60 | Living Room | 1285314 | Living Room | 0.00029524
Floor lamp | Compact Fluorescent |  | 3-Way CFL | 1 | 15 | Living Room | 1285314 | Living Room | 0.00029524
Wall Mount | Incandescent |  | Globe | 6 | 40 | Bathroom | 1285315 | Bathroom | 0.00029524
Ceiling Fixture | Incandescent |  | Standard A Lamp | 1 | 60 | Bathroom | 1285315 | Bathroom | 0.00029524
Chandelier (Hanging) | Incandescent |  | Decorative | 3 | 40 | Master Bedroom | 1285316 | Master Bedroom | 0.00029524
Floor lamp | Incandescent |  | Standard A Lamp | 1 | 100 | Master Bedroom | 1285316 | Master Bedroom | 0.00029524
Floor lamp | Incandescent |  | Mini base | 1 | 13 | Master Bedroom | 1285316 | Master Bedroom | 0.00029524
Wall Mount | Incandescent |  | Globe | 6 | 40 | Bathroom | 1285317 | Bathroom | 0.00029524
Wall Mount | Incandescent |  | Standard A Lamp | 2 | 60 | Bathroom | 128561 | Bathroom | 0.0012318
Ceiling Fixture | Incandescent |  | Standard A Lamp | 1 | 60 | Bedroom | 128562 | Bedroom | 0.0012318
Table | Incandescent |  | Standard A Lamp | 1 | 60 | Bedroom | 128562 | Bedroom | 0.0012318
Ceiling Fixture | Compact Fluorescent |  | Twist | 1 | 15 | Bedroom | 128563 | Bedroom | 0.0012318
Ceiling Fixture | Incandescent |  | Standard A Lamp | 1 | 40 | Bedroom | 128564 | Bedroom | 0.0012318
Table | Incandescent |  | Mini base | 1 | 25 | Bedroom | 128564 | Bedroom | 0.0012318
Chandelier (Hanging) | Incandescent |  | Mini base | 7 | 60 | Dining Room | 128565 | Dining Room | 0.0012318
Table | Compact Fluorescent |  | Twist | 1 | 15 | Bedroom | 128566 | Bedroom | 0.0012318
Ceiling Fixture | Incandescent |  | Standard A Lamp | 1 | 60 | Family Room | 128567 | Family Room | 0.0012318
Ceiling Fixture | Incandescent |  | Standard A Lamp | 1 | 40 | Hall | 128568 | Hall | 0.0012318
Ceiling Fixture | Compact Fluorescent |  | Twist | 1 | 15 | Other | 128569 | Other | 0.0012318
Ceiling Fixture | Incandescent |  | Mini base | 1 | 25 | Hall | 1285610 | Hall | 0.0012318
Ceiling Fixture | Incandescent |  | Standard A Lamp | 2 | 60 | Kitchen | 1285611 | Kitchen | 0.0012318
Ceiling Fixture | Incandescent |  | Standard A Lamp | 1 | 40 | Kitchen | 1285611 | Kitchen | 0.0012318
Ceiling Fixture | Compact Fluorescent |  | Twist | 1 | 15 | Laundry Room | 1285612 | Laundry Room | 0.0012318
Table | Compact Fluorescent |  | 3-Way CFL | 1 | 30 | Living Room | 1285613 | Living Room | 0.0012318
Table | Incandescent |  | Mini base | 3 | 25 | Living Room | 1285613 | Living Room | 0.0012318
Wall Mount | Incandescent |  | Standard A Lamp | 1 | 60 | Closet | 1285614 | Closet | 0.0012318
Ceiling Fixture | Incandescent |  | Standard A Lamp | 1 | 40 | Hall | 1285615 | Hall | 0.0012318
Ceiling Fixture | Compact Fluorescent |  | Reflector | 1 | 19 | Kitchen | 128891 | Kitchen | 0.0012318
Other | Halogen |  | PAR | 1 | 25 | Kitchen | 128891 | Kitchen | 0.0012318
Ceiling Fan | Compact Fluorescent |  | Twist | 2 | 13 | Master Bedroom | 128892 | Master Bedroom | 0.0012318
Table | Incandescent |  | Standard A Lamp | 1 | 40 | Master Bedroom | 128892 | Master Bedroom | 0.0012318
Table | Incandescent |  | Standard A Lamp | 1 | 100 | Master Bedroom | 128892 | Master Bedroom | 0.0012318
Wall Mount | Compact Fluorescent |  | A shape bulb | 2 | 23 | Bathroom | 128893 | Bathroom | 0.0012318
Ceiling Fixture | Compact Fluorescent |  | Twist | 2 | 13 | Closet | 128894 | Closet | 0.0012318
Ceiling Fixture | Compact Fluorescent |  | Twist | 1 | 13 | Closet | 128895 | Closet | 0.0012318
Ceiling Fixture | Compact Fluorescent |  | Twist | 2 | 13 | Family Room | 128896 | Family Room | 0.0012318
Table | Incandescent |  | 3-Way Incandescent | 1 | 100 | Family Room | 128896 | Family Room | 0.0012318
Ceiling Fixture | Compact Fluorescent |  | Twist | 1 | 23 | Garage | 128897 | Garage | 0.0012318
Garage door opener | Compact Fluorescent |  | Twist | 2 | 13 | Garage | 128897 | Garage | 0.0012318
Chandelier (Hanging) | Incandescent |  | Mini base | 6 | 40 | Dining Room | 128898 | Dining Room | 0.0012318
Recessed Can | Compact Fluorescent |  | Reflector | 1 | 23 | Living Room | 128899 | Living Room | 0.0012318
Recessed Can | Compact Fluorescent |  | Reflector | 1 | 23 | Hall | 1288910 | Hall | 0.0012318
Ceiling Fixture | Compact Fluorescent |  | Twist | 2 | 13 | Hall | 1288910 | Hall | 0.0012318
Ceiling Fan | Compact Fluorescent |  | A shape bulb | 3 | 15 | Bedroom | 1288911 | Bedroom | 0.0012318
Table | Incandescent |  | Standard A Lamp | 1 | 75 | Bedroom | 1288911 | Bedroom | 0.0012318
Ceiling Fixture | Compact Fluorescent |  | A shape bulb | 3 | 15 | Closet | 1288912 | Closet | 0.0012318
Wall Mount | Incandescent |  | Decorative | 2 | 60 | Bathroom | 1288913 | Bathroom | 0.0012318
Recessed Can | Incandescent |  | Reflector | 1 | 45 | Bathroom | 1288913 | Bathroom | 0.0012318
Ceiling Fixture | Compact Fluorescent |  | Twist | 2 | 13 | Office | 1288914 | Office | 0.0012318
Ceiling Fixture | Compact Fluorescent |  | Twist | 2 | 13 | Closet | 1288915 | Closet | 0.0012318
Wall Mount | Incandescent |  | Clear | 8 | 40 | Bathroom | 128951 | Bathroom | 0.0012318
Ceiling Fixture | Compact Fluorescent |  | Twist | 1 | 15 | Bedroom | 128952 | Bedroom | 0.0012318
Floor lamp | Incandescent |  | Standard A Lamp | 3 | 100 | Bedroom | 128952 | Bedroom | 0.0012318
Ceiling Fixture | Compact Fluorescent |  | Twist | 1 | 15 | Bedroom | 128953 | Bedroom | 0.0012318
Ceiling Fixture | Incandescent |  | Standard A Lamp | 1 | 60 | Closet | 128954 | Closet | 0.0012318
Chandelier (Hanging) | Incandescent |  | Mini base | 5 | 25 | Dining Room | 128955 | Dining Room | 0.0012318
Floor lamp | Incandescent |  | Standard A Lamp | 5 | 60 | Dining Room | 128955 | Dining Room | 0.0012318
Recessed Can | Incandescent |  | Reflector | 1 | 65 | Family Room | 128956 | Family Room | 0.0012318
Track | Incandescent |  | Reflector | 3 | 60 | Family Room | 128956 | Family Room | 0.0012318
Wall Mount | Incandescent |  | Standard A Lamp | 2 | 60 | Family Room | 128956 | Family Room | 0.0012318
Track | Incandescent |  | Reflector | 3 | 65 | Hall | 128958 | Hall | 0.0012318
Ceiling Fixture | Incandescent |  | Standard A Lamp | 1 | 60 | Hall | 128959 | Hall | 0.0012318
Recessed Can | Incandescent |  | Reflector | 1 | 65 | Kitchen | 1289510 | Kitchen | 0.0012318
Ceiling Fixture | Incandescent |  | Standard A Lamp | 1 | 60 | Laundry Room | 1289511 | Laundry Room | 0.0012318
Floor lamp | Incandescent |  | Standard A Lamp | 6 | 60 | Living Room | 1289512 | Living Room | 0.0012318
Table | Compact Fluorescent |  | Twist | 1 | 15 | Living Room | 1289512 | Living Room | 0.0012318
Recessed Can | Incandescent |  | Reflector | 1 | 65 | Bathroom | 1289513 | Bathroom | 0.0012318
Wall Mount | Incandescent |  | Globe | 8 | 40 | Bathroom | 1289513 | Bathroom | 0.0012318
Track | Incandescent |  | Reflector | 2 | 65 | Master Bedroom | 1289514 | Master Bedroom | 0.0012318
Track | Halogen |  | MR | 3 | 50 | Master Bedroom | 1289514 | Master Bedroom | 0.0012318
Track | Halogen |  | PAR | 3 | 75 | Other | 1289515 | Other | 0.0012318
Track | Incandescent |  | Reflector | 3 | 65 | Other | 1289516 | Other | 0.0012318
Recessed - other | Linear Fluorescent | 48 | T-12 | 2 | 40 | Other | 1289516 | Other | 0.0012318
Wall Mount | Incandescent |  | Standard A Lamp | 4 | 60 | Other | 128971 | Other | 0.00037892
Ceiling Fixture | Incandescent |  | Standard A Lamp | 1 | 60 | Other | 128971 | Other | 0.00037892
Recessed Can | Compact Fluorescent |  | Reflector | 1 | 22 | Other | 128971 | Other | 0.00037892
Table | Incandescent |  | Standard A Lamp | 1 | 60 | Other | 128971 | Other | 0.00037892
Wall Mount | Incandescent |  | Globe | 3 | 40 | Bathroom | 128972 | Bathroom | 0.00037892
Recessed Can | Compact Fluorescent |  | Reflector | 1 | 22 | Bedroom | 128973 | Bedroom | 0.00037892
Recessed Can | Compact Fluorescent |  | Twist | 1 | 22 | Bedroom | 128974 | Bedroom | 0.00037892
Ceiling Fixture | Compact Fluorescent |  | Twist | 1 | 15 | Hall | 128975 | Hall | 0.00037892
Recessed Can | Compact Fluorescent |  | Reflector | 1 | 22 | Kitchen | 128976 | Kitchen | 0.00037892
Recessed Can | Compact Fluorescent |  | Reflector | 1 | 22 | Living Room | 128977 | Living Room | 0.00037892
Ceiling Fixture | Incandescent |  | Standard A Lamp | 1 | 200 | Dining Room | 128981 | Dining Room | 0.0012318
Ceiling Fixture | Linear Fluorescent | 48 | T-12 | 4 | 40 | Office | 128982 | Office | 0.0012318
Table | Compact Fluorescent |  | Twist | 1 | 15 | Office | 128982 | Office | 0.0012318
Table | Linear Fluorescent | 72 | T-4 | 1 | 20 | Office | 128982 | Office | 0.0012318
Ceiling Fixture | Linear Fluorescent | 48 | T-12 | 2 | 40 | Family Room | 128983 | Family Room | 0.0012318
Table | Incandescent |  | Standard A Lamp | 1 | 60 | Family Room | 128983 | Family Room | 0.0012318
Floor lamp | Incandescent |  | Reflector | 1 | 75 | Family Room | 128983 | Family Room | 0.0012318
Track | Incandescent |  | Reflector | 2 | 60 | Family Room | 128983 | Family Room | 0.0012318
Ceiling Fixture | Incandescent |  | Standard A Lamp | 1 | 60 | Laundry Room | 128984 | Laundry Room | 0.0012318
Wall Mount | Incandescent |  | Standard A Lamp | 2 | 60 | Laundry Room | 128984 | Laundry Room | 0.0012318
Wall Mount | Incandescent |  | Standard A Lamp | 1 | 60 | Dining Room | 128985 | Dining Room | 0.0012318
Garage door opener | Incandescent |  | Standard A Lamp | 2 | 60 | Garage | 128986 | Garage | 0.0012318
Ceiling Fixture | Incandescent |  | Standard A Lamp | 1 | 60 | Garage | 128986 | Garage | 0.0012318
Ceiling Fixture | Linear Fluorescent | 48 | T-12 | 2 | 40 | Garage | 128986 | Garage | 0.0012318
Table | Incandescent |  | Standard A Lamp | 1 | 100 | Living Room | 128987 | Living Room | 0.0012318
Floor lamp | Incandescent |  | Standard A Lamp | 1 | 100 | Living Room | 128987 | Living Room | 0.0012318
Table | Compact Fluorescent |  | A shape bulb | 1 | 15 | Living Room | 128987 | Living Room | 0.0012318
Ceiling Fixture | Linear Fluorescent | 48 | T-12 | 4 | 40 | Kitchen | 128988 | Kitchen | 0.0012318
Ceiling Fixture | Incandescent |  | Standard A Lamp | 4 | 60 | Hall | 128989 | Hall | 0.0012318
Wall Mount | Incandescent |  | Standard A Lamp | 3 | 60 | Bathroom | 1289810 | Bathroom | 0.0012318
Ceiling Fan | Incandescent |  | Standard A Lamp | 4 | 60 | Master Bedroom | 1289811 | Master Bedroom | 0.0012318
Table | Incandescent |  | Standard A Lamp | 1 | 100 | Master Bedroom | 1289811 | Master Bedroom | 0.0012318
Floor lamp | Linear Fluorescent | 48 | T-4 | 1 | 20 | Master Bedroom | 1289811 | Master Bedroom | 0.0012318
Wall Mount | Incandescent |  | Mini base | 4 | 60 | Bathroom | 1289812 | Bathroom | 0.0012318
Ceiling Fixture | Incandescent |  | Standard A Lamp | 2 | 60 | Hall | 1289813 | Hall | 0.0012318
Ceiling Fan | Incandescent |  | Standard A Lamp | 2 | 60 | Bedroom | 1289814 | Bedroom | 0.0012318
Table | Incandescent |  | 3-Way Incandescent | 1 | 100 | Bedroom | 1289814 | Bedroom | 0.0012318
Floor lamp | Compact Fluorescent |  | Twist | 2 | 13 | Living Room | 129021 | Living Room | 0.00037892
Wall Mount | Compact Fluorescent |  | Twist | 1 | 15 | Hall | 129022 | Hall | 0.00037892
Ceiling Fixture | Compact Fluorescent |  | Twist | 1 | 15 | Kitchen | 129023 | Kitchen | 0.00037892
Ceiling Fixture | Compact Fluorescent |  | Twist | 3 | 15 | Kitchen | 129023 | Kitchen | 0.00037892
Wall Mount | Compact Fluorescent |  | Twist | 1 | 15 | Hall | 129024 | Hall | 0.00037892
Ceiling Fixture | Compact Fluorescent |  | Twist | 1 | 15 | Laundry Room | 129025 | Laundry Room | 0.00037892
Ceiling Fixture | Compact Fluorescent |  | Twist | 1 | 15 | Bedroom | 129026 | Bedroom | 0.00037892
Ceiling Fixture | Compact Fluorescent |  | Twist | 1 | 15 | Bathroom | 129027 | Bathroom | 0.00037892
Ceiling Fixture | Compact Fluorescent |  | Twist | 2 | 15 | Closet | 129028 | Closet | 0.00037892
Ceiling Fixture | Compact Fluorescent |  | Twist | 1 | 15 | Closet | 129029 | Closet | 0.00037892
Ceiling Fixture | Compact Fluorescent |  | Twist | 1 | 15 | Other | 1290210 | Other | 0.00037892
Ceiling Fixture | Compact Fluorescent |  | Twist | 3 | 15 | Dining Room | 1290211 | Dining Room | 0.00037892
Wall Mount | Linear Fluorescent | 12 | T-12 | 1 | 15 | Bathroom | 1290212 | Bathroom | 0.00037892
Ceiling Fixture | Compact Fluorescent |  | Twist | 2 | 13 | Bedroom | 1290213 | Bedroom | 0.00037892
Table | Compact Fluorescent |  | Twist | 1 | 15 | Bedroom | 1290213 | Bedroom | 0.00037892
Ceiling Fixture | Compact Fluorescent |  | Twist | 2 | 15 | Bedroom | 1290214 | Bedroom | 0.00037892
Table | Compact Fluorescent |  | Twist | 1 | 15 | Bedroom | 1290214 | Bedroom | 0.00037892
Table | Incandescent |  | Standard A Lamp | 1 | 25 | Bedroom | 1290215 | Bedroom | 0.00037892
Floor lamp | Compact Fluorescent |  | Twist | 1 | 15 | Bedroom | 1290215 | Bedroom | 0.00037892
Table | Compact Fluorescent |  | Twist | 1 | 15 | Family Room | 1290216 | Family Room | 0.00037892
Wall Mount | Incandescent |  | Globe | 1 | 40 | Hall | 1290217 | Hall | 0.00037892
Floor lamp | Incandescent |  | 3-Way Incandescent | 1 | 100 | Bedroom | 1290218 | Bedroom | 0.00037892
Wall Mount | Incandescent |  | Standard A Lamp | 2 | 60 | Bathroom | 129061 | Bathroom | 0.0012318
Ceiling Fixture | Incandescent |  | Standard A Lamp | 1 | 75 | Bedroom | 129062 | Bedroom | 0.0012318
Ceiling Fixture | Incandescent |  | Decorative | 2 | 40 | Bedroom | 129062 | Bedroom | 0.0012318
Ceiling Fixture | Incandescent |  | Standard A Lamp | 1 | 60 | Other | 129063 | Other | 0.0012318
Wall Mount | Incandescent |  | Standard A Lamp | 1 | 60 | Other | 129063 | Other | 0.0012318
Ceiling Fixture | Compact Fluorescent |  | A shape bulb | 1 | 14 | Bathroom | 129064 | Bathroom | 0.0012318
Wall Mount | Incandescent |  | Standard A Lamp | 3 | 60 | Bathroom | 129064 | Bathroom | 0.0012318
Ceiling Fixture | Incandescent |  | Standard A Lamp | 2 | 40 | Bedroom | 129065 | Bedroom | 0.0012318
Wall Mount | Incandescent |  | Standard A Lamp | 2 | 60 | Bedroom | 129065 | Bedroom | 0.0012318
Table | Linear Fluorescent | 18 | T-8 | 1 | 15 | Bedroom | 129065 | Bedroom | 0.0012318
Chandelier (Hanging) | Incandescent |  | Decorative | 7 | 40 | Other | 129066 | Other | 0.0012318
Floor lamp | Compact Fluorescent |  | Twist | 3 | 13 | Family Room | 129067 | Family Room | 0.0012318
Ceiling Fixture | Compact Fluorescent |  | Twist | 3 | 13 | Kitchen | 129068 | Kitchen | 0.0012318
Ceiling Fixture | Linear Fluorescent | 18 | T-8 | 1 | 15 | Kitchen | 129068 | Kitchen | 0.0012318
Chandelier (Hanging) | Incandescent |  | Standard A Lamp | 1 | 60 | Kitchen | 129068 | Kitchen | 0.0012318
Ceiling Fixture | Incandescent |  | Standard A Lamp | 1 | 100 | Other | 129069 | Other | 0.0012318
Ceiling Fixture | Linear Fluorescent | 48 | T-12 | 2 | 40 | Other | 129069 | Other | 0.0012318
Ceiling Fixture | Compact Fluorescent |  | Twist | 1 | 22 | Other | 129081 | Other | 0.00037892
Wall Mount | Incandescent |  | Globe | 3 | 40 | Bathroom | 129082 | Bathroom | 0.00037892
Ceiling Fixture | Compact Fluorescent |  | Twist | 2 | 15 | Bathroom | 129082 | Bathroom | 0.00037892
Wall Mount | Incandescent |  | Mini base | 1 | 25 | Bedroom | 129083 | Bedroom | 0.00037892
Ceiling Fixture | Compact Fluorescent |  | Twist | 1 | 15 | Bedroom | 129084 | Bedroom | 0.00037892
Table | Incandescent |  | Decorative | 1 | 25 | Dining Room | 129085 | Dining Room | 0.00037892
Ceiling Fixture | Incandescent |  | Standard A Lamp | 1 | 60 | Hall | 129086 | Hall | 0.00037892
Ceiling Fixture | Compact Fluorescent |  | Twist | 2 | 15 | Kitchen | 129087 | Kitchen | 0.00037892
Floor lamp | Incandescent |  | 3-Way Incandescent | 1 | 150 | Laundry Room | 129088 | Laundry Room | 0.00037892
Chandelier (Hanging) | Compact Fluorescent |  | Twist | 1 | 15 | Laundry Room | 129088 | Laundry Room | 0.00037892
Wall Mount | Compact Fluorescent |  | Twist | 2 | 13 | Bathroom | 129391 | Bathroom | 0.00049795
Ceiling Fixture | Incandescent |  | Standard A Lamp | 1 | 40 | Bedroom | 129392 | Bedroom | 0.00049795
Table | Incandescent |  | Clear | 1 | 100 | Bedroom | 129392 | Bedroom | 0.00049795
Table | Incandescent |  | Colored | 1 | 150 | Bedroom | 129392 | Bedroom | 0.00049795
Ceiling Fixture | Incandescent |  | Standard A Lamp | 1 | 100 | Garage | 129393 | Garage | 0.00049795
Garage door opener | Incandescent |  | Standard A Lamp | 2 | 60 | Garage | 129393 | Garage | 0.00049795
Ceiling Fixture | Compact Fluorescent |  | Pin base | 1 | 15 | Garage | 129393 | Garage | 0.00049795
Ceiling Fixture | Incandescent |  | Standard A Lamp | 1 | 60 | Hall | 129394 | Hall | 0.00049795
Ceiling Fixture | Compact Fluorescent |  | Twist | 1 | 15 | Hall | 129394 | Hall | 0.00049795
Ceiling Fixture | Compact Fluorescent |  | Pin base | 1 | 22 | Kitchen | 129395 | Kitchen | 0.00049795
Ceiling Fixture | Incandescent |  | Standard A Lamp | 1 | 40 | Kitchen | 129395 | Kitchen | 0.00049795
Wall Mount | Incandescent |  | Reflector | 2 | 60 | Kitchen | 129395 | Kitchen | 0.00049795
Floor lamp | Compact Fluorescent |  | Straight Tube | 1 | 27 | Living Room | 129396 | Living Room | 0.00049795
Table | Compact Fluorescent |  | Twist | 1 | 13 | Living Room | 129396 | Living Room | 0.00049795
Ceiling Fixture | Compact Fluorescent |  | Twist | 1 | 15 | Living Room | 129396 | Living Room | 0.00049795
Ceiling Fixture | Compact Fluorescent |  | Twist | 1 | 15 | Office | 129397 | Office | 0.00049795
Table | Incandescent |  | Reflector | 1 | 65 | Office | 129397 | Office | 0.00049795
Table | Compact Fluorescent |  | Twist | 1 | 20 | Office | 129397 | Office | 0.00049795
Table | Incandescent |  | Clear | 1 | 60 | Office | 129397 | Office | 0.00049795
Table | Compact Fluorescent |  | Twist | 2 | 13 | Office | 129397 | Office | 0.00049795
Table | Compact Fluorescent |  | Straight Tube | 1 | 27 | Office | 129397 | Office | 0.00049795
Wall Mount | Compact Fluorescent |  | Twist | 6 | 13 | Bathroom | 129398 | Bathroom | 0.00049795
Recessed Can | Compact Fluorescent |  | Flood | 1 | 26 | Hall | 129399 | Hall | 0.00049795
Ceiling Fixture | Compact Fluorescent |  | Twist | 1 | 13 | Hall | 129399 | Hall | 0.00049795
Ceiling Fixture | Incandescent |  | Standard A Lamp | 1 | 60 | Family Room | 129441 | Family Room | 0.0012318
Table | Incandescent |  | Standard A Lamp | 1 | 60 | Family Room | 129441 | Family Room | 0.0012318
Ceiling Fixture | Incandescent |  | Standard A Lamp | 1 | 60 | Bathroom | 129442 | Bathroom | 0.0012318
Ceiling Fixture | Compact Fluorescent |  | Twist | 1 | 23 | Bathroom | 129443 | Bathroom | 0.0012318
Ceiling Fixture | Compact Fluorescent |  | Twist | 2 | 13 | Bathroom | 129444 | Bathroom | 0.0012318
Ceiling Fixture | Compact Fluorescent |  | Twist | 2 | 13 | Bedroom | 129445 | Bedroom | 0.0012318
Table | Incandescent |  | Standard A Lamp | 1 | 60 | Bedroom | 129445 | Bedroom | 0.0012318
Table | Incandescent |  | Standard A Lamp | 1 | 25 | Bedroom | 129445 | Bedroom | 0.0012318
Ceiling Fixture | Incandescent |  | Standard A Lamp | 2 | 60 | Bedroom | 129446 | Bedroom | 0.0012318
Table | Compact Fluorescent |  | Twist | 1 | 13 | Bedroom | 129446 | Bedroom | 0.0012318
Chandelier (Hanging) | Incandescent |  | Decorative | 6 | 40 | Dining Room | 129447 | Dining Room | 0.0012318
Table | Compact Fluorescent |  | Twist | 1 | 23 | Family Room | 129448 | Family Room | 0.0012318
Table | Compact Fluorescent |  | Twist | 1 | 13 | Family Room | 129448 | Family Room | 0.0012318
Floor lamp | Incandescent |  | 3-Way Incandescent | 1 | 100 | Family Room | 129448 | Family Room | 0.0012318
Ceiling Fixture | Incandescent |  | Standard A Lamp | 1 | 60 | Garage | 129449 | Garage | 0.0012318
Ceiling Fixture | Compact Fluorescent |  | Twist | 1 | 15 | Garage | 129449 | Garage | 0.0012318
Ceiling Fixture | Linear Fluorescent | 48 | T-12 | 2 | 40 | Garage | 129449 | Garage | 0.0012318
Ceiling Fixture | Compact Fluorescent |  | Twist | 2 | 13 | Hall | 1294410 | Hall | 0.0012318
Ceiling Fixture | Compact Fluorescent |  | Twist | 2 | 13 | Hall | 1294411 | Hall | 0.0012318
Ceiling Fixture | Incandescent |  | Standard A Lamp | 1 | 60 | Hall | 1294412 | Hall | 0.0012318
Ceiling Fixture | Compact Fluorescent |  | Twist | 2 | 14 | Kitchen | 1294413 | Kitchen | 0.0012318
Other | Incandescent |  | Reflector | 2 | 40 | Kitchen | 1294413 | Kitchen | 0.0012318
Ceiling Fixture | Compact Fluorescent |  | Twist | 1 | 14 | Laundry Room | 1294414 | Laundry Room | 0.0012318
Ceiling Fixture | Compact Fluorescent |  | Twist | 2 | 13 | Office | 1294415 | Office | 0.0012318
Chandelier (Hanging) | Compact Fluorescent |  | Twist | 3 | 14 | Other | 1294416 | Other | 0.0012318
Ceiling Fixture | Incandescent |  | Standard A Lamp | 1 | 60 | Other | 1294417 | Other | 0.0012318
Table | Linear Fluorescent | 18 | T-8 | 2 | 15 | Other | 1294417 | Other | 0.0012318
Ceiling Fixture | Incandescent |  | Standard A Lamp | 1 | 60 | Other | 1294418 | Other | 0.0012318
Wall Mount | Incandescent |  | Clear | 2 | 60 | Bathroom | 129551 | Bathroom | 0.00037892
Wall Mount | Incandescent |  | Standard A Lamp | 2 | 60 | Bathroom | 129552 | Bathroom | 0.00037892
Recessed - other | Incandescent |  | Heat Lamp | 1 | 250 | Bathroom | 129552 | Bathroom | 0.00037892
Ceiling Fixture | Compact Fluorescent |  | Twist | 2 | 15 | Bedroom | 129553 | Bedroom | 0.00037892
Chandelier (Hanging) | Incandescent |  | Decorative | 5 | 25 | Dining Room | 129554 | Dining Room | 0.00037892
Garage door opener | Incandescent |  | Standard A Lamp | 1 | 60 | Garage | 129555 | Garage | 0.00037892
Recessed Can | Compact Fluorescent |  | Reflector | 1 | 22 | Hall | 129556 | Hall | 0.00037892
Recessed Can | Compact Fluorescent |  | Reflector | 1 | 22 | Kitchen | 129557 | Kitchen | 0.00037892
Ceiling Fixture | Compact Fluorescent |  | Twist | 1 | 15 | Bedroom | 129558 | Bedroom | 0.00037892
Ceiling Fixture | Compact Fluorescent |  | Twist | 2 | 15 | Hall | 129559 | Hall | 0.00037892
Floor lamp | Compact Fluorescent |  | Twist | 2 | 15 | Living Room | 1295510 | Living Room | 0.00037892
Wall Mount | Incandescent |  | Clear | 3 | 60 | Bathroom | 1295511 | Bathroom | 0.00037892
Recessed Can | Compact Fluorescent |  | Reflector | 1 | 22 | Bathroom | 1295511 | Bathroom | 0.00037892
Ceiling Fixture | Compact Fluorescent |  | Twist | 2 | 15 | Master Bedroom | 1295512 | Master Bedroom | 0.00037892
Table | Incandescent |  | Standard A Lamp | 1 | 60 | Master Bedroom | 1295512 | Master Bedroom | 0.00037892
Recessed Can | Compact Fluorescent |  | Reflector |  | 22 | Hall | 1295513 | Hall | 0.00037892
Ceiling Fixture | Incandescent |  | Standard A Lamp | 2 | 60 | Bedroom | 129561 | Bedroom | 0.00049795
Table | Incandescent |  | Standard A Lamp | 1 | 60 | Bedroom | 129561 | Bedroom | 0.00049795
Table | Compact Fluorescent |  | Twist | 1 | 13 | Bedroom | 129561 | Bedroom | 0.00049795
Other | Incandescent |  | Standard A Lamp | 3 | 60 | Bedroom | 129561 | Bedroom | 0.00049795
Ceiling Fan | Incandescent |  | Heat Lamp | 2 | 250 | Bathroom | 129562 | Bathroom | 0.00049795
Chandelier (Hanging) | Compact Fluorescent |  | Twist | 1 | 15 | Bathroom | 129562 | Bathroom | 0.00049795
Ceiling Fixture | Incandescent |  | Globe | 3 | 60 | Dining Room | 129563 | Dining Room | 0.00049795
Table | Incandescent |  | Standard A Lamp | 1 | 60 | Dining Room | 129563 | Dining Room | 0.00049795
Chandelier (Hanging) | Incandescent |  | Decorative | 5 | 40 | Dining Room | 129564 | Dining Room | 0.00049795
Table | Incandescent |  | 3-Way Incandescent | 1 | 150 | Family Room | 129565 | Family Room | 0.00049795
Floor lamp | Incandescent |  | 3-Way Incandescent | 1 | 150 | Family Room | 129565 | Family Room | 0.00049795
High bay | Linear Fluorescent | 84 | T-12 | 2 | 40 | Garage | 129566 | Garage | 0.00049795
High bay | Linear Fluorescent | 48 | T-12 | 2 | 40 | Garage | 129566 | Garage | 0.00049795
Table | Incandescent |  | 3-Way Incandescent | 1 | 150 | Bedroom | 129567 | Bedroom | 0.00049795
Floor lamp | Incandescent |  | 3-Way Incandescent | 1 | 150 | Bedroom | 129567 | Bedroom | 0.00049795
Table | Incandescent |  | Standard A Lamp | 1 | 25 | Bedroom | 129567 | Bedroom | 0.00049795
Table | Incandescent |  | Standard A Lamp | 1 | 100 | Bedroom | 129567 | Bedroom | 0.00049795
Table | Compact Fluorescent |  | Twist | 1 | 13 | Bedroom | 129567 | Bedroom | 0.00049795
Ceiling Fixture | Incandescent |  | Standard A Lamp | 2 | 60 | Bedroom | 129567 | Bedroom | 0.00049795
Ceiling Fixture | Incandescent |  | Standard A Lamp | 2 | 40 | Hall | 129568 | Hall | 0.00049795
Table | Compact Fluorescent |  | Twist | 1 | 13 | Hall | 129568 | Hall | 0.00049795
Ceiling Fixture | Incandescent |  | Standard A Lamp | 3 | 60 | Hall | 129568 | Hall | 0.00049795
Low bay | Linear Fluorescent | 48 | T-12 | 2 | 40 | Kitchen | 129569 | Kitchen | 0.00049795
Ceiling Fixture | Incandescent |  | Clear | 1 | 100 | Laundry Room | 1295610 | Laundry Room | 0.00049795
Table | Incandescent |  | Decorative | 3 | 40 | Living Room | 1295611 | Living Room | 0.00049795
Ceiling Fixture | Compact Fluorescent |  | Twist | 1 | 20 | Bathroom | 1295612 | Bathroom | 0.00049795
Chandelier (Hanging) | Compact Fluorescent |  | Twist | 1 | 20 | Bathroom | 1295612 | Bathroom | 0.00049795
Ceiling Fan | Incandescent |  | Heat Lamp | 2 | 250 | Bathroom | 1295612 | Bathroom | 0.00049795
Recessed Can | Incandescent |  | Standard A Lamp | 1 | 40 | Bathroom | 1295612 | Bathroom | 0.00049795
Table | Incandescent |  | Standard A Lamp | 1 | 15 | Master Bedroom | 1295613 | Master Bedroom | 0.00049795
Table | Incandescent |  | 3-Way Incandescent | 1 | 150 | Master Bedroom | 1295613 | Master Bedroom | 0.00049795
Ceiling Fixture | Compact Fluorescent |  | Twist | 2 | 13 | Office | 1295614 | Office | 0.00049795
Floor lamp | Incandescent |  | 3-Way Incandescent | 1 | 150 | Office | 1295614 | Office | 0.00049795
Table | Halogen |  | MR | 1 | 20 | Office | 1295614 | Office | 0.00049795
Table | Incandescent |  | Standard A Lamp | 1 | 100 | Office | 1295614 | Office | 0.00049795
Chandelier (Hanging) | Incandescent |  | Decorative | 1 | 60 | Bathroom | 129751 | Bathroom | 0.0017229
Wall Mount | Incandescent |  | Mini base | 1 | 4 | Bathroom | 129751 | Bathroom | 0.0017229
Chandelier (Hanging) | Incandescent |  | Standard A Lamp | 2 | 50 | Bathroom | 129751 | Bathroom | 0.0017229
Ceiling Fixture | Incandescent |  | Standard A Lamp | 2 | 60 | Bathroom | 129752 | Bathroom | 0.0017229
Ceiling Fixture | Compact Fluorescent |  | Twist | 1 | 23 | Bathroom | 129752 | Bathroom | 0.0017229
Ceiling Fan | Incandescent |  | Decorative | 4 | 240 | Dining Room | 129753 | Dining Room | 0.0017229
Table | Incandescent |  | Other | 1 | 20 | Living Room | 129754 | Living Room | 0.0017229
Torchiere | Halogen |  | Quartz Tube | 1 | 300 | Living Room | 129754 | Living Room | 0.0017229
Ceiling Fixture | Incandescent |  | Standard A Lamp | 1 | 60 | Living Room | 129754 | Living Room | 0.0017229
Table | Incandescent |  | 3-Way Incandescent | 1 | 150 | Living Room | 129754 | Living Room | 0.0017229
Table | Incandescent |  | Mini base | 1 | 25 | Living Room | 129754 | Living Room | 0.0017229
Wall Mount | Linear Fluorescent | 16 | T-8 | 1 | 11 | Closet | 129755 | Closet | 0.0017229
Ceiling Fixture | Incandescent |  | Standard A Lamp | 1 | 60 | Garage | 129756 | Garage | 0.0017229
Ceiling Fixture | Incandescent |  | Standard A Lamp | 1 | 100 | Garage | 129756 | Garage | 0.0017229
Wall Mount | Incandescent |  | Standard A Lamp | 1 | 60 | Garage | 129756 | Garage | 0.0017229
Ceiling Fixture | Compact Fluorescent |  | Twist | 1 | 23 | Garage | 129756 | Garage | 0.0017229
Garage door opener | Incandescent |  | Standard A Lamp | 1 | 60 | Garage | 129756 | Garage | 0.0017229
Ceiling Fixture | Incandescent |  | Standard A Lamp | 1 | 75 | Hall | 129757 | Hall | 0.0017229
Ceiling Fixture | Linear Fluorescent | 48 | T-12 | 2 | 40 | Kitchen | 129758 | Kitchen | 0.0017229
Ceiling Fixture | Incandescent |  | Standard A Lamp | 1 | 60 | Kitchen | 129758 | Kitchen | 0.0017229
Other | Incandescent |  | Standard A Lamp | 1 | 60 | Kitchen | 129758 | Kitchen | 0.0017229
Ceiling Fixture | Incandescent |  | Standard A Lamp | 1 | 60 | Bathroom | 129759 | Bathroom | 0.0017229
Wall Mount | Incandescent |  | Mini base | 1 | 4 | Bathroom | 129759 | Bathroom | 0.0017229
Ceiling Fixture | Incandescent |  | Standard A Lamp | 1 | 60 | Master Bedroom | 1297510 | Master Bedroom | 0.0017229
Table | Incandescent |  | Mini base | 1 | 25 | Master Bedroom | 1297510 | Master Bedroom | 0.0017229
Table | Incandescent |  | Clear | 1 | 60 | Master Bedroom | 1297510 | Master Bedroom | 0.0017229
Table | Incandescent |  | Mini base | 3 | 60 | Master Bedroom | 1297510 | Master Bedroom | 0.0017229
Ceiling Fixture | Compact Fluorescent |  | Twist | 2 | 23 | Master Bedroom | 1297510 | Master Bedroom | 0.0017229
Torchiere | Compact Fluorescent |  | Twist | 1 | 23 | Office | 1297511 | Office | 0.0017229
Ceiling Fixture | Incandescent |  | Standard A Lamp | 2 | 60 | Office | 1297511 | Office | 0.0017229
Ceiling Fixture | Incandescent |  | Standard A Lamp | 1 | 75 | Office | 1297511 | Office | 0.0017229
Wall Mount | Incandescent |  | Mini base | 1 | 4 | Office | 1297511 | Office | 0.0017229
Wall Mount | Compact Fluorescent |  | Twist | 3 | 13 | Bathroom | 129771 | Bathroom | 0.0012318
Ceiling Fixture | Compact Fluorescent |  | Twist | 1 | 15 | Closet | 129772 | Closet | 0.0012318
Chandelier (Hanging) | Compact Fluorescent |  | Twist | 3 | 15 | Dining Room | 129773 | Dining Room | 0.0012318
Ceiling Fixture | Linear Fluorescent | 48 | T-12 | 2 | 40 | Garage | 129774 | Garage | 0.0012318
Recessed Can | Compact Fluorescent |  | Reflector | 1 | 22 | Kitchen | 129775 | Kitchen | 0.0012318
Wall Mount | Incandescent |  | Globe | 4 | 40 | Bathroom | 129776 | Bathroom | 0.0012318
Chandelier (Hanging) | Incandescent |  | Clear | 1 | 60 | Bedroom | 129777 | Bedroom | 0.0012318
Table | Incandescent |  | Standard A Lamp | 2 | 60 | Bedroom | 129777 | Bedroom | 0.0012318
Recessed Can | Incandescent |  | Reflector | 1 | 65 | Family Room | 129778 | Family Room | 0.0012318
Recessed Can | Incandescent |  | Reflector | 1 | 65 | Hall | 129779 | Hall | 0.0012318
Ceiling Fixture | Linear Fluorescent | 24 | T-5 | 1 | 16 | Office | 1297710 | Office | 0.0012318
Chandelier (Hanging) | Compact Fluorescent |  | Twist | 1 | 13 | Other | 1297711 | Other | 0.0012318
Table | Compact Fluorescent |  | A shape bulb | 4 | 13 | Living Room | 1297712 | Living Room | 0.0012318
Wall Mount | Compact Fluorescent |  | Twist | 3 | 13 | Bathroom | 1297713 | Bathroom | 0.0012318
Ceiling Fan | Incandescent |  | Clear | 4 | 25 | Master Bedroom | 1297714 | Master Bedroom | 0.0012318
Ceiling Fixture | Linear Fluorescent | 48 | T-12 | 2 | 40 | Other | 1297715 | Other | 0.0012318
Chandelier (Hanging) | Compact Fluorescent |  | Mini base | 5 | 7 | Hall | 1297716 | Hall | 0.0012318
Wall Mount | Compact Fluorescent |  | Twist | 3 | 15 | Bathroom | 129921 | Bathroom | 0.0012318
Wall Mount | Compact Fluorescent |  | Twist | 2 | 15 | Bathroom | 129922 | Bathroom | 0.0012318
Ceiling Fixture | Compact Fluorescent |  | Twist | 2 | 15 | Office | 129923 | Office | 0.0012318
Ceiling Fixture | Compact Fluorescent |  | Twist | 2 | 15 | Bedroom | 129924 | Bedroom | 0.0012318
Ceiling Fixture | Compact Fluorescent |  | Twist | 1 | 15 | Bedroom | 129925 | Bedroom | 0.0012318
Chandelier (Hanging) | Compact Fluorescent |  | Twist | 5 | 15 | Dining Room | 129926 | Dining Room | 0.0012318
Ceiling Fixture | Compact Fluorescent |  | Twist | 1 | 15 | Garage | 129927 | Garage | 0.0012318
Garage door opener | Incandescent |  | Standard A Lamp | 1 | 60 | Garage | 129927 | Garage | 0.0012318
Ceiling Fixture | Compact Fluorescent |  | Twist | 2 | 15 | Hall | 129928 | Hall | 0.0012318
Recessed Can | Compact Fluorescent |  | Twist | 1 | 15 | Hall | 129928 | Hall | 0.0012318
Recessed Can | Incandescent |  | Reflector | 1 | 65 | Hall | 129929 | Hall | 0.0012318
Chandelier (Hanging) | Compact Fluorescent |  | Twist | 2 | 15 | Kitchen | 1299210 | Kitchen | 0.0012318
Recessed Can | Compact Fluorescent |  | Twist | 1 | 15 | Kitchen | 1299210 | Kitchen | 0.0012318
Ceiling Fixture | Compact Fluorescent |  | Twist | 2 | 15 | Laundry Room | 1299211 | Laundry Room | 0.0012318
Torchiere | Halogen |  | Quartz Tube | 1 | 50 | Living Room | 1299212 | Living Room | 0.0012318
Recessed Can | Incandescent |  | Reflector | 1 | 65 | Bedroom | 1299213 | Bedroom | 0.0012318
Wall Mount | Incandescent |  | Standard A Lamp | 2 | 60 | Bedroom | 1299213 | Bedroom | 0.0012318
Ceiling Fixture | Compact Fluorescent |  | Twist | 2 | 15 | Master Bedroom | 1299214 | Master Bedroom | 0.0012318
Ceiling Fixture | Compact Fluorescent |  | Twist | 2 | 15 | Hall | 1299215 | Hall | 0.0012318
Chandelier (Hanging) | Incandescent |  | Decorative | 4 | 40 | Dining Room | 129941 | Dining Room | 0.0017229
Wall Mount | Incandescent |  | Standard A Lamp | 5 | 75 | Bathroom | 129942 | Bathroom | 0.0017229
Ceiling Fixture | Incandescent |  | Mini base | 4 | 60 | Bedroom | 129943 | Bedroom | 0.0017229
Ceiling Fixture | Incandescent |  | Standard A Lamp | 1 | 60 | Laundry Room | 129944 | Laundry Room | 0.0017229
Ceiling Fixture | Incandescent |  | Standard A Lamp | 1 | 60 | Laundry Room | 129945 | Laundry Room | 0.0017229
Ceiling Fixture | Incandescent |  | Standard A Lamp | 1 | 60 | Other | 129946 | Other | 0.0017229
Ceiling Fixture | Linear Fluorescent | 40 | Fluorescent Unknown | 2 | 32 | Other | 129946 | Other | 0.0017229
Ceiling Fixture | Compact Fluorescent |  | Flood | 1 | 15 | Other | 129946 | Other | 0.0017229
Ceiling Fixture | Compact Fluorescent |  | Flood | 1 | 15 | Other | 129946 | Other | 0.0017229
Ceiling Fixture | Incandescent |  | Standard A Lamp | 3 | 60 | Family Room | 129947 | Family Room | 0.0017229
Chandelier (Hanging) | Incandescent |  | Decorative | 4 | 40 | Family Room | 129947 | Family Room | 0.0017229
Ceiling Fixture | Incandescent |  | Standard A Lamp | 1 | 60 | Hall | 129948 | Hall | 0.0017229
Ceiling Fan | Compact Fluorescent |  | Twist | 2 | 15 | Kitchen | 129949 | Kitchen | 0.0017229
Recessed Can | Compact Fluorescent |  | Flood | 1 | 15 | Kitchen | 129949 | Kitchen | 0.0017229
Recessed Can | Compact Fluorescent |  | Flood | 1 | 22 | Kitchen | 129949 | Kitchen | 0.0017229
Chandelier (Hanging) | Incandescent |  | Decorative | 5 | 25 | Kitchen | 129949 | Kitchen | 0.0017229
Floor lamp | Incandescent |  | Standard A Lamp | 1 | 60 | Living Room | 1299410 | Living Room | 0.0017229
Ceiling Fixture | Incandescent |  | Standard A Lamp | 1 | 75 | Closet | 1299411 | Closet | 0.0017229
Wall Mount | Incandescent |  | Standard A Lamp | 1 | 75 | Bathroom | 1299412 | Bathroom | 0.0017229
Wall Mount | Compact Fluorescent |  | A shape bulb | 1 | 15 | Bathroom | 1299412 | Bathroom | 0.0017229
Wall Mount | Compact Fluorescent |  | A shape bulb | 1 | 15 | Bathroom | 1299412 | Bathroom | 0.0017229
Chandelier (Hanging) | Incandescent |  | Standard A Lamp | 2 | 75 | Master Bedroom | 1299413 | Master Bedroom | 0.0017229
Table | Incandescent |  | Standard A Lamp | 1 | 50 | Master Bedroom | 1299413 | Master Bedroom | 0.0017229
Ceiling Fixture | Incandescent |  | Mini base | 4 | 25 | Bathroom | 1299414 | Bathroom | 0.0017229
Ceiling Fixture | Incandescent |  | Standard A Lamp | 1 | 40 | Bathroom | 1299414 | Bathroom | 0.0017229
Low bay | Linear Fluorescent | 96 | T-12 | 2 | 60 | Other | 1299415 | Other | 0.0017229
Low bay | Linear Fluorescent | 48 | T-12 | 2 | 40 | Other | 1299415 | Other | 0.0017229
Ceiling Fixture | Incandescent |  | Globe | 1 | 75 | Other | 1299415 | Other | 0.0017229
Ceiling Fixture | Incandescent |  | Mini base | 4 | 60 | Hall | 1299416 | Hall | 0.0017229
Table | Incandescent |  | Standard A Lamp | 1 | 75 | Office | 1299417 | Office | 0.0017229
Floor lamp | Incandescent |  | 3-Way Incandescent | 1 | 200 | Office | 1299417 | Office | 0.0017229
Table | Incandescent |  | Standard A Lamp | 1 | 75 | Office | 1299417 | Office | 0.0017229
Ceiling Fixture | Incandescent |  | Standard A Lamp | 2 | 55 | Bathroom | 1299418 | Bathroom | 0.0017229
Ceiling Fixture | Incandescent |  | Standard A Lamp | 2 | 60 | Bedroom | 1299419 | Bedroom | 0.0017229
Ceiling Fixture | Incandescent |  | Standard A Lamp | 2 | 75 | Bedroom | 1299420 | Bedroom | 0.0017229
Ceiling Fixture | Incandescent |  | Standard A Lamp | 1 | 60 | Hall | 1299421 | Hall | 0.0017229
Chandelier (Hanging) | Incandescent |  | Standard A Lamp | 1 | 60 | Other | 1299422 | Other | 0.0017229
Ceiling Fixture | Compact Fluorescent |  | Twist | 2 | 15 | Bathroom | 130041 | Bathroom | 0.000364
Ceiling Fixture | Compact Fluorescent |  | Twist | 1 | 15 | Office | 130042 | Office | 0.000364
Floor lamp | Incandescent |  | Standard A Lamp | 1 | 100 | Office | 130042 | Office | 0.000364
Ceiling Fixture | Incandescent |  | Standard A Lamp | 1 | 40 | Closet | 130043 | Closet | 0.000364
Ceiling Fixture | Incandescent |  | Standard A Lamp | 1 | 75 | Other | 130044 | Other | 0.000364
Ceiling Fixture | Linear Fluorescent | 48 | T-4 | 2 | 32 | Other | 130044 | Other | 0.000364
Ceiling Fixture | Linear Fluorescent | 48 | T-12 | 2 | 40 | Other | 130044 | Other | 0.000364
Ceiling Fixture | Linear Fluorescent | 48 | T-12 | 2 | 40 | Garage | 130045 | Garage | 0.000364
Ceiling Fixture | Linear Fluorescent | 48 | T-8 | 2 | 32 | Garage | 130045 | Garage | 0.000364
Ceiling Fixture | Compact Fluorescent |  | Pin base | 1 | 15 | Bedroom | 130046 | Bedroom | 0.000364
Floor lamp | Compact Fluorescent |  | Pin base | 1 | 15 | Bedroom | 130046 | Bedroom | 0.000364
Chandelier (Hanging) | Incandescent |  | Decorative | 5 | 40 | Living Room | 130047 | Living Room | 0.000364
Ceiling Fixture | Compact Fluorescent |  | Twist | 2 | 15 | Kitchen | 130048 | Kitchen | 0.000364
Ceiling Fixture | Compact Fluorescent |  | A shape bulb | 1 | 15 | Kitchen | 130048 | Kitchen | 0.000364
Other | Incandescent |  | Standard A Lamp | 1 | 75 | Kitchen | 130048 | Kitchen | 0.000364
Ceiling Fixture | Compact Fluorescent |  | Twist | 1 | 15 | Bathroom | 130049 | Bathroom | 0.000364
Ceiling Fixture | Halogen |  | PAR | 3 | 50 | Hall | 1300410 | Hall | 0.000364
Ceiling Fixture | Compact Fluorescent |  | Twist | 1 | 15 | Bedroom | 1300411 | Bedroom | 0.000364
Table | Compact Fluorescent |  | A shape bulb | 1 | 15 | Bedroom | 1300411 | Bedroom | 0.000364
Ceiling Fixture | Incandescent |  | Standard A Lamp | 1 | 100 | Closet | 1300412 | Closet | 0.000364
Ceiling Fixture | Compact Fluorescent |  | Twist | 3 | 15 | Bedroom | 1300413 | Bedroom | 0.000364
Ceiling Fixture | Incandescent |  | Standard A Lamp | 1 | 60 | Other | 130111 | Other | 0.00029524
Ceiling Fixture | Compact Fluorescent |  | Twist | 1 | 15 | Other | 130111 | Other | 0.00029524
Ceiling Fixture | Compact Fluorescent |  | Twist | 2 | 15 | Bathroom | 130112 | Bathroom | 0.00029524
Wall Mount | Incandescent |  | Decorative | 1 | 5 | Bathroom | 130112 | Bathroom | 0.00029524
Ceiling Fixture | Incandescent |  | Clear | 2 | 40 | Bathroom | 130113 | Bathroom | 0.00029524
Ceiling Fixture | Incandescent |  | Clear | 1 | 40 | Bathroom | 130113 | Bathroom | 0.00029524
Wall Mount | Incandescent |  | Decorative | 3 | 25 | Bedroom | 130114 | Bedroom | 0.00029524
Wall Mount | Incandescent |  | Decorative | 1 | 25 | Bedroom | 130114 | Bedroom | 0.00029524
Wall Mount | Compact Fluorescent |  | Twist | 2 | 15 | Closet | 130115 | Closet | 0.00029524
Ceiling Fan | Incandescent |  | Standard A Lamp | 2 | 60 | Dining Room | 130116 | Dining Room | 0.00029524
Wall Mount | Incandescent |  | Decorative | 3 | 25 | Dining Room | 130116 | Dining Room | 0.00029524
Table | Incandescent |  | Standard A Lamp | 1 | 25 | Dining Room | 130116 | Dining Room | 0.00029524
Table | Incandescent |  | Standard A Lamp | 1 | 60 | Dining Room | 130116 | Dining Room | 0.00029524
Ceiling Fixture | Compact Fluorescent |  | Twist | 1 | 15 | Garage | 130117 | Garage | 0.00029524
Ceiling Fixture | Linear Fluorescent | 40 | T-12 | 2 | 32 | Garage | 130117 | Garage | 0.00029524
Ceiling Fixture | Compact Fluorescent |  | Twist | 1 | 15 | Kitchen | 130118 | Kitchen | 0.00029524
Ceiling Fixture | Compact Fluorescent |  | Twist | 2 | 15 | Kitchen | 130118 | Kitchen | 0.00029524
Ceiling Fan | Incandescent |  | Standard A Lamp | 2 | 60 | Living Room | 130119 | Living Room | 0.00029524
Torchiere | Compact Fluorescent |  | Twist | 1 | 15 | Living Room | 130119 | Living Room | 0.00029524
Ceiling Fan | Incandescent |  | Standard A Lamp | 2 | 60 | Office | 1301110 | Office | 0.00029524
Table | Incandescent |  | Standard A Lamp | 1 | 60 | Office | 1301110 | Office | 0.00029524
Ceiling Fan | Incandescent |  | Clear | 4 | 25 | Hall | 1301111 | Hall | 0.00029524
Ceiling Fixture | Compact Fluorescent |  | Twist | 1 | 15 | Bedroom | 1301112 | Bedroom | 0.00029524
Table | Incandescent |  | Standard A Lamp | 1 | 75 | Bedroom | 1301112 | Bedroom | 0.00029524
Table | Incandescent |  | Standard A Lamp | 1 | 25 | Bedroom | 1301112 | Bedroom | 0.00029524
Ceiling Fixture | Incandescent |  | Standard A Lamp | 1 | 60 | Other | 130171 | Other | 0.00049795
Ceiling Fixture | Linear Fluorescent | 48 | T-12 | 2 | 40 | Other | 130171 | Other | 0.00049795
Chandelier (Hanging) | Incandescent |  | Decorative | 4 | 40 | Bedroom | 130172 | Bedroom | 0.00049795
Table | Compact Fluorescent |  | Twist | 1 | 28 | Bedroom | 130172 | Bedroom | 0.00049795
Table | Incandescent |  | Standard A Lamp | 1 | 100 | Bedroom | 130172 | Bedroom | 0.00049795
Ceiling Fixture | Incandescent |  | Decorative | 1 | 40 | Bedroom | 130173 | Bedroom | 0.00049795
Wall Mount | Incandescent |  | 3-Way Incandescent | 1 | 75 | Bedroom | 130173 | Bedroom | 0.00049795
Chandelier (Hanging) | Incandescent |  | Decorative | 1 | 40 | Bedroom | 130174 | Bedroom | 0.00049795
Ceiling Fixture | Compact Fluorescent |  | Twist | 3 | 15 | Other | 130175 | Other | 0.00049795
Floor lamp | Incandescent |  | Standard A Lamp | 3 | 60 | Family Room | 130176 | Family Room | 0.00049795
Torchiere | Halogen |  | Quartz Tube | 1 | 150 | Family Room | 130176 | Family Room | 0.00049795
Chandelier (Hanging) | Incandescent |  | Decorative | 5 | 25 | Hall | 130177 | Hall | 0.00049795
Chandelier (Hanging) | Incandescent |  | Decorative | 4 | 25 | Kitchen | 130178 | Kitchen | 0.00049795
Ceiling Fixture | Compact Fluorescent |  | Twist | 1 | 15 | Kitchen | 130178 | Kitchen | 0.00049795
Wall Mount | Incandescent |  | Standard A Lamp | 1 | 100 | Bathroom | 130179 | Bathroom | 0.00049795
Ceiling Fixture | Incandescent |  | Heat Lamp | 1 | 75 | Bathroom | 130179 | Bathroom | 0.00049795
Chandelier (Hanging) | Incandescent |  | Decorative | 1 | 40 | Master Bedroom | 1301710 | Master Bedroom | 0.00049795
Wall Mount | Incandescent |  | Decorative | 2 | 40 | Master Bedroom | 1301710 | Master Bedroom | 0.00049795
Chandelier (Hanging) | Incandescent |  | Clear | 1 | 100 | Other | 1301711 | Other | 0.00049795
Wall Mount | Incandescent |  | Standard A Lamp | 1 | 100 | Other | 1301712 | Other | 0.00049795
Ceiling Fixture | Incandescent |  | Standard A Lamp | 1 | 60 | Other | 1301713 | Other | 0.00049795
Wall Mount | Incandescent |  | Decorative | 2 | 25 | Bathroom | 1301714 | Bathroom | 0.00049795
Wall Mount | Incandescent |  | Standard A Lamp | 1 | 150 | Closet | 1301715 | Closet | 0.00049795
Chandelier (Hanging) | Compact Fluorescent |  | Decorative | 3 | 7 | Dining Room | 1301716 | Dining Room | 0.00049795
Chandelier (Hanging) | Incandescent |  | Decorative | 1 | 40 | Hall | 1301717 | Hall | 0.00049795
Wall Mount | Incandescent |  | Decorative | 2 | 40 | Hall | 1301717 | Hall | 0.00049795
Ceiling Fixture | Incandescent |  | Standard A Lamp | 2 | 60 | Dining Room | 130191 | Dining Room | 0.0017229
Wall Mount | Compact Fluorescent |  | Globe | 4 | 15 | Bathroom | 130192 | Bathroom | 0.0017229
Ceiling Fixture | Compact Fluorescent |  | Twist | 2 | 15 | Bedroom | 130193 | Bedroom | 0.0017229
Ceiling Fixture | Compact Fluorescent |  | Straight Tube | 1 | 15 | Closet | 130194 | Closet | 0.0017229
Recessed Can | Incandescent |  | Reflector | 1 | 65 | Family Room | 130195 | Family Room | 0.0017229
Table | Incandescent |  | Standard A Lamp | 1 | 60 | Family Room | 130195 | Family Room | 0.0017229
Floor lamp | Incandescent |  | 3-Way Incandescent | 1 | 200 | Family Room | 130195 | Family Room | 0.0017229
Wall Mount | Incandescent |  | Standard A Lamp | 1 | 100 | Other | 130196 | Other | 0.0017229
Ceiling Fixture | Compact Fluorescent |  | Globe | 1 | 22 | Hall | 130197 | Hall | 0.0017229
Ceiling Fixture | Compact Fluorescent |  | Twist | 1 | 22 | Other | 130198 | Other | 0.0017229
Ceiling Fixture | Compact Fluorescent |  | Twist | 1 | 22 | Hall | 130199 | Hall | 0.0017229
Ceiling Fixture | Compact Fluorescent |  | Twist | 2 | 15 | Kitchen | 1301910 | Kitchen | 0.0017229
Ceiling Fixture | Linear Fluorescent | 48 | T-12 | 2 | 40 | Laundry Room | 1301911 | Laundry Room | 0.0017229
Recessed Can | Incandescent |  | Reflector | 1 | 75 | Living Room | 1301912 | Living Room | 0.0017229
Table | Incandescent |  | Standard A Lamp | 1 | 60 | Living Room | 1301912 | Living Room | 0.0017229
Table | Compact Fluorescent |  | Twist | 1 | 15 | Living Room | 1301912 | Living Room | 0.0017229
Wall Mount | Incandescent |  | Standard A Lamp | 4 | 60 | Bathroom | 1301913 | Bathroom | 0.0017229
Ceiling Fixture | Compact Fluorescent |  | Twist | 2 | 15 | Master Bedroom | 1301914 | Master Bedroom | 0.0017229
Table | Incandescent |  | Decorative | 1 | 40 | Master Bedroom | 1301914 | Master Bedroom | 0.0017229
Ceiling Fixture | Compact Fluorescent |  | Twist | 2 | 22 | Master Bedroom | 1301914 | Master Bedroom | 0.0017229
Chandelier (Hanging) | Compact Fluorescent |  | Twist | 3 | 15 | Hall | 1301915 | Hall | 0.0017229
Ceiling Fixture | Linear Fluorescent | 48 | T-12 | 2 | 40 | Other | 1301916 | Other | 0.0017229
Wall Mount | Incandescent |  | Standard A Lamp | 4 | 60 | Bathroom | 1301917 | Bathroom | 0.0017229
Ceiling Fixture | Compact Fluorescent |  | Twist | 2 | 22 | Bedroom | 1301918 | Bedroom | 0.0017229
Table | Incandescent |  | Standard A Lamp | 1 | 60 | Bedroom | 1301918 | Bedroom | 0.0017229
Ceiling Fixture | Compact Fluorescent |  | Twist | 2 | 15 | Bedroom | 1301919 | Bedroom | 0.0017229
Table | Incandescent |  | Standard A Lamp | 1 | 40 | Bedroom | 1301919 | Bedroom | 0.0017229
Ceiling Fan | Incandescent |  | Standard A Lamp | 1 | 60 | Bathroom | 130231 | Bathroom | 0.00049795
Wall Mount | Incandescent |  | Globe | 3 | 40 | Bathroom | 130231 | Bathroom | 0.00049795
Recessed Can | Incandescent |  | Reflector | 1 | 75 | Dining Room | 130232 | Dining Room | 0.00049795
Ceiling Fixture | Incandescent |  | Standard A Lamp | 1 | 60 | Hall | 130233 | Hall | 0.00049795
Recessed Can | Incandescent |  | Standard A Lamp | 1 | 75 | Kitchen | 130234 | Kitchen | 0.00049795
Other | Incandescent |  | Standard A Lamp | 1 | 60 | Kitchen | 130234 | Kitchen | 0.00049795
Ceiling Fixture | Incandescent |  | Clear | 1 | 60 | Laundry Room | 130235 | Laundry Room | 0.00049795
Recessed Can | Incandescent |  | Reflector | 1 | 75 | Living Room | 130236 | Living Room | 0.00049795
Other | Halogen |  | MR | 1 | 35 | Living Room | 130236 | Living Room | 0.00049795
Table | Incandescent |  | Standard A Lamp | 1 | 90 | Living Room | 130236 | Living Room | 0.00049795
Torchiere | Incandescent |  | Standard A Lamp | 1 | 75 | Living Room | 130236 | Living Room | 0.00049795
Ceiling Fixture | Incandescent |  | Standard A Lamp | 1 | 60 | Bathroom | 130237 | Bathroom | 0.00049795
Wall Mount | Incandescent |  | Decorative | 2 | 60 | Bathroom | 130237 | Bathroom | 0.00049795
Ceiling Fixture | Incandescent |  | Standard A Lamp | 2 | 60 | Master Bedroom | 130238 | Master Bedroom | 0.00049795
Table | Incandescent |  | Standard A Lamp | 1 | 60 | Master Bedroom | 130238 | Master Bedroom | 0.00049795
Table | Incandescent |  | Standard A Lamp | 1 | 75 | Master Bedroom | 130238 | Master Bedroom | 0.00049795
Ceiling Fixture | Incandescent |  | Standard A Lamp | 1 | 60 | Other | 130239 | Other | 0.00049795
Ceiling Fixture | Incandescent |  | Standard A Lamp | 2 | 60 | Other | 1302310 | Other | 0.00049795
Ceiling Fixture | Incandescent |  | Standard A Lamp | 1 | 60 | Hall | 1302311 | Hall | 0.00049795
Ceiling Fixture | Incandescent |  | Reflector | 1 | 75 | Bathroom | 130411 | Bathroom | 0.0012318
Wall Mount | Halogen |  | MR | 1 | 35 | Bathroom | 130411 | Bathroom | 0.0012318
Recessed - other | Incandescent |  | Reflector | 1 | 65 | Bathroom | 130411 | Bathroom | 0.0012318
Ceiling Fixture | Halogen |  | MR | 1 | 35 | Hall | 130412 | Hall | 0.0012318
Ceiling Fixture | Incandescent |  | Standard A Lamp | 2 | 60 | Other | 130413 | Other | 0.0012318
Track | Halogen |  | MR | 4 | 35 | Office | 130414 | Office | 0.0012318
Table | Compact Fluorescent |  | Twist | 1 | 19 | Office | 130414 | Office | 0.0012318
Table | Compact Fluorescent |  | 3-Way CFL | 1 | 19 | Bedroom | 130415 | Bedroom | 0.0012318
Ceiling Fixture | Halogen |  | MR | 1 | 50 | Bedroom | 130415 | Bedroom | 0.0012318
Wall Mount | Halogen |  | Quartz Tube | 3 | 50 | Bathroom | 130416 | Bathroom | 0.0012318
Ceiling Fixture | Halogen |  | Quartz Tube | 1 | 50 | Bedroom | 130417 | Bedroom | 0.0012318
Table | Incandescent |  | Standard A Lamp | 1 | 100 | Bedroom | 130417 | Bedroom | 0.0012318
Wall Mount | Halogen |  | MR | 3 | 35 | Bathroom | 130418 | Bathroom | 0.0012318
Ceiling Fixture | Incandescent |  | Reflector | 1 | 65 | Hall | 130419 | Hall | 0.0012318
Ceiling Fixture | Incandescent |  | Standard A Lamp | 1 | 65 | Other | 1304110 | Other | 0.0012318
Ceiling Fixture | Linear Fluorescent | 48 | T-12 | 2 | 40 | Garage | 1304111 | Garage | 0.0012318
Garage door opener | Incandescent |  | Standard A Lamp | 1 | 60 | Garage | 1304111 | Garage | 0.0012318
Track | Halogen |  | MR | 4 | 35 | Master Bedroom | 1304112 | Master Bedroom | 0.0012318
Wall Mount | Incandescent |  | 3-Way Incandescent | 2 | 100 | Master Bedroom | 1304112 | Master Bedroom | 0.0012318
Ceiling Fixture | Linear Fluorescent | 48 | T-8 | 4 | 32 | Other | 1304113 | Other | 0.0012318
Ceiling Fixture | Compact Fluorescent |  | Twist | 1 | 19 | Closet | 1304114 | Closet | 0.0012318
Recessed Can | Halogen |  | MR | 1 | 35 | Laundry Room | 1304115 | Laundry Room | 0.0012318
Ceiling Fixture | Incandescent |  | Reflector | 1 | 65 | Hall | 1304116 | Hall | 0.0012318
Ceiling Fixture | Halogen |  | MR | 1 | 35 | Kitchen | 1304117 | Kitchen | 0.0012318
Track | Halogen |  | MR | 4 | 35 | Kitchen | 1304117 | Kitchen | 0.0012318
Other | Halogen |  | MR | 2 | 12 | Kitchen | 1304117 | Kitchen | 0.0012318
Track | Halogen |  | MR | 3 | 35 | Living Room | 1304118 | Living Room | 0.0012318
Recessed Can | Halogen |  | MR | 1 | 35 | Living Room | 1304118 | Living Room | 0.0012318
Ceiling Fixture | Halogen |  | Quartz Tube | 1 | 50 | Other | 1304119 | Other | 0.0012318
Track | Halogen |  | MR | 4 | 35 | Living Room | 1304120 | Living Room | 0.0012318
Table | Incandescent |  | Standard A Lamp | 1 | 100 | Living Room | 1304120 | Living Room | 0.0012318
Table | Incandescent |  | Standard A Lamp | 1 | 60 | Living Room | 1304120 | Living Room | 0.0012318
Table | Compact Fluorescent |  | A shape bulb | 1 | 15 | Living Room | 130461 | Living Room | 0.000364
Ceiling Fixture | Incandescent |  | Standard A Lamp | 1 | 60 | Bedroom | 130462 | Bedroom | 0.000364
Wall Mount | Incandescent |  | Globe | 3 | 40 | Bathroom | 130463 | Bathroom | 0.000364
Ceiling Fixture | Incandescent |  | Standard A Lamp | 1 | 40 | Bathroom | 130463 | Bathroom | 0.000364
Table | Incandescent |  | 3-Way Incandescent | 1 | 75 | Master Bedroom | 130464 | Master Bedroom | 0.000364
Table | Incandescent |  | Standard A Lamp | 1 | 40 | Master Bedroom | 130464 | Master Bedroom | 0.000364
Ceiling Fixture | Compact Fluorescent |  | Twist | 1 | 15 | Family Room | 130465 | Family Room | 0.000364
Ceiling Fixture | Compact Fluorescent |  | Twist | 1 | 15 | Other | 130466 | Other | 0.000364
Ceiling Fixture | Incandescent |  | Standard A Lamp | 2 | 60 | Hall | 130467 | Hall | 0.000364
Ceiling Fan | Compact Fluorescent |  | A shape bulb | 2 | 15 | Dining Room | 130469 | Dining Room | 0.000364
Wall Mount | Incandescent |  | Standard A Lamp | 1 | 60 | Bedroom | 1304610 | Bedroom | 0.000364
Ceiling Fixture | Incandescent |  | Standard A Lamp | 1 | 40 | Closet | 1304611 | Closet | 0.000364
Wall Mount | Incandescent |  | Standard A Lamp | 2 | 40 | Office | 1304612 | Office | 0.000364
Table | Halogen |  | MR | 1 | 50 | Office | 1304612 | Office | 0.000364
Track | Halogen |  | PAR | 5 | 50 | Kitchen | 1304613 | Kitchen | 0.000364
Ceiling Fixture | Compact Fluorescent |  | A shape bulb | 2 | 15 | Bathroom | 1304614 | Bathroom | 0.000364
Wall Mount | Compact Fluorescent |  | A shape bulb | 3 | 15 | Bathroom | 1304614 | Bathroom | 0.000364
Ceiling Fixture | Compact Fluorescent |  | Twist | 2 | 15 | Hall | 1304615 | Hall | 0.000364
Ceiling Fixture | Compact Fluorescent |  | Twist | 1 | 23 | Other | 130511 | Other | 0.0012318
Table | Compact Fluorescent |  | Pin base | 1 | 13 | Other | 130511 | Other | 0.0012318
Ceiling Fixture | Compact Fluorescent |  | Twist | 2 | 13 | Office | 130512 | Office | 0.0012318
Table | Compact Fluorescent |  | Twist | 1 | 13 | Office | 130512 | Office | 0.0012318
Ceiling Fixture | Compact Fluorescent |  | Twist | 3 | 23 | Kitchen | 130513 | Kitchen | 0.0012318
Ceiling Fixture | Compact Fluorescent |  | Twist | 1 | 23 | Kitchen | 130513 | Kitchen | 0.0012318
Other | Compact Fluorescent |  | Twist | 1 | 13 | Kitchen | 130513 | Kitchen | 0.0012318
Table | Compact Fluorescent |  | Twist | 1 | 20 | Kitchen | 130513 | Kitchen | 0.0012318
Ceiling Fixture | Other |  | Other | 1 | 12 | Laundry Room | 130514 | Laundry Room | 0.0012318
Ceiling Fixture | Compact Fluorescent |  | Twist | 2 | 20 | Living Room | 130515 | Living Room | 0.0012318
Table | Compact Fluorescent |  | Twist | 1 | 13 | Living Room | 130515 | Living Room | 0.0012318
Floor lamp | Compact Fluorescent |  | Twist | 1 | 13 | Living Room | 130515 | Living Room | 0.0012318
Ceiling Fixture | Compact Fluorescent |  | Twist | 2 | 13 | Master Bedroom | 130516 | Master Bedroom | 0.0012318
Table | Compact Fluorescent |  | Twist | 1 | 13 | Master Bedroom | 130516 | Master Bedroom | 0.0012318
Wall Mount | Compact Fluorescent |  | Twist | 2 | 13 | Bathroom | 130517 | Bathroom | 0.0012318
Ceiling Fixture | Compact Fluorescent |  | Twist | 1 | 13 | Hall | 130518 | Hall | 0.0012318
Ceiling Fixture | Compact Fluorescent |  | Twist | 1 | 20 | Bedroom | 130519 | Bedroom | 0.0012318
Table | Compact Fluorescent |  | Twist | 1 | 13 | Bedroom | 130519 | Bedroom | 0.0012318
Table | Compact Fluorescent |  | Twist | 1 | 23 | Bedroom | 1305110 | Bedroom | 0.0012318
Wall Mount | Incandescent |  | Globe | 4 | 40 | Bathroom | 130551 | Bathroom | 0.0012318
Ceiling Fixture | Incandescent |  | Standard A Lamp | 1 | 60 | Bedroom | 130552 | Bedroom | 0.0012318
Ceiling Fixture | Incandescent |  | Standard A Lamp | 1 | 60 | Closet | 130553 | Closet | 0.0012318
Recessed Can | Incandescent |  | Reflector | 1 | 65 | Family Room | 130554 | Family Room | 0.0012318
Ceiling Fixture | Incandescent |  | Standard A Lamp | 2 | 60 | Hall | 130555 | Hall | 0.0012318
Wall Mount | Incandescent |  | Globe | 4 | 40 | Bathroom | 130556 | Bathroom | 0.0012318
Ceiling Fixture | Incandescent |  | Standard A Lamp | 1 | 60 | Bedroom | 130557 | Bedroom | 0.0012318
Ceiling Fixture | Incandescent |  | Standard A Lamp | 1 | 60 | Bedroom | 130558 | Bedroom | 0.0012318
Chandelier (Hanging) | Incandescent |  | Globe | 1 | 100 | Dining Room | 130559 | Dining Room | 0.0012318
Ceiling Fixture | Compact Fluorescent |  | Twist | 1 | 15 | Hall | 1305510 | Hall | 0.0012318
Recessed Can | Incandescent |  | Reflector | 1 | 65 | Kitchen | 1305511 | Kitchen | 0.0012318
Ceiling Fixture | Incandescent |  | Standard A Lamp | 1 | 60 | Laundry Room | 1305512 | Laundry Room | 0.0012318
Floor lamp | Incandescent |  | Standard A Lamp | 1 | 100 | Living Room | 1305513 | Living Room | 0.0012318
Table | Compact Fluorescent |  | Twist | 1 | 22 | Living Room | 1305513 | Living Room | 0.0012318
Wall Mount | Halogen |  | Quartz Tube | 4 | 50 | Bathroom | 1305514 | Bathroom | 0.0012318
Ceiling Fan | Compact Fluorescent |  | Twist | 3 | 15 | Bedroom | 1305515 | Bedroom | 0.0012318
Chandelier (Hanging) | Incandescent |  | Standard A Lamp | 4 | 60 | Hall | 1305516 | Hall | 0.0012318
Wall Mount | Incandescent |  | Globe | 6 | 40 | Bathroom | 130941 | Bathroom | 0.0012318
Recessed Can | Incandescent |  | Reflector | 1 | 65 | Bedroom | 130942 | Bedroom | 0.0012318
Table | Compact Fluorescent |  | Twist | 1 | 15 | Bedroom | 130942 | Bedroom | 0.0012318
Recessed Can | Incandescent |  | Reflector | 1 | 65 | Family Room | 130943 | Family Room | 0.0012318
Ceiling Fixture | Compact Fluorescent |  | Twist | 1 | 15 | Closet | 130944 | Closet | 0.0012318
Recessed Can | Compact Fluorescent |  | Reflector | 1 | 22 | Bedroom | 130945 | Bedroom | 0.0012318
Recessed Can | Compact Fluorescent |  | Reflector | 1 | 22 | Bedroom | 130946 | Bedroom | 0.0012318
Recessed Can | Compact Fluorescent |  | Reflector | 1 | 22 | Closet | 130947 | Closet | 0.0012318
Chandelier (Hanging) | Incandescent |  | Mini base | 6 | 40 | Dining Room | 130948 | Dining Room | 0.0012318
Ceiling Fixture | Linear Fluorescent | 48 | T-12 | 2 | 40 | Garage | 130949 | Garage | 0.0012318
Garage door opener | Incandescent |  | Standard A Lamp | 1 | 60 | Garage | 130949 | Garage | 0.0012318
Recessed Can | Incandescent |  | Reflector | 1 | 65 | Hall | 1309410 | Hall | 0.0012318
Recessed Can | Compact Fluorescent |  | Reflector | 1 | 22 | Kitchen | 1309411 | Kitchen | 0.0012318
Ceiling Fixture | Incandescent |  | Standard A Lamp | 1 | 60 | Laundry Room | 1309412 | Laundry Room | 0.0012318
Floor lamp | Compact Fluorescent |  | Mini base | 3 | 7 | Living Room | 1309413 | Living Room | 0.0012318
Wall Mount | Compact Fluorescent |  | Globe | 6 | 15 | Bathroom | 1309414 | Bathroom | 0.0012318
Table | Incandescent |  | Decorative | 1 | 25 | Master Bedroom | 1309415 | Master Bedroom | 0.0012318
Recessed Can | Incandescent |  | Reflector | 1 | 65 | Hall | 1309416 | Hall | 0.0012318
Ceiling Fan | Compact Fluorescent |  | Twist | 1 | 15 | Bedroom | 131131 | Bedroom | 0.000364
Ceiling Fan | Compact Fluorescent |  | Twist | 1 | 15 | Bedroom | 131132 | Bedroom | 0.000364
Ceiling Fan | Compact Fluorescent |  | Twist | 2 | 15 | Dining Room | 131133 | Dining Room | 0.000364
Ceiling Fixture | Compact Fluorescent |  | Twist | 1 | 22 | Garage | 131134 | Garage | 0.000364
Garage door opener | Incandescent |  | Standard A Lamp | 1 | 60 | Garage | 131134 | Garage | 0.000364
Ceiling Fixture | Compact Fluorescent |  | Twist | 1 | 15 | Hall | 131135 | Hall | 0.000364
Ceiling Fixture | Compact Fluorescent |  | Twist | 2 | 15 | Hall | 131136 | Hall | 0.000364
Recessed Can | Compact Fluorescent |  | Reflector | 1 | 22 | Kitchen | 131137 | Kitchen | 0.000364
Ceiling Fan | Compact Fluorescent |  | Twist | 1 | 15 | Family Room | 131138 | Family Room | 0.000364
Table | Compact Fluorescent |  | Twist | 1 | 15 | Living Room | 131139 | Living Room | 0.000364
Ceiling Fixture | Compact Fluorescent |  | Twist | 1 | 22 | Bathroom | 1311310 | Bathroom | 0.000364
Recessed - other | Incandescent |  | Heat Lamp | 1 | 250 | Bathroom | 1311310 | Bathroom | 0.000364
Ceiling Fan | Compact Fluorescent |  | Twist | 1 | 15 | Master Bedroom | 1311311 | Master Bedroom | 0.000364
Ceiling Fixture | Compact Fluorescent |  | Twist | 1 | 15 | Hall | 1311312 | Hall | 0.000364
Wall Mount | Compact Fluorescent |  | Globe | 4 | 13 | Bathroom | 1311313 | Bathroom | 0.000364
Recessed Can | Incandescent |  | Reflector | 1 | 65 | Living Room | 131271 | Living Room | 0.0012318
Ceiling Fixture | Incandescent |  | Standard A Lamp | 1 | 60 | Bedroom | 131272 | Bedroom | 0.0012318
Torchiere | Incandescent |  | Standard A Lamp | 2 | 60 | Bedroom | 131272 | Bedroom | 0.0012318
Wall Mount | Incandescent |  | Standard A Lamp | 3 | 100 | Bathroom | 131273 | Bathroom | 0.0012318
Ceiling Fixture | Incandescent |  | Standard A Lamp | 1 | 60 | Closet | 131274 | Closet | 0.0012318
Ceiling Fixture | Incandescent |  | Standard A Lamp | 1 | 60 | Garage | 131275 | Garage | 0.0012318
Recessed Can | Incandescent |  | Reflector | 1 | 65 | Kitchen | 131276 | Kitchen | 0.0012318
Wall Mount | Incandescent |  | Globe | 2 | 60 | Bathroom | 131277 | Bathroom | 0.0012318
Recessed Can | Incandescent |  | Reflector | 1 | 65 | Hall | 131278 | Hall | 0.0012318
Wall Mount | Incandescent |  | Clear | 1 | 25 | Hall | 131278 | Hall | 0.0012318
Ceiling Fixture | Incandescent |  | Standard A Lamp | 1 | 60 | Family Room | 131279 | Family Room | 0.0012318
Ceiling Fixture | Incandescent |  | Standard A Lamp | 1 | 60 | Bedroom | 1312710 | Bedroom | 0.0012318
Wall Mount | Incandescent |  | Globe | 1 | 40 | Bathroom | 1312711 | Bathroom | 0.0012318
Wall Mount | Linear Fluorescent | 48 | T-12 | 1 | 40 | Laundry Room | 1312712 | Laundry Room | 0.0012318
Ceiling Fixture | Incandescent |  | Standard A Lamp | 1 | 60 | Hall | 1312713 | Hall | 0.0012318
Recessed Can | Incandescent |  | Reflector | 1 | 90 | Living Room | 131291 | Living Room | 0.0012318
Table | Compact Fluorescent |  | Twist | 2 | 15 | Living Room | 131291 | Living Room | 0.0012318
Floor lamp | Compact Fluorescent |  | Twist | 1 | 22 | Living Room | 131291 | Living Room | 0.0012318
Ceiling Fixture | Compact Fluorescent |  | Twist | 1 | 15 | Laundry Room | 131292 | Laundry Room | 0.0012318
Recessed Can | Incandescent |  | Reflector | 1 | 65 | Bedroom | 131293 | Bedroom | 0.0012318
Other | Incandescent |  | Mini base | 1 | 40 | Bedroom | 131293 | Bedroom | 0.0012318
Recessed Can | Incandescent |  | Reflector | 1 | 65 | Bedroom | 131294 | Bedroom | 0.0012318
Table | Halogen |  | PAR | 1 | 50 | Bedroom | 131294 | Bedroom | 0.0012318
Wall Mount | Linear Fluorescent | 48 | T-12 | 1 | 40 | Bathroom | 131295 | Bathroom | 0.0012318
Ceiling Fixture | Compact Fluorescent |  | Twist | 1 | 15 | Bathroom | 131295 | Bathroom | 0.0012318
Recessed Can | Incandescent |  | Reflector | 1 | 65 | Family Room | 131296 | Family Room | 0.0012318
Ceiling Fixture | Compact Fluorescent |  | Twist | 1 | 15 | Family Room | 131296 | Family Room | 0.0012318
Ceiling Fixture | Compact Fluorescent |  | Twist | 1 | 22 | Garage | 131297 | Garage | 0.0012318
Garage door opener | Incandescent |  | Standard A Lamp | 2 | 40 | Garage | 131297 | Garage | 0.0012318
Ceiling Fixture | Compact Fluorescent |  | Twist | 1 | 15 | Bedroom | 131298 | Bedroom | 0.0012318
Ceiling Fixture | Compact Fluorescent |  | Twist | 1 | 15 | Closet | 131299 | Closet | 0.0012318
Ceiling Fixture | Linear Fluorescent | 48 | T-12 | 2 | 40 | Office | 1312910 | Office | 0.0012318
Recessed Can | Compact Fluorescent |  | Reflector | 1 | 22 | Master Bedroom | 1312911 | Master Bedroom | 0.0012318
Floor lamp | Compact Fluorescent |  | Twist | 1 | 15 | Master Bedroom | 1312911 | Master Bedroom | 0.0012318
Floor lamp | Halogen |  | MR | 1 | 50 | Master Bedroom | 1312911 | Master Bedroom | 0.0012318
Recessed Can | Incandescent |  | Reflector | 1 | 65 | Dining Room | 1312912 | Dining Room | 0.0012318
Recessed Can | Compact Fluorescent |  | Reflector | 1 | 22 | Bathroom | 1312913 | Bathroom | 0.0012318
Ceiling Fixture | Compact Fluorescent |  | Twist | 1 | 15 | Bathroom | 1312913 | Bathroom | 0.0012318
Ceiling Fixture | Linear Fluorescent | 48 | T-12 | 2 | 40 | Closet | 1312914 | Closet | 0.0012318
Recessed Can | Incandescent |  | Reflector | 1 | 65 | Hall | 1312915 | Hall | 0.0012318
Table | Compact Fluorescent |  | Twist | 1 | 15 | Bathroom | 1312916 | Bathroom | 0.0012318
Recessed Can | Incandescent |  | Reflector | 1 | 65 | Bedroom | 1312918 | Bedroom | 0.0012318
Recessed Can | Incandescent |  | Reflector | 1 | 60 | Bathroom | 1312919 | Bathroom | 0.0012318
Recessed Can | Incandescent |  | Reflector | 1 | 65 | Kitchen | 1312920 | Kitchen | 0.0012318
Ceiling Fixture | Compact Fluorescent |  | Twist | 1 | 15 | Hall | 1312921 | Hall | 0.0012318
Ceiling Fixture | Incandescent |  | Standard A Lamp | 1 | 57 | Bathroom | 131311 | Bathroom | 0.000364
Recessed Can | Compact Fluorescent |  | Twist | 1 | 13 | Bathroom | 131312 | Bathroom | 0.000364
Wall Mount | Compact Fluorescent |  | Twist | 1 | 23 | Bathroom | 131312 | Bathroom | 0.000364
Ceiling Fan | Incandescent |  | Standard A Lamp | 1 | 60 | Bedroom | 131313 | Bedroom | 0.000364
Table | Compact Fluorescent |  | Twist | 1 | 13 | Bedroom | 131313 | Bedroom | 0.000364
Table | Incandescent |  | 3-Way Incandescent | 1 | 100 | Bedroom | 131313 | Bedroom | 0.000364
Ceiling Fixture | Compact Fluorescent |  | Twist | 3 | 13 | Bedroom | 131314 | Bedroom | 0.000364
Ceiling Fixture | Compact Fluorescent |  | Twist | 1 | 13 | Closet | 131315 | Closet | 0.000364
Recessed Can | Incandescent |  | Reflector | 1 | 65 | Family Room | 131316 | Family Room | 0.000364
Torchiere | Incandescent |  | Standard A Lamp | 1 | 100 | Family Room | 131316 | Family Room | 0.000364
Ceiling Fixture | Linear Fluorescent | 48 | T-12 | 2 | 40 | Garage | 131317 | Garage | 0.000364
Ceiling Fixture | Compact Fluorescent |  | Twist | 1 | 13 | Garage | 131317 | Garage | 0.000364
Garage door opener | Incandescent |  | Standard A Lamp | 1 | 60 | Garage | 131317 | Garage | 0.000364
Ceiling Fixture | Compact Fluorescent |  | Twist | 2 | 13 | Hall | 131318 | Hall | 0.000364
Ceiling Fixture | Linear Fluorescent | 48 | T-12 | 4 | 40 | Kitchen | 131319 | Kitchen | 0.000364
Other | Incandescent |  | Standard A Lamp | 1 | 60 | Kitchen | 131319 | Kitchen | 0.000364
Ceiling Fixture | Incandescent |  | Standard A Lamp | 2 | 100 | Kitchen | 131319 | Kitchen | 0.000364
Ceiling Fixture | Incandescent |  | Standard A Lamp | 2 | 57 | Kitchen | 131319 | Kitchen | 0.000364
Ceiling Fixture | Incandescent |  | Standard A Lamp | 1 | 57 | Laundry Room | 1313110 | Laundry Room | 0.000364
Recessed Can | Incandescent |  | Reflector | 1 | 65 | Living Room | 1313111 | Living Room | 0.000364
Floor lamp | Compact Fluorescent |  | Twist | 1 | 13 | Living Room | 1313111 | Living Room | 0.000364
Table | Compact Fluorescent |  | Twist | 1 | 13 | Living Room | 1313111 | Living Room | 0.000364
Wall Mount | Compact Fluorescent |  | Twist | 1 | 23 | Living Room | 1313111 | Living Room | 0.000364
Ceiling Fixture | Compact Fluorescent |  | Twist | 1 | 23 | Office | 1313112 | Office | 0.000364
Floor lamp | Incandescent |  | Standard A Lamp | 1 | 100 | Office | 1313112 | Office | 0.000364
Table | Compact Fluorescent |  | Twist | 1 | 13 | Office | 1313112 | Office | 0.000364
Wall Mount | Incandescent |  | Standard A Lamp | 3 | 60 | Bathroom | 131411 | Bathroom | 0.0012318
Ceiling Fixture | Incandescent |  | Decorative | 3 | 40 | Bathroom | 131412 | Bathroom | 0.0012318
Wall Mount | Incandescent |  | Globe | 2 | 40 | Bathroom | 131412 | Bathroom | 0.0012318
Ceiling Fan | Incandescent |  | Decorative | 3 | 40 | Bedroom | 131413 | Bedroom | 0.0012318
Table | Incandescent |  | Decorative | 2 | 40 | Bedroom | 131413 | Bedroom | 0.0012318
Ceiling Fixture | Incandescent |  | Mini base | 2 | 40 | Hall | 131414 | Hall | 0.0012318
Ceiling Fan | Incandescent |  | Decorative | 3 | 40 | Other | 131415 | Other | 0.0012318
Ceiling Fixture | Incandescent |  | Decorative | 3 | 40 | Other | 131415 | Other | 0.0012318
Table | Compact Fluorescent |  | Twist | 1 | 15 | Living Room | 131416 | Living Room | 0.0012318
Floor lamp | Compact Fluorescent |  | Twist | 4 | 22 | Living Room | 131416 | Living Room | 0.0012318
Ceiling Fixture | Compact Fluorescent |  | Twist | 1 | 13 | Garage | 131417 | Garage | 0.0012318
Garage door opener | Incandescent |  | Standard A Lamp | 2 | 60 | Garage | 131417 | Garage | 0.0012318
Ceiling Fixture | Incandescent |  | Mini base | 2 | 40 | Hall | 131418 | Hall | 0.0012318
Ceiling Fixture | Incandescent |  | Mini base | 3 | 40 | Hall | 131419 | Hall | 0.0012318
Recessed Can | Compact Fluorescent |  | Flood | 1 | 13 | Kitchen | 1314110 | Kitchen | 0.0012318
Ceiling Fixture | Compact Fluorescent |  | Twist | 2 | 13 | Kitchen | 1314110 | Kitchen | 0.0012318
Chandelier (Hanging) | Compact Fluorescent |  | Twist | 7 | 22 | Kitchen | 1314110 | Kitchen | 0.0012318
Track | Compact Fluorescent |  | Twist | 3 | 13 | Laundry Room | 1314111 | Laundry Room | 0.0012318
Wall Mount | Compact Fluorescent |  | A shape bulb | 1 | 15 | Laundry Room | 1314111 | Laundry Room | 0.0012318
Ceiling Fixture | Compact Fluorescent |  | Twist | 1 | 13 | Closet | 1314112 | Closet | 0.0012318
Ceiling Fan | Incandescent |  | Standard A Lamp | 2 | 60 | Master Bedroom | 1314113 | Master Bedroom | 0.0012318
Wall Mount | Compact Fluorescent |  | Twist | 3 | 15 | Master Bedroom | 1314113 | Master Bedroom | 0.0012318
Floor lamp | Incandescent |  | Standard A Lamp | 1 | 100 | Master Bedroom | 1314113 | Master Bedroom | 0.0012318
Recessed Can | Other |  | LED Interior | 1 | 15 | Bathroom | 1314114 | Bathroom | 0.0012318
Wall Mount | Compact Fluorescent |  | Twist | 1 | 13 | Bathroom | 1314114 | Bathroom | 0.0012318
Wall Mount | Incandescent |  | Globe | 1 | 60 | Bathroom | 131541 | Bathroom | 0.0012318
Wall Mount | Incandescent |  | Globe | 4 | 60 | Bathroom | 131542 | Bathroom | 0.0012318
Ceiling Fixture | Incandescent |  | Standard A Lamp | 2 | 60 | Bedroom | 131543 | Bedroom | 0.0012318
Table | Compact Fluorescent |  | Twist | 1 | 15 | Bedroom | 131543 | Bedroom | 0.0012318
Table | Incandescent |  | Standard A Lamp | 1 | 40 | Bedroom | 131543 | Bedroom | 0.0012318
Ceiling Fixture | Compact Fluorescent |  | Twist | 2 | 15 | Bedroom | 131544 | Bedroom | 0.0012318
Garage door opener | Incandescent |  | Standard A Lamp | 2 | 60 | Garage | 131545 | Garage | 0.0012318
Ceiling Fixture | Linear Fluorescent | 48 | T-12 | 2 | 40 | Garage | 131545 | Garage | 0.0012318
Ceiling Fixture | Compact Fluorescent |  | Twist | 1 | 15 | Garage | 131545 | Garage | 0.0012318
Ceiling Fixture | Incandescent |  | Standard A Lamp | 1 | 60 | Hall | 131546 | Hall | 0.0012318
Ceiling Fixture | Compact Fluorescent |  | Twist | 1 | 15 | Kitchen | 131547 | Kitchen | 0.0012318
Ceiling Fixture | Compact Fluorescent |  | Twist | 2 | 15 | Kitchen | 131547 | Kitchen | 0.0012318
Ceiling Fixture | Compact Fluorescent |  | Twist | 2 | 15 | Living Room | 131548 | Living Room | 0.0012318
Torchiere | Incandescent |  | Standard A Lamp | 1 | 60 | Living Room | 131548 | Living Room | 0.0012318
Ceiling Fixture | Incandescent |  | Standard A Lamp | 2 | 60 | Master Bedroom | 131549 | Master Bedroom | 0.0012318
Table | Incandescent |  | Standard A Lamp | 1 | 60 | Master Bedroom | 131549 | Master Bedroom | 0.0012318
Ceiling Fixture | Incandescent |  | Standard A Lamp | 2 | 60 | Dining Room | 1315410 | Dining Room | 0.0012318
Floor lamp | Compact Fluorescent |  | Twist | 1 | 15 | Family Room | 1315411 | Family Room | 0.0012318
Table | Compact Fluorescent |  | Twist | 1 | 15 | Family Room | 1315411 | Family Room | 0.0012318
Ceiling Fixture | Compact Fluorescent |  | Twist | 1 | 24 | Other | 1315412 | Other | 0.0012318
Wall Mount | Incandescent |  | Decorative | 3 | 40 | Bathroom | 131651 | Bathroom | 0.0012318
Wall Mount | Compact Fluorescent |  | A shape bulb | 5 | 15 | Bathroom | 131652 | Bathroom | 0.0012318
Ceiling Fixture | Compact Fluorescent |  | Twist | 2 | 15 | Bedroom | 131653 | Bedroom | 0.0012318
Track | Halogen |  | MR | 3 | 50 | Bedroom | 131654 | Bedroom | 0.0012318
Ceiling Fixture | Incandescent |  | Standard A Lamp | 1 | 60 | Closet | 131655 | Closet | 0.0012318
Chandelier (Hanging) | Incandescent |  | Mini base | 6 | 25 | Garage | 131656 | Garage | 0.0012318
Ceiling Fixture | Compact Fluorescent |  | Twist | 2 | 15 | Family Room | 131657 | Family Room | 0.0012318
Ceiling Fixture | Linear Fluorescent | 48 | T-8 | 2 | 30 | Garage | 131658 | Garage | 0.0012318
Garage door opener | Incandescent |  | Standard A Lamp | 2 | 60 | Garage | 131658 | Garage | 0.0012318
Ceiling Fixture | Compact Fluorescent |  | Globe | 1 | 15 | Hall | 131659 | Hall | 0.0012318
Recessed - other | Linear Fluorescent | 48 | T-8 | 2 | 32 | Kitchen | 1316510 | Kitchen | 0.0012318
Ceiling Fixture | Compact Fluorescent |  | Twist | 1 | 15 | Laundry Room | 1316511 | Laundry Room | 0.0012318
Table | Incandescent |  | 3-Way Incandescent | 1 | 150 | Living Room | 1316512 | Living Room | 0.0012318
Wall Mount | Compact Fluorescent |  | Twist | 3 | 15 | Bathroom | 1316513 | Bathroom | 0.0012318
Table | Incandescent |  | 3-Way Incandescent | 1 | 150 | Master Bedroom | 1316514 | Master Bedroom | 0.0012318
Track | Halogen |  | MR | 7 | 50 | Master Bedroom | 1316514 | Master Bedroom | 0.0012318
Chandelier (Hanging) | Incandescent |  | Standard A Lamp | 5 | 60 | Dining Room | 1316515 | Dining Room | 0.0012318
Track | Compact Fluorescent |  | Twist | 3 | 22 | Office | 1316516 | Office | 0.0012318
Wall Mount | Compact Fluorescent |  | Twist | 4 | 22 | Bathroom | 131661 | Bathroom | 0.00037892
Ceiling Fixture | Linear Fluorescent | 48 | T-12 | 2 | 34 | Other | 131662 | Other | 0.00037892
Floor lamp | Incandescent |  | Standard A Lamp | 1 | 60 | Other | 131662 | Other | 0.00037892
Ceiling Fixture | Incandescent |  | Standard A Lamp | 1 | 60 | Other | 131662 | Other | 0.00037892
Wall Mount | Incandescent |  | Globe | 3 | 40 | Other | 131662 | Other | 0.00037892
Ceiling Fan | Incandescent |  | Decorative | 4 | 40 | Dining Room | 131663 | Dining Room | 0.00037892
Chandelier (Hanging) | Incandescent |  | Decorative | 4 | 40 | Hall | 131664 | Hall | 0.00037892
Ceiling Fixture | Incandescent |  | Standard A Lamp | 2 | 60 | Kitchen | 131665 | Kitchen | 0.00037892
Chandelier (Hanging) | Incandescent |  | Standard A Lamp | 1 | 60 | Kitchen | 131665 | Kitchen | 0.00037892
Ceiling Fixture | Incandescent |  | Decorative | 3 | 40 | Living Room | 131666 | Living Room | 0.00037892
Table | Compact Fluorescent |  | Twist | 1 | 22 | Living Room | 131666 | Living Room | 0.00037892
Ceiling Fixture | Incandescent |  | Standard A Lamp | 2 | 60 | Other | 131667 | Other | 0.00037892
Table | Compact Fluorescent |  | Twist | 1 | 15 | Other | 131667 | Other | 0.00037892
Wall Mount | Compact Fluorescent |  | Twist | 3 | 22 | Bathroom | 131668 | Bathroom | 0.00037892
Ceiling Fixture | Incandescent |  | Standard A Lamp | 2 | 22 | Bedroom | 131669 | Bedroom | 0.00037892
Ceiling Fixture | Compact Fluorescent |  | Twist | 1 | 22 | Closet | 1316610 | Closet | 0.00037892
Wall Mount | Compact Fluorescent |  | Twist | 2 | 22 | Bathroom | 1316611 | Bathroom | 0.00037892
Recessed Can | Incandescent |  | Standard A Lamp | 1 | 60 | Bathroom | 1316611 | Bathroom | 0.00037892
Ceiling Fixture | Compact Fluorescent |  | Twist | 2 | 22 | Master Bedroom | 1316612 | Master Bedroom | 0.00037892
Recessed Can | Halogen |  | MR | 1 | 50 | Master Bedroom | 1316612 | Master Bedroom | 0.00037892
Ceiling Fixture | Incandescent |  | Standard A Lamp | 3 | 60 | Bedroom | 131691 | Bedroom | 0.00028601
Wall Mount | Incandescent |  | Globe | 6 | 40 | Bathroom | 131692 | Bathroom | 0.00028601
Ceiling Fixture | Incandescent |  | Standard A Lamp | 1 | 60 | Bathroom | 131692 | Bathroom | 0.00028601
Ceiling Fixture | Incandescent |  | Standard A Lamp | 3 | 60 | Bedroom | 131693 | Bedroom | 0.00028601
Table | Incandescent |  | Standard A Lamp | 1 | 60 | Bedroom | 131693 | Bedroom | 0.00028601
Wall Mount | Compact Fluorescent |  | Twist | 3 | 22 | Bathroom | 131694 | Bathroom | 0.00028601
Wall Mount | Incandescent |  | Standard A Lamp | 1 | 100 | Closet | 131695 | Closet | 0.00028601
Ceiling Fixture | Linear Fluorescent | 48 | T-12 | 2 | 40 | Kitchen | 131696 | Kitchen | 0.00028601
Track | Halogen |  | PAR | 4 | 60 | Living Room | 131697 | Living Room | 0.00028601
Ceiling Fixture | Incandescent |  | Mini base | 2 | 25 | Living Room | 131697 | Living Room | 0.00028601
Floor lamp | Incandescent |  | Standard A Lamp | 1 | 60 | Living Room | 131697 | Living Room | 0.00028601
Ceiling Fixture | Incandescent |  | Mini base | 3 | 25 | Living Room | 131698 | Living Room | 0.00028601
Chandelier (Hanging) | Incandescent |  | Mini base | 4 | 40 | Living Room | 131698 | Living Room | 0.00028601
Ceiling Fixture | Incandescent |  | Standard A Lamp | 1 | 60 | Living Room | 131698 | Living Room | 0.00028601
Ceiling Fixture | Compact Fluorescent |  | Twist | 4 | 28 | Dining Room | 131699 | Dining Room | 0.00028601
Table | Incandescent |  | Standard A Lamp | 1 | 60 | Dining Room | 131699 | Dining Room | 0.00028601
Ceiling Fixture | Linear Fluorescent | 48 | T-12 | 2 | 40 | Garage | 1316910 | Garage | 0.00028601
Garage door opener | Incandescent |  | Standard A Lamp | 2 | 40 | Garage | 1316910 | Garage | 0.00028601
Ceiling Fixture | Incandescent |  | Standard A Lamp | 1 | 60 | Hall | 1316911 | Hall | 0.00028601
Ceiling Fixture | Compact Fluorescent |  | Twist | 1 | 28 | Hall | 1316911 | Hall | 0.00028601
Ceiling Fixture | Incandescent |  | Standard A Lamp | 1 | 60 | Closet | 1316912 | Closet | 0.00028601
Ceiling Fixture | Linear Fluorescent | 48 | T-12 | 2 | 40 | Kitchen | 1316913 | Kitchen | 0.00028601
Track | Incandescent |  | Mini base | 6 | 60 | Kitchen | 1316913 | Kitchen | 0.00028601
Ceiling Fan | Incandescent |  | Standard A Lamp | 1 | 60 | Living Room | 1316914 | Living Room | 0.00028601
Ceiling Fan | Incandescent |  | Globe | 3 | 60 | Living Room | 1316914 | Living Room | 0.00028601
Wall Mount | Incandescent |  | Globe | 8 | 40 | Bathroom | 1316915 | Bathroom | 0.00028601
Table | Incandescent |  | Standard A Lamp | 1 | 60 | Bedroom | 1316916 | Bedroom | 0.00028601
Ceiling Fixture | Incandescent |  | Standard A Lamp | 1 | 40 | Hall | 1316917 | Hall | 0.00028601
Ceiling Fixture | Compact Fluorescent |  | Twist | 1 | 28 | Closet | 1316918 | Closet | 0.00028601
Ceiling Fixture | Incandescent |  | Standard A Lamp | 1 | 40 | Other | 131881 | Other | 0.00037892
Ceiling Fixture | Compact Fluorescent |  | Twist | 2 | 15 | Bedroom | 131882 | Bedroom | 0.00037892
Ceiling Fixture | Compact Fluorescent |  | Twist | 1 | 15 | Bedroom | 131883 | Bedroom | 0.00037892
Table | Incandescent |  | Standard A Lamp | 1 | 60 | Bedroom | 131883 | Bedroom | 0.00037892
Ceiling Fixture | Compact Fluorescent |  | Twist | 1 | 15 | Office | 131884 | Office | 0.00037892
Wall Mount | Compact Fluorescent |  | Twist | 3 | 15 | Bathroom | 131885 | Bathroom | 0.00037892
Ceiling Fixture | Compact Fluorescent |  | Twist | 1 | 15 | Bedroom | 131886 | Bedroom | 0.00037892
Chandelier (Hanging) | Incandescent |  | Standard A Lamp | 1 | 60 | Dining Room | 131887 | Dining Room | 0.00037892
Ceiling Fixture | Linear Fluorescent | 48 | T-12 | 2 | 40 | Dining Room | 131887 | Dining Room | 0.00037892
Ceiling Fixture | Compact Fluorescent |  | Twist | 1 | 15 | Hall | 131888 | Hall | 0.00037892
Ceiling Fixture | Compact Fluorescent |  | Twist | 1 | 15 | Kitchen | 131889 | Kitchen | 0.00037892
Ceiling Fixture | Incandescent |  | Standard A Lamp | 1 | 60 | Laundry Room | 1318810 | Laundry Room | 0.00037892
Floor lamp | Incandescent |  | Standard A Lamp | 1 | 60 | Living Room | 1318811 | Living Room | 0.00037892
Wall Mount | Incandescent |  | Standard A Lamp | 1 | 60 | Bathroom | 131911 | Bathroom | 0.00037892
Ceiling Fixture | Incandescent |  | Standard A Lamp | 1 | 60 | Bedroom | 131912 | Bedroom | 0.00037892
Ceiling Fixture | Compact Fluorescent |  | Twist | 1 | 14 | Bedroom | 131913 | Bedroom | 0.00037892
Ceiling Fixture | Incandescent |  | Standard A Lamp | 2 | 60 | Hall | 131914 | Hall | 0.00037892
Ceiling Fixture | Compact Fluorescent |  | Twist | 3 | 15 | Kitchen | 131915 | Kitchen | 0.00037892
Floor lamp | Incandescent |  | Standard A Lamp | 1 | 60 | Living Room | 131916 | Living Room | 0.00037892
Chandelier (Hanging) | Incandescent |  | Clear | 1 | 100 | Dining Room | 132221 | Dining Room | 0.00049795
Torchiere | Incandescent |  | 3-Way Incandescent | 1 | 150 | Bedroom | 132222 | Bedroom | 0.00049795
Floor lamp | Incandescent |  | Standard A Lamp | 1 | 40 | Bedroom | 132222 | Bedroom | 0.00049795
Ceiling Fixture | Incandescent |  | Standard A Lamp | 1 | 60 | Hall | 132223 | Hall | 0.00049795
Wall Mount | Incandescent |  | Globe | 1 | 60 | Bathroom | 132224 | Bathroom | 0.00049795
Wall Mount | Compact Fluorescent |  | Globe | 3 | 11 | Bathroom | 132224 | Bathroom | 0.00049795
Ceiling Fixture | Compact Fluorescent |  | Straight Tube | 1 | 26 | Kitchen | 132225 | Kitchen | 0.00049795
Other | Incandescent |  | Other | 1 | 30 | Kitchen | 132225 | Kitchen | 0.00049795
Table | Incandescent |  | Standard A Lamp | 1 | 60 | Living Room | 132226 | Living Room | 0.00049795
Table | Compact Fluorescent |  | Twist | 1 | 20 | Living Room | 132226 | Living Room | 0.00049795
Recessed Can | Incandescent |  | Reflector | 2 | 45 | Living Room | 132226 | Living Room | 0.00049795
Recessed Can | Incandescent |  | Reflector | 1 | 65 | Living Room | 132226 | Living Room | 0.00049795
Ceiling Fan | Incandescent |  | Standard A Lamp | 1 | 60 | Master Bedroom | 132227 | Master Bedroom | 0.00049795
Table | Incandescent |  | Standard A Lamp | 1 | 40 | Master Bedroom | 132227 | Master Bedroom | 0.00049795
Table | Incandescent |  | Other | 1 | 60 | Office | 132228 | Office | 0.00049795
Ceiling Fixture | Incandescent |  | Standard A Lamp | 2 | 60 | Office | 132228 | Office | 0.00049795
Wall Mount | Compact Fluorescent |  | Globe | 3 | 11 | Bathroom | 132229 | Bathroom | 0.00049795
Wall Mount | Incandescent |  | Globe | 1 | 60 | Bathroom | 132229 | Bathroom | 0.00049795
Table | Compact Fluorescent |  | Twist | 1 | 20 | Family Room | 1322210 | Family Room | 0.00049795
Ceiling Fixture | Linear Fluorescent | 48 | T-12 | 1 | 40 | Family Room | 1322210 | Family Room | 0.00049795
Ceiling Fixture | Linear Fluorescent | 48 | T-12 | 2 | 40 | Family Room | 1322210 | Family Room | 0.00049795
Recessed Can | Incandescent |  | Standard A Lamp | 1 | 60 | Hall | 1322211 | Hall | 0.00049795
Ceiling Fixture | Linear Fluorescent | 48 | T-12 | 2 | 40 | Laundry Room | 1322212 | Laundry Room | 0.00049795
Table | Incandescent |  | Standard A Lamp | 1 | 60 | Office | 1322213 | Office | 0.00049795
Wall Mount | Incandescent |  | Standard A Lamp | 1 | 60 | Office | 1322213 | Office | 0.00049795
Ceiling Fixture | Compact Fluorescent |  | Twist | 1 | 23 | Office | 1322213 | Office | 0.00049795
Table | Compact Fluorescent |  | Straight Tube | 1 | 27 | Office | 1322214 | Office | 0.00049795
Table | Incandescent |  | Standard A Lamp | 1 | 60 | Office | 1322214 | Office | 0.00049795
Torchiere | Incandescent |  | 3-Way Incandescent | 1 | 70 | Office | 1322214 | Office | 0.00049795
Ceiling Fixture | Incandescent |  | Standard A Lamp | 1 | 100 | Office | 1322214 | Office | 0.00049795
Wall Mount | Incandescent |  | Standard A Lamp | 1 | 60 | Hall | 1322215 | Hall | 0.00049795
Chandelier (Hanging) | Compact Fluorescent |  | Decorative | 5 | 7 | Dining Room | 132321 | Dining Room | 0.00049795
Wall Mount | Compact Fluorescent |  | Twist | 2 | 22 | Dining Room | 132321 | Dining Room | 0.00049795
Ceiling Fixture | Compact Fluorescent |  | Twist | 2 | 15 | Hall | 132322 | Hall | 0.00049795
Chandelier (Hanging) | Compact Fluorescent |  | Twist | 3 | 15 | Family Room | 132323 | Family Room | 0.00049795
Chandelier (Hanging) | Compact Fluorescent |  | Twist | 1 | 15 | Family Room | 132323 | Family Room | 0.00049795
Torchiere | Halogen |  | Quartz Tube | 1 | 100 | Family Room | 132323 | Family Room | 0.00049795
Table | Halogen |  | Other | 1 | 50 | Family Room | 132323 | Family Room | 0.00049795
Chandelier (Hanging) | Compact Fluorescent |  | Twist | 1 | 22 | Kitchen | 132324 | Kitchen | 0.00049795
Ceiling Fixture | Compact Fluorescent |  | Twist | 2 | 15 | Kitchen | 132324 | Kitchen | 0.00049795
Ceiling Fixture | Compact Fluorescent |  | Twist | 1 | 15 | Kitchen | 132324 | Kitchen | 0.00049795
Wall Mount | Compact Fluorescent |  | A shape bulb | 1 | 15 | Kitchen | 132324 | Kitchen | 0.00049795
Ceiling Fixture | Compact Fluorescent |  | Twist | 3 | 15 | Office | 132325 | Office | 0.00049795
Ceiling Fixture | Compact Fluorescent |  | Twist | 2 | 15 | Bedroom | 132326 | Bedroom | 0.00049795
Table | Incandescent |  | Decorative | 1 | 40 | Bedroom | 132326 | Bedroom | 0.00049795
Table | Incandescent |  | Reflector | 1 | 60 | Bedroom | 132326 | Bedroom | 0.00049795
Ceiling Fixture | Compact Fluorescent |  | Twist | 1 | 15 | Bedroom | 132326 | Bedroom | 0.00049795
Ceiling Fixture | Compact Fluorescent |  | Twist | 1 | 22 | Other | 132327 | Other | 0.00049795
Ceiling Fixture | Compact Fluorescent |  | Twist | 1 | 22 | Laundry Room | 132328 | Laundry Room | 0.00049795
Ceiling Fixture | Compact Fluorescent |  | Twist | 2 | 15 | Other | 132329 | Other | 0.00049795
Ceiling Fixture | Compact Fluorescent |  | Twist | 2 | 15 | Bedroom | 1323210 | Bedroom | 0.00049795
Wall Mount | Incandescent |  | Standard A Lamp | 2 | 60 | Bathroom | 1323211 | Bathroom | 0.00049795
Ceiling Fixture | Compact Fluorescent |  | Twist | 1 | 22 | Bedroom | 1323212 | Bedroom | 0.00049795
Ceiling Fixture | Compact Fluorescent |  | Twist | 1 | 22 | Garage | 1323213 | Garage | 0.00049795
Ceiling Fixture | Compact Fluorescent |  | Twist | 2 | 15 | Bedroom | 1323214 | Bedroom | 0.00049795
Chandelier (Hanging) | Incandescent |  | Clear | 1 | 40 | Hall | 1323215 | Hall | 0.00049795
Table | Incandescent |  | Other | 2 | 40 | Other | 1323216 | Other | 0.00049795
Ceiling Fixture | Compact Fluorescent |  | Twist | 2 | 15 | Bathroom | 1323217 | Bathroom | 0.00049795
Wall Mount | Compact Fluorescent |  | Twist | 1 | 15 | Bathroom | 1323217 | Bathroom | 0.00049795
Ceiling Fixture | Compact Fluorescent |  | Twist | 2 | 22 | Dining Room | 132421 | Dining Room | 0.0012318
Recessed Can | Compact Fluorescent |  | Reflector | 1 | 22 | Kitchen | 132422 | Kitchen | 0.0012318
Other | Halogen |  | PAR | 1 | 20 | Kitchen | 132422 | Kitchen | 0.0012318
Ceiling Fixture | Compact Fluorescent |  | Twist | 1 | 22 | Laundry Room | 132423 | Laundry Room | 0.0012318
Ceiling Fixture | Linear Fluorescent | 48 | T-12 | 2 | 40 | Garage | 132424 | Garage | 0.0012318
Garage door opener | Incandescent |  | Standard A Lamp | 1 | 60 | Garage | 132424 | Garage | 0.0012318
Floor lamp | Compact Fluorescent |  | Twist | 1 | 22 | Living Room | 132425 | Living Room | 0.0012318
Table | Compact Fluorescent |  | Twist | 1 | 22 | Living Room | 132425 | Living Room | 0.0012318
Ceiling Fixture | Compact Fluorescent |  | Twist | 1 | 22 | Hall | 132426 | Hall | 0.0012318
Ceiling Fixture | Compact Fluorescent |  | Twist | 1 | 22 | Office | 132427 | Office | 0.0012318
Table | Halogen |  | PAR | 1 | 20 | Office | 132427 | Office | 0.0012318
Ceiling Fixture | Incandescent |  | Standard A Lamp | 2 | 40 | Bedroom | 132428 | Bedroom | 0.0012318
Floor lamp | Incandescent |  | Standard A Lamp | 2 | 40 | Bedroom | 132428 | Bedroom | 0.0012318
Ceiling Fixture | Incandescent |  | Standard A Lamp | 1 | 40 | Master Bedroom | 132429 | Master Bedroom | 0.0012318
Table | Compact Fluorescent |  | Twist | 1 | 22 | Master Bedroom | 132429 | Master Bedroom | 0.0012318
Recessed Can | Compact Fluorescent |  | Twist | 1 | 22 | Bathroom | 1324210 | Bathroom | 0.0012318
Ceiling Fixture | Compact Fluorescent |  | Twist | 1 | 22 | Bathroom | 1324210 | Bathroom | 0.0012318
Ceiling Fixture | Compact Fluorescent |  | Twist | 1 | 22 | Closet | 1324211 | Closet | 0.0012318
Recessed Can | Compact Fluorescent |  | Twist | 1 | 22 | Bathroom | 1324212 | Bathroom | 0.0012318
Ceiling Fixture | Compact Fluorescent |  | Twist | 1 | 22 | Bathroom | 1324212 | Bathroom | 0.0012318
Wall Mount | Incandescent |  | Clear | 3 | 40 | Bathroom | 132461 | Bathroom | 0.00049795
Ceiling Fixture | Incandescent |  | Standard A Lamp | 2 | 40 | Bathroom | 132461 | Bathroom | 0.00049795
Recessed Can | Halogen |  | PAR | 1 | 50 | Bedroom | 132462 | Bedroom | 0.00049795
Recessed Can | Halogen |  | PAR | 1 | 50 | Bedroom | 132463 | Bedroom | 0.00049795
Recessed Can | Halogen |  | PAR | 1 | 50 | Family Room | 132464 | Family Room | 0.00049795
Recessed Can | Incandescent |  | Standard A Lamp | 1 | 40 | Family Room | 132464 | Family Room | 0.00049795
Recessed Can | Incandescent |  | Reflector | 2 | 25 | Family Room | 132464 | Family Room | 0.00049795
Floor lamp | Incandescent |  | Standard A Lamp | 1 | 60 | Family Room | 132464 | Family Room | 0.00049795
Recessed Can | Incandescent |  | Reflector | 1 | 65 | Hall | 132465 | Hall | 0.00049795
Recessed Can | Incandescent |  | Reflector | 1 | 25 | Office | 132466 | Office | 0.00049795
Recessed Can | Halogen |  | PAR | 1 | 50 | Office | 132466 | Office | 0.00049795
Recessed Can | Halogen |  | PAR | 1 | 50 | Office | 132466 | Office | 0.00049795
Ceiling Fixture | Linear Fluorescent | 48 | T-12 | 2 | 40 | Office | 132467 | Office | 0.00049795
Ceiling Fixture | Incandescent |  | Reflector | 2 | 75 | Office | 132467 | Office | 0.00049795
Recessed Can | Incandescent |  | Reflector | 1 | 75 | Other | 132468 | Other | 0.00049795
Recessed Can | Incandescent |  | Reflector | 1 | 60 | Other | 132468 | Other | 0.00049795
Low bay | Linear Fluorescent | 48 | T-12 | 4 | 40 | Other | 132469 | Other | 0.00049795
Wall Mount | Halogen |  | Quartz Tube | 4 | 75 | Bathroom | 1324610 | Bathroom | 0.00049795
Ceiling Fan | Incandescent |  | Standard A Lamp | 1 | 60 | Bathroom | 1324610 | Bathroom | 0.00049795
Recessed Can | Incandescent |  | Reflector | 1 | 65 | Bedroom | 1324611 | Bedroom | 0.00049795
Ceiling Fixture | Incandescent |  | Reflector | 1 | 75 | Other | 1324612 | Other | 0.00049795
Chandelier (Hanging) | Incandescent |  | Clear | 5 | 60 | Dining Room | 1324613 | Dining Room | 0.00049795
Recessed Can | Incandescent |  | Reflector | 1 | 50 | Dining Room | 1324613 | Dining Room | 0.00049795
Other | Halogen |  | MR | 1 | 100 | Dining Room | 1324613 | Dining Room | 0.00049795
Ceiling Fixture | Incandescent |  | Mini base | 3 | 40 | Hall | 1324614 | Hall | 0.00049795
Table | Incandescent |  | Standard A Lamp | 1 | 60 | Hall | 1324614 | Hall | 0.00049795
High bay | Linear Fluorescent | 48 | T-12 | 2 | 40 | Garage | 1324615 | Garage | 0.00049795
Garage door opener | Incandescent |  | Standard A Lamp | 2 | 60 | Garage | 1324615 | Garage | 0.00049795
Recessed Can | Incandescent |  | Reflector | 1 | 65 | Hall | 1324616 | Hall | 0.00049795
Recessed Can | Incandescent |  | Reflector | 1 | 50 | Kitchen | 1324617 | Kitchen | 0.00049795
Other | Halogen |  | MR | 1 | 100 | Kitchen | 1324617 | Kitchen | 0.00049795
Recessed Can | Incandescent |  | Reflector | 1 | 65 | Laundry Room | 1324618 | Laundry Room | 0.00049795
Recessed Can | Compact Fluorescent |  | Twist | 1 | 23 | Laundry Room | 1324618 | Laundry Room | 0.00049795
Recessed Can | Incandescent |  | Reflector | 1 | 65 | Living Room | 1324619 | Living Room | 0.00049795
Wall Mount | Incandescent |  | Mini base | 1 | 60 | Bathroom | 1324620 | Bathroom | 0.00049795
Recessed Can | Incandescent |  | Reflector | 1 | 65 | Bathroom | 1324620 | Bathroom | 0.00049795
Recessed Can | Incandescent |  | Reflector | 1 | 75 | Bathroom | 1324621 | Bathroom | 0.00049795
Wall Mount | Incandescent |  | Mini base | 10 | 40 | Bathroom | 1324621 | Bathroom | 0.00049795
Track | Halogen |  | PAR | 3 | 65 | Office | 1324622 | Office | 0.00049795
Recessed Can | Halogen |  | PAR | 1 | 65 | Office | 1324622 | Office | 0.00049795
Chandelier (Hanging) | Incandescent |  | Standard A Lamp | 8 | 60 | Dining Room | 132481 | Dining Room | 0.000364
Other | Linear Fluorescent | 18 | T-8 | 1 | 11 | Dining Room | 132481 | Dining Room | 0.000364
Ceiling Fixture | Linear Fluorescent | 48 | T-12 | 2 | 40 | Garage | 132482 | Garage | 0.000364
Ceiling Fixture | Compact Fluorescent |  | Twist | 1 | 20 | Garage | 132482 | Garage | 0.000364
Track | Halogen |  | PAR | 3 | 50 | Hall | 132483 | Hall | 0.000364
Ceiling Fixture | Incandescent |  | Standard A Lamp | 1 | 60 | Hall | 132483 | Hall | 0.000364
Ceiling Fixture | Compact Fluorescent |  | Twist | 2 | 14 | Hall | 132484 | Hall | 0.000364
Wall Mount | Incandescent |  | Standard A Lamp | 1 | 60 | Bathroom | 132485 | Bathroom | 0.000364
Wall Mount | Compact Fluorescent |  | Twist | 2 | 14 | Bathroom | 132485 | Bathroom | 0.000364
Recessed - other | Incandescent |  | Heat Lamp | 1 | 250 | Bathroom | 132485 | Bathroom | 0.000364
Ceiling Fixture | Incandescent |  | Standard A Lamp | 1 | 60 | Kitchen | 132486 | Kitchen | 0.000364
Ceiling Fixture | Incandescent |  | Standard A Lamp | 1 | 100 | Kitchen | 132486 | Kitchen | 0.000364
Other | Incandescent |  | Mini base | 1 | 30 | Kitchen | 132486 | Kitchen | 0.000364
Torchiere | Incandescent |  | Standard A Lamp | 1 | 60 | Living Room | 132487 | Living Room | 0.000364
Floor lamp | Incandescent |  | Mini base | 1 | 40 | Living Room | 132487 | Living Room | 0.000364
Wall Mount | Compact Fluorescent |  | Twist | 2 | 20 | Bathroom | 132488 | Bathroom | 0.000364
Wall Mount | Compact Fluorescent |  | Twist | 1 | 18 | Bathroom | 132488 | Bathroom | 0.000364
Ceiling Fixture | Incandescent |  | Heat Lamp | 1 | 250 | Bathroom | 132488 | Bathroom | 0.000364
Ceiling Fixture | Halogen |  | MR | 2 | 50 | Closet | 132489 | Closet | 0.000364
Ceiling Fixture | Halogen |  | MR | 3 | 50 | Master Bedroom | 1324810 | Master Bedroom | 0.000364
Track | Halogen |  | MR | 3 | 50 | Bedroom | 1324811 | Bedroom | 0.000364
Table | Incandescent |  | Standard A Lamp | 1 | 60 | Bedroom | 1324811 | Bedroom | 0.000364
Ceiling Fixture | Incandescent |  | Mini base | 3 | 40 | Bedroom | 1324812 | Bedroom | 0.000364
Wall Mount | Compact Fluorescent |  | Twist | 3 | 15 | Bathroom | 132501 | Bathroom | 0.00049795
Ceiling Fixture | Compact Fluorescent |  | Twist | 2 | 15 | Bedroom | 132502 | Bedroom | 0.00049795
Ceiling Fixture | Incandescent |  | Standard A Lamp | 1 | 60 | Dining Room | 132503 | Dining Room | 0.00049795
Ceiling Fixture | Compact Fluorescent |  | Twist | 1 | 15 | Garage | 132504 | Garage | 0.00049795
Ceiling Fixture | Compact Fluorescent |  | Twist | 1 | 15 | Hall | 132505 | Hall | 0.00049795
Ceiling Fixture | Compact Fluorescent |  | Twist | 1 | 15 | Kitchen | 132506 | Kitchen | 0.00049795
Floor lamp | Compact Fluorescent |  | Twist | 1 | 15 | Living Room | 132507 | Living Room | 0.00049795
Table | Compact Fluorescent |  | Twist | 1 | 15 | Living Room | 132507 | Living Room | 0.00049795
Chandelier (Hanging) | Compact Fluorescent |  | Mini base | 3 | 15 | Master Bedroom | 132508 | Master Bedroom | 0.00049795
Ceiling Fixture | Incandescent |  | Standard A Lamp | 1 | 60 | Closet | 132509 | Closet | 0.00049795
Ceiling Fixture | Compact Fluorescent |  | Twist | 1 | 15 | Office | 1325010 | Office | 0.00049795
Ceiling Fixture | Incandescent |  | Standard A Lamp | 2 | 60 | Hall | 132611 | Hall | 0.0017229
Wall Mount | Incandescent |  | Decorative | 3 | 40 | Bathroom | 132612 | Bathroom | 0.0017229
Ceiling Fixture | Incandescent |  | Standard A Lamp | 1 | 60 | Bathroom | 132612 | Bathroom | 0.0017229
Ceiling Fixture | Compact Fluorescent |  | Twist | 2 | 13 | Bedroom | 132613 | Bedroom | 0.0017229
Table | Compact Fluorescent |  | Twist | 1 | 13 | Bedroom | 132613 | Bedroom | 0.0017229
Ceiling Fixture | Incandescent |  | Standard A Lamp | 1 | 60 | Bedroom | 132614 | Bedroom | 0.0017229
Ceiling Fan | Incandescent |  | Decorative | 4 | 40 | Dining Room | 132615 | Dining Room | 0.0017229
Ceiling Fixture | Compact Fluorescent |  | Twist | 1 | 13 | Hall | 132616 | Hall | 0.0017229
Ceiling Fixture | Compact Fluorescent |  | Twist | 1 | 13 | Hall | 132616 | Hall | 0.0017229
Recessed Can | Incandescent |  | Reflector | 1 | 65 | Other | 132617 | Other | 0.0017229
Recessed Can | Compact Fluorescent |  | Reflector | 1 | 15 | Family Room | 132618 | Family Room | 0.0017229
Low bay | Linear Fluorescent | 48 | T-12 | 2 | 40 | Garage | 132619 | Garage | 0.0017229
Recessed Can | Compact Fluorescent |  | Reflector | 1 | 28 | Kitchen | 1326110 | Kitchen | 0.0017229
Ceiling Fixture | Compact Fluorescent |  | Twist | 1 | 13 | Laundry Room | 1326111 | Laundry Room | 0.0017229
Floor lamp | Compact Fluorescent |  | Twist | 1 | 13 | Living Room | 1326112 | Living Room | 0.0017229
Ceiling Fixture | Compact Fluorescent |  | Twist | 2 | 15 | Living Room | 1326112 | Living Room | 0.0017229
Ceiling Fixture | Compact Fluorescent |  | Twist | 1 | 15 | Bathroom | 1326113 | Bathroom | 0.0017229
Recessed Can | Compact Fluorescent |  | Reflector | 1 | 15 | Bathroom | 1326113 | Bathroom | 0.0017229
Ceiling Fan | Compact Fluorescent |  | Mini base | 4 | 36 | Master Bedroom | 1326114 | Master Bedroom | 0.0017229
Ceiling Fixture | Compact Fluorescent |  | Twist | 1 | 13 | Master Bedroom | 1326114 | Master Bedroom | 0.0017229
Table | Incandescent |  | Globe | 1 | 75 | Master Bedroom | 1326114 | Master Bedroom | 0.0017229
Wall Mount | Compact Fluorescent |  | Twist | 3 | 13 | Hall | 1326115 | Hall | 0.0017229
Ceiling Fixture | Compact Fluorescent |  | Twist | 2 | 15 | Other | 1326116 | Other | 0.0017229
Ceiling Fan | Incandescent |  | Heat Lamp | 1 | 250 | Bathroom | 132651 | Bathroom | 0.00049795
Wall Mount | Compact Fluorescent |  | Twist | 2 | 15 | Bathroom | 132651 | Bathroom | 0.00049795
Ceiling Fan | Compact Fluorescent |  | Twist | 4 | 15 | Dining Room | 132652 | Dining Room | 0.00049795
Ceiling Fixture | Linear Fluorescent | 96 | T-12 | 2 | 100 | Other | 132653 | Other | 0.00049795
Ceiling Fixture | Incandescent |  | Standard A Lamp | 2 | 60 | Family Room | 132654 | Family Room | 0.00049795
Floor lamp | Incandescent |  | Mini base | 5 | 40 | Family Room | 132654 | Family Room | 0.00049795
Ceiling Fixture | Linear Fluorescent | 96 | T-12 | 2 | 100 | Garage | 132655 | Garage | 0.00049795
Garage door opener | Incandescent |  | Standard A Lamp | 2 | 60 | Garage | 132655 | Garage | 0.00049795
Ceiling Fixture | Compact Fluorescent |  | Twist | 2 | 15 | Bedroom | 132656 | Bedroom | 0.00049795
Ceiling Fixture | Incandescent |  | Standard A Lamp | 1 | 60 | Hall | 132657 | Hall | 0.00049795
Track | Halogen |  | MR | 5 | 50 | Kitchen | 132658 | Kitchen | 0.00049795
Ceiling Fixture | Compact Fluorescent |  | Twist | 1 | 26 | Kitchen | 132658 | Kitchen | 0.00049795
Other | Halogen |  | MR | 1 | 50 | Kitchen | 132658 | Kitchen | 0.00049795
Floor lamp | Incandescent |  | Mini base | 5 | 40 | Living Room | 132659 | Living Room | 0.00049795
Table | Incandescent |  | 3-Way Incandescent | 1 | 100 | Living Room | 132659 | Living Room | 0.00049795
Table | Incandescent |  | 3-Way Incandescent | 1 | 75 | Living Room | 132659 | Living Room | 0.00049795
Ceiling Fan | Incandescent |  | Reflector | 1 | 250 | Bathroom | 1326510 | Bathroom | 0.00049795
Ceiling Fan | Incandescent |  | Heat Lamp | 1 | 250 | Bathroom | 1326510 | Bathroom | 0.00049795
Wall Mount | Incandescent |  | Globe | 6 | 40 | Bathroom | 1326510 | Bathroom | 0.00049795
Ceiling Fixture | Compact Fluorescent |  | Twist | 1 | 15 | Master Bedroom | 1326511 | Master Bedroom | 0.00049795
Table | Incandescent |  | Standard A Lamp | 1 | 25 | Master Bedroom | 1326511 | Master Bedroom | 0.00049795
Ceiling Fixture | Compact Fluorescent |  | Twist | 2 | 15 | Other | 1326512 | Other | 0.00049795
Floor lamp | Compact Fluorescent |  | Twist | 1 | 18 | Other | 1326512 | Other | 0.00049795
Track | Incandescent |  | Reflector | 3 | 50 | Living Room | 132731 | Living Room | 0.0012318
Wall Mount | Incandescent |  | Standard A Lamp | 1 | 40 | Living Room | 132731 | Living Room | 0.0012318
Wall Mount | Compact Fluorescent |  | Twist | 1 | 22 | Living Room | 132731 | Living Room | 0.0012318
Wall Mount | Incandescent |  | Decorative | 3 | 40 | Living Room | 132731 | Living Room | 0.0012318
Recessed Can | Incandescent |  | Standard A Lamp | 1 | 60 | Kitchen | 132732 | Kitchen | 0.0012318
Ceiling Fixture | Linear Fluorescent | 48 | T-12 | 1 | 40 | Laundry Room | 132733 | Laundry Room | 0.0012318
Wall Mount | Incandescent |  | Standard A Lamp | 1 | 40 | Hall | 132734 | Hall | 0.0012318
Wall Mount | Incandescent |  | Globe | 4 | 40 | Bathroom | 132735 | Bathroom | 0.0012318
Wall Mount | Halogen |  | MR | 1 | 50 | Bedroom | 132736 | Bedroom | 0.0012318
Wall Mount | Compact Fluorescent |  | Twist | 1 | 22 | Bedroom | 132736 | Bedroom | 0.0012318
Table | Incandescent |  | Standard A Lamp | 1 | 75 | Bedroom | 132736 | Bedroom | 0.0012318
Ceiling Fixture | Incandescent |  | Standard A Lamp | 1 | 60 | Office | 132737 | Office | 0.0012318
Table | Incandescent |  | Standard A Lamp | 1 | 60 | Office | 132737 | Office | 0.0012318
Ceiling Fixture | Incandescent |  | Standard A Lamp | 2 | 60 | Garage | 132738 | Garage | 0.0012318
Ceiling Fixture | Compact Fluorescent |  | Twist | 2 | 13 | Bedroom | 132751 | Bedroom | 0.00049795
Ceiling Fixture | Compact Fluorescent |  | Twist | 2 | 23 | Bedroom | 132752 | Bedroom | 0.00049795
Wall Mount | Incandescent |  | Globe | 4 | 40 | Bathroom | 132753 | Bathroom | 0.00049795
Ceiling Fan | Compact Fluorescent |  | Twist | 1 | 13 | Bathroom | 132753 | Bathroom | 0.00049795
Ceiling Fixture | Incandescent |  | Standard A Lamp | 2 | 60 | Bedroom | 132754 | Bedroom | 0.00049795
Ceiling Fixture | Compact Fluorescent |  | Twist | 2 | 13 | Hall | 132755 | Hall | 0.00049795
Ceiling Fixture | Compact Fluorescent |  | Pin base | 1 | 36 | Kitchen | 132756 | Kitchen | 0.00049795
Other | Compact Fluorescent |  | Twist | 1 | 13 | Kitchen | 132756 | Kitchen | 0.00049795
High bay | Linear Fluorescent | 48 | T-12 | 2 | 40 | Laundry Room | 132757 | Laundry Room | 0.00049795
Ceiling Fan | Incandescent |  | Standard A Lamp | 1 | 60 | Living Room | 132758 | Living Room | 0.00049795
Chandelier (Hanging) | Incandescent |  | Standard A Lamp | 6 | 40 | Living Room | 132758 | Living Room | 0.00049795
Floor lamp | Halogen |  | Quartz Tube | 1 | 100 | Living Room | 132758 | Living Room | 0.00049795
Ceiling Fixture | Incandescent |  | Standard A Lamp | 2 | 60 | Master Bedroom | 132759 | Master Bedroom | 0.00049795
High bay | Linear Fluorescent | 48 | T-12 | 2 | 40 | Office | 1327510 | Office | 0.00049795
Ceiling Fixture | Halogen |  | MR | 3 | 50 | Other | 1327511 | Other | 0.00049795
Ceiling Fan | Compact Fluorescent |  | Twist | 1 | 15 | Bathroom | 132921 | Bathroom | 0.00049795
Wall Mount | Incandescent |  | Globe | 4 | 40 | Bathroom | 132921 | Bathroom | 0.00049795
Wall Mount | Incandescent |  | Decorative | 6 | 40 | Bathroom | 132921 | Bathroom | 0.00049795
Ceiling Fixture | Incandescent |  | Standard A Lamp | 2 | 60 | Bathroom | 132922 | Bathroom | 0.00049795
Table | Incandescent |  | Standard A Lamp | 1 | 60 | Bathroom | 132922 | Bathroom | 0.00049795
Ceiling Fixture | Incandescent |  | Standard A Lamp | 2 | 60 | Master Bedroom | 132923 | Master Bedroom | 0.00049795
High bay | Linear Fluorescent | 48 | T-12 | 2 | 40 | Kitchen | 132924 | Kitchen | 0.00049795
Recessed Can | Compact Fluorescent |  | Twist | 1 | 13 | Kitchen | 132924 | Kitchen | 0.00049795
Other | Incandescent |  | Reflector | 2 | 60 | Kitchen | 132924 | Kitchen | 0.00049795
Floor lamp | Incandescent |  | 3-Way Incandescent | 1 | 150 | Living Room | 132925 | Living Room | 0.00049795
Table | Incandescent |  | 3-Way Incandescent | 1 | 60 | Living Room | 132925 | Living Room | 0.00049795
Ceiling Fixture | Incandescent |  | Other | 1 | 60 | Living Room | 132925 | Living Room | 0.00049795
Ceiling Fixture | Incandescent |  | Standard A Lamp | 2 | 60 | Living Room | 132925 | Living Room | 0.00049795
Floor lamp | Incandescent |  | 3-Way Incandescent | 2 | 150 | Living Room | 132925 | Living Room | 0.00049795
Recessed - other | Incandescent |  | Decorative | 2 | 40 | Living Room | 132925 | Living Room | 0.00049795
Ceiling Fan | Incandescent |  | Decorative | 4 | 25 | Master Bedroom | 132926 | Master Bedroom | 0.00049795
Recessed - other | Compact Fluorescent |  | Twist | 3 | 15 | Master Bedroom | 132926 | Master Bedroom | 0.00049795
Wall Mount | Incandescent |  | Globe | 6 | 40 | Bathroom | 132931 | Bathroom | 0.00029524
Ceiling Fixture | Incandescent |  | Standard A Lamp | 1 | 75 | Bedroom | 132932 | Bedroom | 0.00029524
Table | Incandescent |  | 3-Way Incandescent | 1 | 75 | Bedroom | 132932 | Bedroom | 0.00029524
Ceiling Fixture | Incandescent |  | Standard A Lamp | 1 | 75 | Bedroom | 132933 | Bedroom | 0.00029524
Recessed Can | Incandescent |  | Standard A Lamp | 1 | 75 | Closet | 132934 | Closet | 0.00029524
Ceiling Fixture | Linear Fluorescent | 96 | T-12 | 2 | 80 | Garage | 132935 | Garage | 0.00029524
Ceiling Fixture | Linear Fluorescent | 48 | T-12 | 2 | 32 | Garage | 132935 | Garage | 0.00029524
Ceiling Fixture | Compact Fluorescent |  | Twist | 2 | 14 | Hall | 132936 | Hall | 0.00029524
Chandelier (Hanging) | Incandescent |  | Decorative | 5 | 25 | Kitchen | 132937 | Kitchen | 0.00029524
Ceiling Fixture | Compact Fluorescent |  | Twist | 2 | 14 | Kitchen | 132937 | Kitchen | 0.00029524
Recessed - other | Incandescent |  | Standard A Lamp | 1 | 75 | Kitchen | 132937 | Kitchen | 0.00029524
Ceiling Fixture | Incandescent |  | Standard A Lamp | 1 | 60 | Laundry Room | 132938 | Laundry Room | 0.00029524
Wall Mount | Halogen |  | Quartz Tube | 2 | 40 | Master Bedroom | 132939 | Master Bedroom | 0.00029524
Floor lamp | Compact Fluorescent |  | A shape bulb | 1 | 11 | Living Room | 1329310 | Living Room | 0.00029524
Chandelier (Hanging) | Incandescent |  | Standard A Lamp | 5 | 25 | Living Room | 1329310 | Living Room | 0.00029524
Ceiling Fixture | Compact Fluorescent |  | Twist | 1 | 15 | Bathroom | 133031 | Bathroom | 0.00049795
Wall Mount | Compact Fluorescent |  | Twist | 3 | 15 | Bathroom | 133031 | Bathroom | 0.00049795
Table | Incandescent |  | Decorative | 1 | 25 | Bedroom | 133032 | Bedroom | 0.00049795
Table | Compact Fluorescent |  | Twist | 1 | 15 | Bedroom | 133033 | Bedroom | 0.00049795
Table | Compact Fluorescent |  | Twist | 1 | 15 | Bedroom | 133034 | Bedroom | 0.00049795
Ceiling Fixture | Compact Fluorescent |  | Twist | 1 | 15 | Hall | 133035 | Hall | 0.00049795
Ceiling Fan | Compact Fluorescent |  | Twist | 2 | 15 | Kitchen | 133036 | Kitchen | 0.00049795
Ceiling Fan | Compact Fluorescent |  | Twist | 2 | 15 | Living Room | 133037 | Living Room | 0.00049795
Wall Mount | Incandescent |  | Globe | 5 | 40 | Bathroom | 133101 | Bathroom | 0.00049795
Wall Mount | Other |  | LED Interior | 1 | 1 | Bathroom | 133101 | Bathroom | 0.00049795
Ceiling Fixture | Compact Fluorescent |  | Twist | 1 | 20 | Garage | 133102 | Garage | 0.00049795
Ceiling Fixture | Incandescent |  | Mini base | 1 | 60 | Hall | 133103 | Hall | 0.00049795
Ceiling Fixture | Incandescent |  | Standard A Lamp | 1 | 60 | Bedroom | 133104 | Bedroom | 0.00049795
Ceiling Fixture | Incandescent |  | Standard A Lamp | 2 | 60 | Kitchen | 133105 | Kitchen | 0.00049795
Wall Mount | Incandescent |  | Standard A Lamp | 1 | 60 | Kitchen | 133105 | Kitchen | 0.00049795
Ceiling Fixture | Incandescent |  | Standard A Lamp | 1 | 60 | Laundry Room | 133106 | Laundry Room | 0.00049795
Ceiling Fixture | Incandescent |  | Standard A Lamp | 1 | 60 | Living Room | 133107 | Living Room | 0.00049795
Table | Incandescent |  | Decorative | 2 | 40 | Living Room | 133107 | Living Room | 0.00049795
Ceiling Fixture | Incandescent |  | Standard A Lamp | 1 | 60 | Master Bedroom | 133108 | Master Bedroom | 0.00049795
Torchiere | Incandescent |  | Standard A Lamp | 1 | 60 | Master Bedroom | 133108 | Master Bedroom | 0.00049795
Table | Incandescent |  | Standard A Lamp | 1 | 60 | Master Bedroom | 133108 | Master Bedroom | 0.00049795
Table | Incandescent |  | Decorative | 1 | 60 | Master Bedroom | 133108 | Master Bedroom | 0.00049795
Wall Mount | Compact Fluorescent |  | Globe | 4 | 11 | Bathroom | 133151 | Bathroom | 0.0012318
Wall Mount | Compact Fluorescent |  | Straight Tube | 1 | 11 | Bedroom | 133152 | Bedroom | 0.0012318
Ceiling Fixture | Compact Fluorescent |  | Straight Tube | 1 | 11 | Bedroom | 133153 | Bedroom | 0.0012318
Wall Mount | Compact Fluorescent |  | Straight Tube | 1 | 11 | Bedroom | 133153 | Bedroom | 0.0012318
Table | Incandescent |  | Clear | 1 | 25 | Bedroom | 133153 | Bedroom | 0.0012318
Ceiling Fixture | Compact Fluorescent |  | Straight Tube | 1 | 11 | Closet | 133154 | Closet | 0.0012318
Ceiling Fixture | Compact Fluorescent |  | Twist | 1 | 13 | Closet | 133155 | Closet | 0.0012318
Wall Mount | Compact Fluorescent |  | Straight Tube | 1 | 11 | Hall | 133156 | Hall | 0.0012318
Recessed Can | Incandescent |  | Reflector | 1 | 65 | Kitchen | 133157 | Kitchen | 0.0012318
Ceiling Fixture | Compact Fluorescent |  | A shape bulb | 1 | 11 | Kitchen | 133157 | Kitchen | 0.0012318
Ceiling Fixture | Compact Fluorescent |  | Straight Tube | 1 | 11 | Laundry Room | 133158 | Laundry Room | 0.0012318
Floor lamp | Compact Fluorescent |  | Straight Tube | 1 | 11 | Living Room | 133159 | Living Room | 0.0012318
Other | Halogen |  | MR | 1 | 20 | Living Room | 133159 | Living Room | 0.0012318
Table | Other |  |  | 1 | 40 | Living Room | 133159 | Living Room | 0.0012318
Ceiling Fixture | Compact Fluorescent |  | Twist | 2 | 22 | Living Room | 133191 | Living Room | 0.00028601
Table | Compact Fluorescent |  | Twist | 1 | 15 | Living Room | 133191 | Living Room | 0.00028601
Ceiling Fixture | Compact Fluorescent |  | Twist | 2 | 15 | Office | 133192 | Office | 0.00028601
Table | Incandescent |  | Standard A Lamp | 1 | 60 | Office | 133192 | Office | 0.00028601
Table | Compact Fluorescent |  | Twist | 1 | 15 | Office | 133192 | Office | 0.00028601
Table | Linear Fluorescent | 12 | T-8 | 2 | 40 | Office | 133192 | Office | 0.00028601
Ceiling Fixture | Incandescent |  | Standard A Lamp | 1 | 60 | Bathroom | 133193 | Bathroom | 0.00028601
Chandelier (Hanging) | Incandescent |  | Standard A Lamp | 5 | 60 | Dining Room | 133194 | Dining Room | 0.00028601
Ceiling Fixture | Incandescent |  | Standard A Lamp | 2 | 60 | Hall | 133195 | Hall | 0.00028601
Garage door opener | Incandescent |  | Standard A Lamp | 2 | 60 | Garage | 133196 | Garage | 0.00028601
Ceiling Fixture | Incandescent |  | Heat Lamp | 1 | 1 | Garage | 133196 | Garage | 0.00028601
Ceiling Fixture | Compact Fluorescent |  | Reflector | 1 | 28 | Garage | 133196 | Garage | 0.00028601
Chandelier (Hanging) | Incandescent |  | Standard A Lamp | 2 | 40 | Bathroom | 133197 | Bathroom | 0.00028601
Ceiling Fixture | Incandescent |  | Standard A Lamp | 1 | 60 | Bathroom | 133197 | Bathroom | 0.00028601
Ceiling Fixture | Incandescent |  | Standard A Lamp | 2 | 60 | Bedroom | 133198 | Bedroom | 0.00028601
Table | Incandescent |  | 3-Way Incandescent | 1 | 135 | Bedroom | 133198 | Bedroom | 0.00028601
Ceiling Fixture | Incandescent |  | Standard A Lamp | 1 | 100 | Closet | 133199 | Closet | 0.00028601
Ceiling Fixture | Compact Fluorescent |  | Twist | 1 | 15 | Hall | 1331910 | Hall | 0.00028601
Ceiling Fixture | Incandescent |  | Standard A Lamp | 1 | 60 | Hall | 1331910 | Hall | 0.00028601
Recessed Can | Incandescent |  | Reflector | 1 | 65 | Kitchen | 1331911 | Kitchen | 0.00028601
Ceiling Fixture | Compact Fluorescent |  | Twist | 1 | 27 | Laundry Room | 1331912 | Laundry Room | 0.00028601
Chandelier (Hanging) | Incandescent |  | Mini base | 5 | 25 | Living Room | 1331913 | Living Room | 0.00028601
Floor lamp | Incandescent |  | 3-Way Incandescent | 1 | 100 | Living Room | 1331913 | Living Room | 0.00028601
Ceiling Fixture | Incandescent |  | Standard A Lamp | 1 | 60 | Bathroom | 1331914 | Bathroom | 0.00028601
Chandelier (Hanging) | Incandescent |  | Standard A Lamp | 2 | 60 | Bathroom | 1331914 | Bathroom | 0.00028601
Ceiling Fixture | Incandescent |  | Standard A Lamp | 1 | 60 | Bedroom | 1331915 | Bedroom | 0.00028601
Ceiling Fixture | Compact Fluorescent |  | Twist | 1 | 15 | Bedroom | 1331915 | Bedroom | 0.00028601
Table | Incandescent |  | Standard A Lamp | 1 | 25 | Bedroom | 1331915 | Bedroom | 0.00028601
Wall Mount | Incandescent |  | Globe | 4 | 40 | Bedroom | 133231 | Bedroom | 0.00037892
Ceiling Fan | Incandescent |  | Heat Lamp | 1 | 250 | Bedroom | 133231 | Bedroom | 0.00037892
Ceiling Fixture | Compact Fluorescent |  | Twist | 1 | 15 | Other | 133232 | Other | 0.00037892
Recessed Can | Compact Fluorescent |  | Reflector | 1 | 15 | Hall | 133233 | Hall | 0.00037892
Ceiling Fixture | Compact Fluorescent |  | Twist | 1 | 15 | Laundry Room | 133234 | Laundry Room | 0.00037892
Ceiling Fixture | Compact Fluorescent |  | Twist | 1 | 15 | Other | 133235 | Other | 0.00037892
Ceiling Fixture | Compact Fluorescent |  | Twist | 1 | 15 | Bedroom | 133236 | Bedroom | 0.00037892
Table | Compact Fluorescent |  | Twist | 1 | 15 | Bedroom | 133236 | Bedroom | 0.00037892
Wall Mount | Compact Fluorescent |  | Twist | 1 | 15 | Other | 133237 | Other | 0.00037892
Wall Mount | Compact Fluorescent |  | Twist | 1 | 15 | Bathroom | 133238 | Bathroom | 0.00037892
Wall Mount | Compact Fluorescent |  | Twist | 1 | 15 | Bathroom | 133239 | Bathroom | 0.00037892
Ceiling Fixture | Compact Fluorescent |  | Twist | 1 | 15 | Bedroom | 1332310 | Bedroom | 0.00037892
Table | Incandescent |  | Standard A Lamp | 1 | 60 | Bedroom | 1332310 | Bedroom | 0.00037892
Table | Compact Fluorescent |  | Twist | 1 | 15 | Bedroom | 1332310 | Bedroom | 0.00037892
Ceiling Fixture | Compact Fluorescent |  | Twist | 1 | 15 | Closet | 1332311 | Closet | 0.00037892
Ceiling Fixture | Linear Fluorescent | 48 | T-12 | 2 | 40 | Closet | 1332312 | Closet | 0.00037892
Ceiling Fixture | Incandescent |  | Standard A Lamp | 1 | 60 | Family Room | 1332313 | Family Room | 0.00037892
Table | Compact Fluorescent |  | Twist | 1 | 15 | Family Room | 1332313 | Family Room | 0.00037892
Chandelier (Hanging) | Incandescent |  | Decorative | 5 | 60 | Dining Room | 1332314 | Dining Room | 0.00037892
Garage door opener | Incandescent |  | Standard A Lamp | 1 | 60 | Garage | 1332315 | Garage | 0.00037892
Wall Mount | Incandescent |  | Standard A Lamp | 1 | 60 | Garage | 1332315 | Garage | 0.00037892
Recessed Can | Compact Fluorescent |  | Reflector | 1 | 15 | Hall | 1332316 | Hall | 0.00037892
Ceiling Fixture | Compact Fluorescent |  | Twist | 1 | 15 | Hall | 1332316 | Hall | 0.00037892
Other | Other |  | LED Interior | 4 | 3 | Hall | 1332316 | Hall | 0.00037892
Wall Mount | Incandescent |  | Standard A Lamp | 1 | 60 | Living Room | 1332317 | Living Room | 0.00037892
Torchiere | Compact Fluorescent |  | Circline (Screw Base) | 1 | 22 | Living Room | 1332317 | Living Room | 0.00037892
Table | Compact Fluorescent |  | A shape bulb | 1 | 15 | Living Room | 1332317 | Living Room | 0.00037892
Ceiling Fixture | Compact Fluorescent |  | Twist | 1 | 15 | Office | 1332318 | Office | 0.00037892
Floor lamp | Compact Fluorescent |  | Twist | 3 | 15 | Office | 1332318 | Office | 0.00037892
Ceiling Fixture | Compact Fluorescent |  | Twist | 1 | 15 | Closet | 1332319 | Closet | 0.00037892
Table | Incandescent |  | Standard A Lamp | 1 | 40 | Master Bedroom | 1332320 | Master Bedroom | 0.00037892
Recessed Can | Incandescent |  | Reflector | 1 | 65 | Master Bedroom | 1332320 | Master Bedroom | 0.00037892
Ceiling Fixture | Incandescent |  | Standard A Lamp | 1 | 60 | Closet | 1332321 | Closet | 0.00037892
Wall Mount | Compact Fluorescent |  | Twist | 1 | 15 | Hall | 1332322 | Hall | 0.00037892
Wall Mount | Incandescent |  | Globe | 3 | 40 | Bathroom | 133271 | Bathroom | 0.000364
Wall Mount | Incandescent |  | Globe | 3 | 40 | Bathroom | 133272 | Bathroom | 0.000364
Table | Compact Fluorescent |  | Twist | 1 | 9 | Bedroom | 133273 | Bedroom | 0.000364
Ceiling Fan | Compact Fluorescent |  | Twist | 2 | 13 | Bedroom | 133274 | Bedroom | 0.000364
Ceiling Fan | Incandescent |  | Globe | 3 | 40 | Dining Room | 133275 | Dining Room | 0.000364
Floor lamp | Compact Fluorescent |  | Twist | 1 | 9 | Dining Room | 133275 | Dining Room | 0.000364
Architectural | Linear Fluorescent | 48 | T-12 | 2 | 34 | Garage | 133276 | Garage | 0.000364
Garage door opener | Other |  |  | 2 | 50 | Garage | 133276 | Garage | 0.000364
Architectural | Linear Fluorescent | 48 | T-12 | 4 | 34 | Garage | 133276 | Garage | 0.000364
Ceiling Fixture | Compact Fluorescent |  | Twist | 2 | 13 | Hall | 133277 | Hall | 0.000364
Ceiling Fixture | Compact Fluorescent |  | Twist | 2 | 13 | Kitchen | 133278 | Kitchen | 0.000364
Ceiling Fixture | Compact Fluorescent |  | Twist | 1 | 13 | Laundry Room | 133279 | Laundry Room | 0.000364
Table | Compact Fluorescent |  | Twist | 1 | 13 | Living Room | 1332710 | Living Room | 0.000364
Ceiling Fan | Compact Fluorescent |  | Twist | 2 | 13 | Master Bedroom | 1332711 | Master Bedroom | 0.000364
Table | Compact Fluorescent |  | Twist | 1 | 13 | Master Bedroom | 1332711 | Master Bedroom | 0.000364
Wall Mount | Incandescent |  | Globe | 6 | 40 | Bathroom | 133281 | Bathroom | 0.00049795
Wall Mount | Incandescent |  | Standard A Lamp | 2 | 60 | Bathroom | 133282 | Bathroom | 0.00049795
Ceiling Fixture | Incandescent |  | Standard A Lamp | 1 | 60 | Bathroom | 133282 | Bathroom | 0.00049795
Ceiling Fixture | Incandescent |  | Standard A Lamp | 1 | 60 | Bedroom | 133283 | Bedroom | 0.00049795
Ceiling Fixture | Incandescent |  | Standard A Lamp | 1 | 60 | Bedroom | 133284 | Bedroom | 0.00049795
Ceiling Fixture | Incandescent |  | Standard A Lamp | 1 | 60 | Bedroom | 133285 | Bedroom | 0.00049795
Table | Compact Fluorescent |  | Twist | 1 | 15 | Bedroom | 133285 | Bedroom | 0.00049795
Chandelier (Hanging) | Incandescent |  | Standard A Lamp | 2 | 60 | Dining Room | 133286 | Dining Room | 0.00049795
Recessed Can | Halogen |  | Other | 1 | 20 | Dining Room | 133286 | Dining Room | 0.00049795
Recessed Can | Incandescent |  | Reflector | 1 | 40 | Dining Room | 133286 | Dining Room | 0.00049795
Ceiling Fixture | Compact Fluorescent |  | Other | 1 | 36 | Family Room | 133287 | Family Room | 0.00049795
Floor lamp | Compact Fluorescent |  | Twist | 1 | 15 | Family Room | 133287 | Family Room | 0.00049795
Track | Halogen |  | MR | 4 | 20 | Family Room | 133287 | Family Room | 0.00049795
Table | Incandescent |  | Standard A Lamp | 1 | 40 | Family Room | 133287 | Family Room | 0.00049795
Other | Halogen |  | MR | 1 | 30 | Family Room | 133287 | Family Room | 0.00049795
Ceiling Fixture | Compact Fluorescent |  | Twist | 1 | 15 | Hall | 133288 | Hall | 0.00049795
Ceiling Fixture | Linear Fluorescent |  | Fluorescent Other | 1 | 32 | Hall | 133289 | Hall | 0.00049795
Ceiling Fixture | Linear Fluorescent | 24 | T-12 | 2 | 20 | Hall | 133289 | Hall | 0.00049795
Chandelier (Hanging) | Incandescent |  | Globe | 3 | 40 | Kitchen | 1332810 | Kitchen | 0.00049795
Ceiling Fixture | Linear Fluorescent | 48 | T-12 | 2 | 40 | Kitchen | 1332810 | Kitchen | 0.00049795
Ceiling Fixture | Linear Fluorescent | 44 | T-12 | 1 | 40 | Kitchen | 1332810 | Kitchen | 0.00049795
Wall Mount | Incandescent |  | Standard A Lamp | 1 | 40 | Living Room | 1332811 | Living Room | 0.00049795
Floor lamp | Compact Fluorescent |  | Twist | 1 | 15 | Living Room | 1332811 | Living Room | 0.00049795
Ceiling Fixture | Incandescent |  | Mini base | 3 | 60 | Bedroom | 1332812 | Bedroom | 0.00049795
Table | Compact Fluorescent |  | Twist | 1 | 15 | Bedroom | 1332812 | Bedroom | 0.00049795
Recessed Can | Incandescent |  | Reflector | 1 | 60 | Bedroom | 1332812 | Bedroom | 0.00049795
Ceiling Fixture | Compact Fluorescent |  | Other | 1 | 28 | Other | 1332813 | Other | 0.00049795
Ceiling Fixture | Linear Fluorescent | 92 | T-12 | 2 | 60 | Garage | 1332814 | Garage | 0.00049795
Ceiling Fixture | Linear Fluorescent | 48 | T-12 | 2 | 40 | Garage | 1332814 | Garage | 0.00049795
Garage door opener | Incandescent |  | Standard A Lamp | 1 | 40 | Garage | 1332814 | Garage | 0.00049795
Wall Mount | Incandescent |  | Globe | 4 | 40 | Bathroom | 133361 | Bathroom | 0.0017229
Ceiling Fixture | Incandescent |  | Standard A Lamp | 1 | 60 | Bedroom | 133362 | Bedroom | 0.0017229
Ceiling Fixture | Incandescent |  | Standard A Lamp | 1 | 40 | Bedroom | 133363 | Bedroom | 0.0017229
Chandelier (Hanging) | Incandescent |  | Standard A Lamp | 5 | 40 | Dining Room | 133364 | Dining Room | 0.0017229
Torchiere | Halogen |  | Quartz Tube | 1 | 100 | Dining Room | 133364 | Dining Room | 0.0017229
Table | Compact Fluorescent |  | Twist | 1 | 15 | Family Room | 133365 | Family Room | 0.0017229
Recessed Can | Incandescent |  | Reflector | 1 | 75 | Family Room | 133365 | Family Room | 0.0017229
Ceiling Fixture | Incandescent |  | Standard A Lamp | 1 | 60 | Garage | 133366 | Garage | 0.0017229
Chandelier (Hanging) | Incandescent |  | Decorative | 7 | 40 | Hall | 133367 | Hall | 0.0017229
Recessed Can | Incandescent |  | Reflector | 1 | 75 | Kitchen | 133368 | Kitchen | 0.0017229
Wall Mount | Incandescent |  | Globe | 4 | 40 | Laundry Room | 133369 | Laundry Room | 0.0017229
Ceiling Fixture | Incandescent |  | Standard A Lamp | 1 | 60 | Laundry Room | 133369 | Laundry Room | 0.0017229
Ceiling Fixture | Compact Fluorescent |  | Twist | 1 | 13 | Living Room | 1333610 | Living Room | 0.0017229
Table | Incandescent |  | Standard A Lamp | 1 | 60 | Living Room | 1333610 | Living Room | 0.0017229
Wall Mount | Halogen |  | Quartz Tube | 3 | 50 | Bathroom | 1333611 | Bathroom | 0.0017229
Ceiling Fixture | Incandescent |  | Standard A Lamp | 3 | 60 | Master Bedroom | 1333612 | Master Bedroom | 0.0017229
Ceiling Fixture | Incandescent |  | Standard A Lamp | 1 | 60 | Closet | 1333613 | Closet | 0.0017229
Ceiling Fixture | Incandescent |  | Standard A Lamp | 1 | 60 | Hall | 1333614 | Hall | 0.0017229
Wall Mount | Compact Fluorescent |  | Twist | 1 | 15 | Family Room | 133471 | Family Room | 0.00049795
Ceiling Fixture | Halogen |  | MR | 1 | 50 | Family Room | 133471 | Family Room | 0.00049795
Floor lamp | Compact Fluorescent |  | A shape bulb | 3 | 22 | Family Room | 133471 | Family Room | 0.00049795
Table | Incandescent |  | Standard A Lamp | 1 | 60 | Family Room | 133471 | Family Room | 0.00049795
Ceiling Fixture | Incandescent |  | Standard A Lamp | 2 | 60 | Bedroom | 133472 | Bedroom | 0.00049795
Ceiling Fixture | Incandescent |  | Standard A Lamp | 2 | 60 | Bedroom | 133473 | Bedroom | 0.00049795
Table | Incandescent |  | Standard A Lamp | 1 | 60 | Bedroom | 133473 | Bedroom | 0.00049795
Table | Incandescent |  | 3-Way Incandescent | 1 | 100 | Bedroom | 133473 | Bedroom | 0.00049795
Ceiling Fixture | Incandescent |  | Standard A Lamp | 2 | 60 | Bathroom | 133474 | Bathroom | 0.00049795
Garage door opener | Linear Fluorescent |  | T-4 | 2 | 60 | Garage | 133475 | Garage | 0.00049795
Ceiling Fixture | Incandescent |  | Standard A Lamp | 2 | 40 | Laundry Room | 133476 | Laundry Room | 0.00049795
Wall Mount | Incandescent |  | Standard A Lamp | 2 | 60 | Bathroom | 133477 | Bathroom | 0.00049795
Ceiling Fixture | Incandescent |  | Standard A Lamp | 1 | 60 | Bathroom | 133477 | Bathroom | 0.00049795
Ceiling Fixture | Incandescent |  | Standard A Lamp | 3 | 60 | Office | 133478 | Office | 0.00049795
Table | Incandescent |  | Clear | 1 | 100 | Office | 133478 | Office | 0.00049795
Table | Incandescent |  | Clear | 1 | 60 | Office | 133478 | Office | 0.00049795
Other | Halogen |  | PAR | 2 | 50 | Kitchen | 133479 | Kitchen | 0.00049795
Other | Halogen |  | PAR | 3 | 50 | Kitchen | 133479 | Kitchen | 0.00049795
Ceiling Fixture | Halogen |  | MR | 4 | 50 | Kitchen | 133479 | Kitchen | 0.00049795
Recessed Can | Incandescent |  | Reflector | 1 | 65 | Kitchen | 133479 | Kitchen | 0.00049795
Ceiling Fixture | Halogen |  | MR | 1 | 50 | Kitchen | 133479 | Kitchen | 0.00049795
Chandelier (Hanging) | Incandescent |  | Mini base | 6 | 60 | Dining Room | 1334710 | Dining Room | 0.00049795
Table | Incandescent |  | Mini base | 1 | 60 | Living Room | 1334711 | Living Room | 0.00049795
Table | Incandescent |  | 3-Way Incandescent | 1 | 100 | Living Room | 1334711 | Living Room | 0.00049795
Floor lamp | Incandescent |  | 3-Way Incandescent | 1 | 100 | Living Room | 1334711 | Living Room | 0.00049795
Table | Compact Fluorescent |  | Twist | 1 | 22 | Living Room | 1334711 | Living Room | 0.00049795
Ceiling Fixture | Incandescent |  | Standard A Lamp | 2 | 60 | Living Room | 1334711 | Living Room | 0.00049795
Ceiling Fixture | Compact Fluorescent |  | Twist | 1 | 22 | Hall | 1334712 | Hall | 0.00049795
Ceiling Fixture | Incandescent |  | Standard A Lamp | 3 | 60 | Master Bedroom | 1334713 | Master Bedroom | 0.00049795
Table | Compact Fluorescent |  | Twist | 1 | 15 | Master Bedroom | 1334713 | Master Bedroom | 0.00049795
Table | Incandescent |  | Standard A Lamp | 1 | 60 | Master Bedroom | 1334713 | Master Bedroom | 0.00049795
Wall Mount | Compact Fluorescent |  | Globe | 3 | 15 | Bathroom | 133591 | Bathroom | 0.00028601
Wall Mount | Incandescent |  | Globe | 3 | 40 | Bathroom | 133591 | Bathroom | 0.00028601
Recessed - other | Incandescent |  | Heat Lamp | 1 | 250 | Bathroom | 133591 | Bathroom | 0.00028601
Ceiling Fixture | Compact Fluorescent |  | Twist | 2 | 23 | Bedroom | 133592 | Bedroom | 0.00028601
Ceiling Fixture | Compact Fluorescent |  | Twist | 2 | 23 | Bedroom | 133593 | Bedroom | 0.00028601
Ceiling Fan | Compact Fluorescent |  | Twist | 4 | 27 | Dining Room | 133594 | Dining Room | 0.00028601
High bay | Linear Fluorescent | 96 | T-12 | 2 | 60 | Garage | 133595 | Garage | 0.00028601
Garage door opener | Incandescent |  | Standard A Lamp | 1 | 60 | Garage | 133595 | Garage | 0.00028601
Ceiling Fixture | Incandescent |  | Mini base | 3 | 60 | Hall | 133596 | Hall | 0.00028601
Ceiling Fixture | Linear Fluorescent | 48 | T-12 | 2 | 40 | Kitchen | 133597 | Kitchen | 0.00028601
Table | Incandescent |  | Standard A Lamp | 1 | 60 | Living Room | 133598 | Living Room | 0.00028601
Ceiling Fixture | Incandescent |  | Standard A Lamp | 2 | 60 | Master Bedroom | 133599 | Master Bedroom | 0.00028601
Table | Compact Fluorescent |  | Twist | 1 | 15 | Master Bedroom | 133599 | Master Bedroom | 0.00028601
Wall Mount | Incandescent |  | Clear | 3 | 40 | Bathroom | 133651 | Bathroom | 0.0012318
Recessed - other | Compact Fluorescent |  | Reflector | 1 | 22 | Bathroom | 133651 | Bathroom | 0.0012318
Recessed - other | Incandescent |  | Heat Lamp | 1 | 250 | Bathroom | 133651 | Bathroom | 0.0012318
Ceiling Fixture | Incandescent |  | Standard A Lamp | 2 | 60 | Bedroom | 133652 | Bedroom | 0.0012318
Ceiling Fixture | Compact Fluorescent |  | Twist | 2 | 15 | Bedroom | 133653 | Bedroom | 0.0012318
Ceiling Fixture | Incandescent |  | Standard A Lamp | 1 | 60 | Closet | 133654 | Closet | 0.0012318
Chandelier (Hanging) | Incandescent |  | Mini base | 5 | 25 | Dining Room | 133655 | Dining Room | 0.0012318
Ceiling Fixture | Incandescent |  | Standard A Lamp | 1 | 60 | Garage | 133656 | Garage | 0.0012318
Garage door opener | Incandescent |  | Standard A Lamp | 1 | 60 | Garage | 133656 | Garage | 0.0012318
Ceiling Fixture | Incandescent |  | Standard A Lamp | 2 | 60 | Hall | 133657 | Hall | 0.0012318
Recessed Can | Incandescent |  | Reflector | 1 | 65 | Kitchen | 133658 | Kitchen | 0.0012318
Chandelier (Hanging) | Incandescent |  | Standard A Lamp | 3 | 60 | Kitchen | 133658 | Kitchen | 0.0012318
Ceiling Fixture | Linear Fluorescent | 24 | T-8 | 2 | 16 | Laundry Room | 133659 | Laundry Room | 0.0012318
Table | Incandescent |  | Standard A Lamp | 1 | 60 | Living Room | 1336510 | Living Room | 0.0012318
Wall Mount | Incandescent |  | Clear | 3 | 40 | Bathroom | 1336511 | Bathroom | 0.0012318
Recessed - other | Incandescent |  | Heat Lamp | 1 | 250 | Bathroom | 1336511 | Bathroom | 0.0012318
Ceiling Fixture | Compact Fluorescent |  | Twist | 2 | 15 | Master Bedroom | 1336512 | Master Bedroom | 0.0012318
Ceiling Fixture | Incandescent |  | Reflector | 3 | 65 | Office | 1336513 | Office | 0.0012318
Table | Incandescent |  | Standard A Lamp | 1 | 60 | Office | 1336513 | Office | 0.0012318
Recessed Can | Incandescent |  | Reflector | 1 | 65 | Bathroom | 134001 | Bathroom | 0.0017229
Ceiling Fixture | Incandescent |  | Standard A Lamp | 2 | 60 | Bathroom | 134001 | Bathroom | 0.0017229
Wall Mount | Compact Fluorescent |  | Globe | 4 | 22 | Bathroom | 134002 | Bathroom | 0.0017229
Ceiling Fixture | Incandescent |  | Standard A Lamp | 2 | 60 | Bedroom | 134003 | Bedroom | 0.0017229
Ceiling Fixture | Incandescent |  | 3-Way Incandescent | 1 | 100 | Bedroom | 134003 | Bedroom | 0.0017229
Ceiling Fan | Incandescent |  | Clear | 3 | 60 | Bedroom | 134004 | Bedroom | 0.0017229
Table | Incandescent |  | 3-Way Incandescent | 1 | 100 | Bedroom | 134004 | Bedroom | 0.0017229
Ceiling Fixture | Incandescent |  | Standard A Lamp | 1 | 60 | Bedroom | 134005 | Bedroom | 0.0017229
Table | Incandescent |  | Standard A Lamp | 1 | 40 | Bedroom | 134005 | Bedroom | 0.0017229
Ceiling Fixture | Incandescent |  | Standard A Lamp | 1 | 60 | Hall | 134006 | Hall | 0.0017229
Wall Mount | Incandescent |  | Standard A Lamp | 1 | 60 | Hall | 134006 | Hall | 0.0017229
Chandelier (Hanging) | Incandescent |  | Mini base | 5 | 60 | Dining Room | 134007 | Dining Room | 0.0017229
Table | Incandescent |  | Standard A Lamp | 1 | 40 | Dining Room | 134007 | Dining Room | 0.0017229
Table | Incandescent |  | Standard A Lamp | 1 | 13 | Other | 134008 | Other | 0.0017229
Ceiling Fixture | Incandescent |  | Mini base | 3 | 50 | Other | 134008 | Other | 0.0017229
Recessed Can | Incandescent |  | Reflector | 1 | 60 | Family Room | 134009 | Family Room | 0.0017229
Table | Incandescent |  | 3-Way Incandescent | 1 | 100 | Family Room | 134009 | Family Room | 0.0017229
Ceiling Fixture | Linear Fluorescent | 48 | T-12 | 2 | 40 | Garage | 1340010 | Garage | 0.0017229
Ceiling Fan | Compact Fluorescent |  | Twist | 4 | 22 | Kitchen | 1340011 | Kitchen | 0.0017229
Recessed Can | Incandescent |  | Reflector | 1 | 60 | Kitchen | 1340011 | Kitchen | 0.0017229
Ceiling Fixture | Incandescent |  | Reflector | 1 | 65 | Laundry Room | 1340012 | Laundry Room | 0.0017229
Table | Incandescent |  | Standard A Lamp | 1 | 100 | Living Room | 1340013 | Living Room | 0.0017229
Table | Incandescent |  | Clear | 1 | 40 | Living Room | 1340013 | Living Room | 0.0017229
Floor lamp | Incandescent |  | Standard A Lamp | 2 | 70 | Living Room | 1340013 | Living Room | 0.0017229
Recessed Can | Incandescent |  | Reflector | 1 | 65 | Bathroom | 1340014 | Bathroom | 0.0017229
Table | Incandescent |  | 3-Way Incandescent | 1 | 100 | Bedroom | 1340015 | Bedroom | 0.0017229
Table | Incandescent |  | Standard A Lamp | 1 | 75 | Bedroom | 1340015 | Bedroom | 0.0017229
Table | Incandescent |  | 3-Way Incandescent | 1 | 100 | Office | 1340016 | Office | 0.0017229
Table | Compact Fluorescent |  | Twist | 1 | 15 | Office | 1340016 | Office | 0.0017229
Wall Mount | Incandescent |  | Standard A Lamp | 1 | 60 | Hall | 1340017 | Hall | 0.0017229
Wall Mount | Incandescent |  | Standard A Lamp | 1 | 60 | Bathroom | 134011 | Bathroom | 0.0012318
Recessed Can | Halogen |  | MR | 1 | 50 | Bathroom | 134011 | Bathroom | 0.0012318
Recessed Can | Halogen |  | MR | 1 | 50 | Bedroom | 134012 | Bedroom | 0.0012318
Recessed Can | Halogen |  | MR | 1 | 50 | Bedroom | 134013 | Bedroom | 0.0012318
Floor lamp | Compact Fluorescent |  | Straight Tube | 1 | 27 | Bedroom | 134013 | Bedroom | 0.0012318
Floor lamp | Compact Fluorescent |  | Straight Tube | 1 | 13 | Bedroom | 134013 | Bedroom | 0.0012318
Recessed Can | Halogen |  | MR | 1 | 50 | Other | 134014 | Other | 0.0012318
Recessed Can | Halogen |  | MR | 1 | 50 | Family Room | 134015 | Family Room | 0.0012318
Wall Mount | Incandescent |  | Standard A Lamp | 1 | 60 | Family Room | 134015 | Family Room | 0.0012318
Floor lamp | Compact Fluorescent |  | Straight Tube | 1 | 15 | Family Room | 134015 | Family Room | 0.0012318
Ceiling Fixture | Linear Fluorescent | 48 | T-12 | 2 | 40 | Garage | 134016 | Garage | 0.0012318
Recessed Can | Halogen |  | MR | 1 | 50 | Hall | 134017 | Hall | 0.0012318
Ceiling Fixture | Incandescent |  | Globe | 1 | 60 | Kitchen | 134018 | Kitchen | 0.0012318
Recessed Can | Halogen |  | MR | 1 | 50 | Kitchen | 134018 | Kitchen | 0.0012318
Architectural | Incandescent |  | Reflector | 2 | 45 | Kitchen | 134018 | Kitchen | 0.0012318
Ceiling Fixture | Linear Fluorescent | 18 | Fluorescent Other | 2 | 54 | Laundry Room | 134019 | Laundry Room | 0.0012318
Ceiling Fixture | Compact Fluorescent |  | Twist | 1 | 15 | Other | 1340110 | Other | 0.0012318
Ceiling Fixture | Linear Fluorescent | 48 | T-12 | 2 | 40 | Other | 1340111 | Other | 0.0012318
Ceiling Fixture | Linear Fluorescent | 48 | T-8 | 2 | 32 | Other | 1340111 | Other | 0.0012318
Ceiling Fixture | Compact Fluorescent |  | Twist | 1 | 15 | Bathroom | 134201 | Bathroom | 0.0012318
Wall Mount | Compact Fluorescent |  | Twist | 2 | 15 | Bathroom | 134201 | Bathroom | 0.0012318
Ceiling Fixture | Compact Fluorescent |  | Twist | 2 | 15 | Bedroom | 134202 | Bedroom | 0.0012318
Ceiling Fixture | Incandescent |  | Standard A Lamp | 2 | 60 | Bedroom | 134203 | Bedroom | 0.0012318
Ceiling Fixture | Compact Fluorescent |  | Twist | 2 | 15 | Bedroom | 134204 | Bedroom | 0.0012318
Wall Mount | Incandescent |  | Standard A Lamp | 1 | 60 | Bedroom | 134204 | Bedroom | 0.0012318
Ceiling Fixture | Incandescent |  | Standard A Lamp | 1 | 60 | Garage | 134205 | Garage | 0.0012318
Ceiling Fixture | Compact Fluorescent |  | Twist | 2 | 15 | Hall | 134206 | Hall | 0.0012318
Chandelier (Hanging) | Incandescent |  | Standard A Lamp | 4 | 60 | Kitchen | 134207 | Kitchen | 0.0012318
Track | Compact Fluorescent |  | Twist | 3 | 15 | Kitchen | 134207 | Kitchen | 0.0012318
Ceiling Fixture | Compact Fluorescent |  | Twist | 2 | 15 | Laundry Room | 134208 | Laundry Room | 0.0012318
Table | Compact Fluorescent |  | Twist | 1 | 22 | Family Room | 134209 | Family Room | 0.0012318
Ceiling Fixture | Compact Fluorescent |  | Twist | 1 | 22 | Bedroom | 134261 | Bedroom | 0.00029524
Table | Incandescent |  | Standard A Lamp | 1 | 60 | Bedroom | 134261 | Bedroom | 0.00029524
Floor lamp | Compact Fluorescent |  | Twist | 1 | 22 | Bedroom | 134261 | Bedroom | 0.00029524
Table | Compact Fluorescent |  | Straight Tube | 1 | 28 | Bedroom | 134261 | Bedroom | 0.00029524
Wall Mount | Compact Fluorescent |  | Twist | 1 | 15 | Bathroom | 134262 | Bathroom | 0.00029524
Wall Mount | Incandescent |  | Globe | 2 | 40 | Bathroom | 134263 | Bathroom | 0.00029524
Ceiling Fixture | Compact Fluorescent |  | Twist | 3 | 15 | Bedroom | 134264 | Bedroom | 0.00029524
Wall Mount | Compact Fluorescent |  | Twist | 1 | 22 | Bedroom | 134265 | Bedroom | 0.00029524
Table | Compact Fluorescent |  | Twist | 1 | 15 | Bedroom | 134265 | Bedroom | 0.00029524
Table | Compact Fluorescent |  | Twist | 1 | 15 | Bedroom | 134266 | Bedroom | 0.00029524
Other | Compact Fluorescent |  | A shape bulb | 1 | 7 | Bedroom | 134266 | Bedroom | 0.00029524
Ceiling Fixture | Compact Fluorescent |  | Twist | 3 | 22 | Bedroom | 134267 | Bedroom | 0.00029524
Wall Mount | Compact Fluorescent |  | A shape bulb | 1 | 7 | Bedroom | 134267 | Bedroom | 0.00029524
Recessed Can | Compact Fluorescent |  | Reflector | 1 | 15 | Bedroom | 134268 | Bedroom | 0.00029524
Table | Compact Fluorescent |  | Twist | 1 | 22 | Bedroom | 134268 | Bedroom | 0.00029524
Architectural | Linear Fluorescent | 24 | T-12 | 1 | 40 | Closet | 134269 | Closet | 0.00029524
Recessed Can | Compact Fluorescent |  | Reflector | 1 | 15 | Dining Room | 1342610 | Dining Room | 0.00029524
Table | Compact Fluorescent |  | Twist | 1 | 22 | Dining Room | 1342610 | Dining Room | 0.00029524
Recessed Can | Compact Fluorescent |  | Reflector | 1 | 15 | Family Room | 1342611 | Family Room | 0.00029524
Ceiling Fixture | Linear Fluorescent | 48 | T-12 | 2 | 40 | Garage | 1342612 | Garage | 0.00029524
Ceiling Fixture | Compact Fluorescent |  | Twist | 3 | 15 | Hall | 1342613 | Hall | 0.00029524
Recessed Can | Compact Fluorescent |  | Reflector | 1 | 15 | Hall | 1342614 | Hall | 0.00029524
Recessed Can | Compact Fluorescent |  | Reflector | 1 | 15 | Kitchen | 1342615 | Kitchen | 0.00029524
Ceiling Fixture | Compact Fluorescent |  | Other | 1 | 28 | Laundry Room | 1342616 | Laundry Room | 0.00029524
Table | Compact Fluorescent |  | Twist | 1 | 15 | Living Room | 1342617 | Living Room | 0.00029524
Wall Mount | Compact Fluorescent |  | Twist | 1 | 15 | Hall | 1342618 | Hall | 0.00029524
Ceiling Fixture | Compact Fluorescent |  | Twist | 3 | 15 | Family Room | 1342619 | Family Room | 0.00029524
Table | Compact Fluorescent |  | Twist | 1 | 22 | Family Room | 1342619 | Family Room | 0.00029524
Recessed Can | Compact Fluorescent |  | Twist | 1 | 15 | Other | 1342620 | Other | 0.00029524
Table | Compact Fluorescent |  | Twist | 1 | 22 | Other | 1342620 | Other | 0.00029524
Wall Mount | Other |  | LED Interior | 1 | 3 | Bathroom | 134271 | Bathroom | 0.0012318
Recessed Can | Compact Fluorescent |  | Reflector | 1 | 15 | Bathroom | 134272 | Bathroom | 0.0012318
Recessed Can | Incandescent |  | Reflector | 1 | 65 | Bathroom | 134272 | Bathroom | 0.0012318
Wall Mount | Incandescent |  | Standard A Lamp | 1 | 60 | Bathroom | 134273 | Bathroom | 0.0012318
Ceiling Fixture | Compact Fluorescent |  | Reflector | 1 | 12 | Bathroom | 134273 | Bathroom | 0.0012318
Ceiling Fixture | Compact Fluorescent |  | Twist | 1 | 13 | Bedroom | 134274 | Bedroom | 0.0012318
Floor lamp | Incandescent |  | Standard A Lamp | 1 | 100 | Bedroom | 134274 | Bedroom | 0.0012318
Other | Incandescent |  | Heat Lamp | 1 | 150 | Bedroom | 134274 | Bedroom | 0.0012318
Other | Incandescent |  | Heat Lamp | 1 | 100 | Bedroom | 134274 | Bedroom | 0.0012318
Other | Incandescent |  | Standard A Lamp | 1 | 60 | Bedroom | 134274 | Bedroom | 0.0012318
Other | Linear Fluorescent | 18 | T-8 | 1 | 20 | Bedroom | 134274 | Bedroom | 0.0012318
Table | Incandescent |  | Standard A Lamp | 1 | 60 | Bedroom | 134274 | Bedroom | 0.0012318
Ceiling Fixture | Compact Fluorescent |  | Reflector | 1 | 23 | Bedroom | 134275 | Bedroom | 0.0012318
Wall Mount | Incandescent |  | Reflector | 1 | 35 | Bedroom | 134275 | Bedroom | 0.0012318
Wall Mount | Linear Fluorescent | 24 | T-12 | 1 | 20 | Closet | 134276 | Closet | 0.0012318
Track | Halogen |  | PAR | 1 | 50 | Closet | 134277 | Closet | 0.0012318
Chandelier (Hanging) | Incandescent |  | Mini base | 12 | 60 | Dining Room | 134278 | Dining Room | 0.0012318
Wall Mount | Incandescent |  | Mini base | 1 | 60 | Dining Room | 134278 | Dining Room | 0.0012318
Wall Mount | Other |  | LED Interior | 1 | 3 | Hall | 134279 | Hall | 0.0012318
Track | Other |  | LED Interior | 3 | 5 | Other | 1342710 | Other | 0.0012318
Track | Other |  | LED Interior | 2 | 5 | Other | 1342710 | Other | 0.0012318
Chandelier (Hanging) | Other |  | LED Interior | 6 | 3 | Family Room | 1342711 | Family Room | 0.0012318
Wall Mount | Other |  | LED Interior | 1 | 3 | Family Room | 1342712 | Family Room | 0.0012318
Table | Compact Fluorescent |  | Twist | 1 | 13 | Family Room | 1342712 | Family Room | 0.0012318
Table | Incandescent |  | Clear | 1 | 25 | Family Room | 1342712 | Family Room | 0.0012318
Table | Incandescent |  | Standard A Lamp | 1 | 60 | Family Room | 1342712 | Family Room | 0.0012318
Floor lamp | Compact Fluorescent |  | Twist | 1 | 13 | Family Room | 1342712 | Family Room | 0.0012318
Recessed Can | Other |  | LED Interior | 1 | 7 | Garage | 1342713 | Garage | 0.0012318
Garage door opener | Incandescent |  | Standard A Lamp | 1 | 60 | Garage | 1342713 | Garage | 0.0012318
Recessed Can | Compact Fluorescent |  | Reflector | 1 | 15 | Garage | 1342713 | Garage | 0.0012318
Table | Compact Fluorescent |  | Twist | 1 | 13 | Bedroom | 1342714 | Bedroom | 0.0012318
Table | Incandescent |  | Mini base | 1 | 25 | Bedroom | 1342714 | Bedroom | 0.0012318
Ceiling Fixture | Other |  | LED Interior | 2 | 3 | Hall | 1342715 | Hall | 0.0012318
Recessed Can | Other |  | LED Interior | 1 | 9 | Kitchen | 1342716 | Kitchen | 0.0012318
Ceiling Fixture | Incandescent |  | Clear | 1 | 60 | Hall | 1342717 | Hall | 0.0012318
Wall Mount | Other |  | LED Interior | 1 | 3 | Hall | 1342717 | Hall | 0.0012318
Chandelier (Hanging) | Other |  | LED Interior | 4 | 3 | Hall | 1342717 | Hall | 0.0012318
Recessed Can | Compact Fluorescent |  | Reflector | 1 | 15 | Laundry Room | 1342718 | Laundry Room | 0.0012318
Wall Mount | Compact Fluorescent |  | Twist | 1 | 15 | Bathroom | 1342719 | Bathroom | 0.0012318
Recessed Can | Incandescent |  | Reflector | 1 | 65 | Bathroom | 1342719 | Bathroom | 0.0012318
Table | Compact Fluorescent |  | Other | 1 | 20 | Bathroom | 1342719 | Bathroom | 0.0012318
Floor lamp | Incandescent |  | Standard A Lamp | 1 | 75 | Master Bedroom | 1342720 | Master Bedroom | 0.0012318
Floor lamp | Compact Fluorescent |  | Twist | 1 | 13 | Master Bedroom | 1342720 | Master Bedroom | 0.0012318
Table | Incandescent |  | Clear | 1 | 60 | Master Bedroom | 1342720 | Master Bedroom | 0.0012318
Table | Other |  | LED Interior | 2 | 3 | Office | 1342721 | Office | 0.0012318
Recessed Can | Other |  | LED Interior | 1 | 18 | Office | 1342721 | Office | 0.0012318
Ceiling Fixture | Incandescent |  | Standard A Lamp | 1 | 60 | Office | 1342721 | Office | 0.0012318
Ceiling Fixture | Linear Fluorescent | 48 | T-12 | 4 | 40 | Other | 1342722 | Other | 0.0012318
Ceiling Fixture | Incandescent |  | Standard A Lamp | 1 | 60 | Other | 1342723 | Other | 0.0012318
Ceiling Fixture | Compact Fluorescent |  | Pin base | 3 | 15 | Closet | 1342724 | Closet | 0.0012318
Ceiling Fixture | Linear Fluorescent | 48 | T-12 | 4 | 40 | Other | 1342725 | Other | 0.0012318
Recessed Can | Other |  | LED Interior | 1 | 7 | Closet | 1342726 | Closet | 0.0012318
Recessed Can | Compact Fluorescent |  | Reflector | 1 | 15 | Closet | 1342726 | Closet | 0.0012318
Chandelier (Hanging) | Incandescent |  | Mini base | 6 | 60 | Family Room | 1342727 | Family Room | 0.0012318
Recessed Can | Other |  | LED Interior | 1 | 7 | Family Room | 1342728 | Family Room | 0.0012318
Recessed Can | Other |  | LED Interior | 1 | 7 | Family Room | 1342728 | Family Room | 0.0012318
Track | Other |  | LED Interior | 1 | 5 | Family Room | 1342728 | Family Room | 0.0012318
Ceiling Fixture | Incandescent |  | Reflector | 1 | 100 | Bathroom | 1342729 | Bathroom | 0.0012318
Ceiling Fixture | Compact Fluorescent |  | Twist | 1 | 15 | Dining Room | 134351 | Dining Room | 0.000364
Ceiling Fixture | Compact Fluorescent |  | Twist | 2 | 15 | Hall | 134352 | Hall | 0.000364
Ceiling Fixture | Compact Fluorescent |  | A shape bulb | 1 | 15 | Office | 134353 | Office | 0.000364
Ceiling Fixture | Compact Fluorescent |  | A shape bulb | 1 | 15 | Bathroom | 134354 | Bathroom | 0.000364
Ceiling Fixture | Compact Fluorescent |  | A shape bulb | 1 | 15 | Bedroom | 134355 | Bedroom | 0.000364
Wall Mount | Incandescent |  | Globe | 1 | 40 | Bedroom | 134355 | Bedroom | 0.000364
Ceiling Fixture | Incandescent |  | Standard A Lamp | 1 | 40 | Closet | 134356 | Closet | 0.000364
Ceiling Fixture | Compact Fluorescent |  | Twist | 1 | 15 | Hall | 134357 | Hall | 0.000364
Ceiling Fixture | Compact Fluorescent |  | Twist | 1 | 15 | Laundry Room | 134358 | Laundry Room | 0.000364
Recessed Can | Incandescent |  | Reflector | 1 | 65 | Other | 134359 | Other | 0.000364
Floor lamp | Compact Fluorescent |  | Twist | 1 | 15 | Other | 134359 | Other | 0.000364
Wall Mount | Compact Fluorescent |  | A shape bulb | 2 | 15 | Bathroom | 1343510 | Bathroom | 0.000364
Recessed Can | Compact Fluorescent |  | Reflector | 1 | 15 | Bedroom | 1343511 | Bedroom | 0.000364
Ceiling Fixture | Compact Fluorescent |  | Twist | 1 | 22 | Kitchen | 1343512 | Kitchen | 0.000364
Ceiling Fixture | Compact Fluorescent |  | Twist | 1 | 15 | Hall | 1343513 | Hall | 0.000364
Floor lamp | Linear Fluorescent | 12 | Fluorescent Other | 1 | 16 | Living Room | 1343514 | Living Room | 0.000364
Table | Compact Fluorescent |  | Twist | 1 | 15 | Living Room | 1343514 | Living Room | 0.000364
Ceiling Fixture | Incandescent |  | Standard A Lamp | 2 | 60 | Master Bedroom | 1343515 | Master Bedroom | 0.000364
Wall Mount | Incandescent |  | Standard A Lamp | 1 | 40 | Closet | 1343516 | Closet | 0.000364
Ceiling Fan | Compact Fluorescent |  | Twist | 1 | 15 | Hall | 1343517 | Hall | 0.000364
Recessed Can | Compact Fluorescent |  | Reflector | 1 | 15 | Bathroom | 1343518 | Bathroom | 0.000364
Wall Mount | Compact Fluorescent |  | Globe | 8 | 15 | Bathroom | 1343518 | Bathroom | 0.000364
Ceiling Fixture | Incandescent |  | Standard A Lamp | 1 | 40 | Closet | 1343519 | Closet | 0.000364
Recessed Can | Incandescent |  | Standard A Lamp | 1 | 60 | Bathroom | 134451 | Bathroom | 0.0012318
Wall Mount | Incandescent |  | Reflector | 1 | 45 | Bathroom | 134451 | Bathroom | 0.0012318
Chandelier (Hanging) | Incandescent |  | Standard A Lamp | 5 | 60 | Dining Room | 134452 | Dining Room | 0.0012318
Recessed Can | Incandescent |  | Reflector | 1 | 65 | Living Room | 134453 | Living Room | 0.0012318
Recessed Can | Incandescent |  | Reflector | 1 | 60 | Living Room | 134453 | Living Room | 0.0012318
Recessed Can | Halogen |  | PAR | 1 | 60 | Living Room | 134453 | Living Room | 0.0012318
Wall Mount | Incandescent |  | Decorative | 2 | 60 | Hall | 134454 | Hall | 0.0012318
Recessed Can | Incandescent |  | Reflector | 1 | 65 | Hall | 134455 | Hall | 0.0012318
Recessed Can | Incandescent |  | Reflector | 1 | 65 | Hall | 134456 | Hall | 0.0012318
Recessed Can | Compact Fluorescent |  | Twist | 1 | 16 | Hall | 134456 | Hall | 0.0012318
Wall Mount | Incandescent |  | Standard A Lamp | 1 | 60 | Closet | 134457 | Closet | 0.0012318
Recessed Can | Incandescent |  | Standard A Lamp | 1 | 75 | Kitchen | 134458 | Kitchen | 0.0012318
Recessed Can | Halogen |  | PAR | 1 | 60 | Kitchen | 134458 | Kitchen | 0.0012318
Recessed Can | Compact Fluorescent |  | Reflector | 1 | 14 | Kitchen | 134458 | Kitchen | 0.0012318
Recessed Can | Other |  | LED Interior | 1 | 13 | Kitchen | 134458 | Kitchen | 0.0012318
Recessed Can | Incandescent |  | Reflector | 1 | 60 | Kitchen | 134458 | Kitchen | 0.0012318
Recessed Can | Incandescent |  | Reflector | 1 | 65 | Office | 134459 | Office | 0.0012318
Wall Mount | Linear Fluorescent | 12 | T-5 | 1 | 7 | Closet | 1344510 | Closet | 0.0012318
Wall Mount | Compact Fluorescent |  | Twist | 1 | 26 | Closet | 1344511 | Closet | 0.0012318
Recessed Can | Halogen |  | PAR | 1 | 90 | Dining Room | 1344512 | Dining Room | 0.0012318
Chandelier (Hanging) | Incandescent |  | Decorative | 6 | 60 | Dining Room | 1344512 | Dining Room | 0.0012318
Recessed Can | Halogen |  | PAR | 1 | 60 | Family Room | 1344513 | Family Room | 0.0012318
Table | Incandescent |  | 3-Way Incandescent | 1 | 150 | Family Room | 1344513 | Family Room | 0.0012318
Recessed Can | Halogen |  | PAR | 1 | 75 | Family Room | 1344513 | Family Room | 0.0012318
Recessed Can | Incandescent |  | Reflector | 1 | 65 | Family Room | 1344513 | Family Room | 0.0012318
Recessed Can | Incandescent |  | Reflector | 1 | 45 | Family Room | 1344513 | Family Room | 0.0012318
Recessed Can | Halogen |  | PAR | 1 | 90 | Bedroom | 1344514 | Bedroom | 0.0012318
Recessed Can | Incandescent |  | Reflector | 1 | 65 | Bedroom | 1344514 | Bedroom | 0.0012318
Table | Incandescent |  | Standard A Lamp | 1 | 60 | Bedroom | 1344514 | Bedroom | 0.0012318
Recessed Can | Incandescent |  | Reflector | 1 | 65 | Bedroom | 1344515 | Bedroom | 0.0012318
Recessed Can | Compact Fluorescent |  | Reflector | 1 | 16 | Bedroom | 1344515 | Bedroom | 0.0012318
Recessed Can | Halogen |  | PAR | 1 | 90 | Family Room | 1344516 | Family Room | 0.0012318
Recessed Can | Incandescent |  | Reflector | 1 | 65 | Family Room | 1344516 | Family Room | 0.0012318
Recessed Can | Incandescent |  | Reflector | 1 | 65 | Hall | 1344517 | Hall | 0.0012318
Recessed Can | Incandescent |  | Standard A Lamp | 1 | 60 | Bathroom | 1344518 | Bathroom | 0.0012318
Wall Mount | Incandescent |  | Mini base | 1 | 5 | Bathroom | 1344518 | Bathroom | 0.0012318
Wall Mount | Incandescent |  | Standard A Lamp | 1 | 75 | Bathroom | 1344518 | Bathroom | 0.0012318
Recessed Can | Incandescent |  | Reflector | 1 | 65 | Laundry Room | 1344519 | Laundry Room | 0.0012318
Recessed Can | Incandescent |  | Standard A Lamp | 1 | 60 | Bathroom | 1344520 | Bathroom | 0.0012318
Recessed Can | Incandescent |  | Standard A Lamp | 1 | 25 | Bathroom | 1344520 | Bathroom | 0.0012318
Recessed Can | Incandescent |  | Reflector | 1 | 65 | Bathroom | 1344520 | Bathroom | 0.0012318
Recessed Can | Incandescent |  | Standard A Lamp | 1 | 40 | Closet | 1344521 | Closet | 0.0012318
Recessed Can | Incandescent |  | Reflector | 1 | 65 | Bathroom | 1344522 | Bathroom | 0.0012318
Recessed Can | Incandescent |  | Reflector | 1 | 65 | Master Bedroom | 1344523 | Master Bedroom | 0.0012318
Table | Incandescent |  | 3-Way Incandescent | 1 | 100 | Master Bedroom | 1344523 | Master Bedroom | 0.0012318
Ceiling Fixture | Compact Fluorescent |  | A shape bulb | 1 | 11 | Garage | 1344524 | Garage | 0.0012318
Garage door opener | Incandescent |  | Standard A Lamp | 1 | 60 | Garage | 1344524 | Garage | 0.0012318
Ceiling Fixture | Incandescent |  | Reflector | 1 | 75 | Garage | 1344524 | Garage | 0.0012318
Ceiling Fixture | Compact Fluorescent |  | Reflector | 1 | 15 | Garage | 1344524 | Garage | 0.0012318
Recessed Can | Incandescent |  | Reflector | 1 | 65 | Hall | 1344525 | Hall | 0.0012318
Recessed Can | Compact Fluorescent |  | Twist | 1 | 16 | Hall | 1344525 | Hall | 0.0012318
Wall Mount | Incandescent |  | Standard A Lamp | 1 | 40 | Hall | 1344525 | Hall | 0.0012318
Wall Mount | Compact Fluorescent |  | Twist | 1 | 9 | Hall | 1344525 | Hall | 0.0012318
Wall Mount | Incandescent |  | Globe | 7 | 40 | Bathroom | 134511 | Bathroom | 0.00028601
Ceiling Fan | Incandescent |  | Standard A Lamp | 1 | 60 | Bedroom | 134512 | Bedroom | 0.00028601
Ceiling Fan | Incandescent |  | Standard A Lamp | 1 | 100 | Dining Room | 134513 | Dining Room | 0.00028601
Low bay | Linear Fluorescent | 48 | T-12 | 2 | 40 | Garage | 134514 | Garage | 0.00028601
Ceiling Fixture | Incandescent |  | Standard A Lamp | 1 | 60 | Garage | 134514 | Garage | 0.00028601
Garage door opener | Incandescent |  | Standard A Lamp | 1 | 60 | Garage | 134514 | Garage | 0.00028601
Ceiling Fixture | Incandescent |  | Standard A Lamp | 1 | 75 | Hall | 134515 | Hall | 0.00028601
Ceiling Fixture | Linear Fluorescent | 48 | T-12 | 2 | 40 | Kitchen | 134516 | Kitchen | 0.00028601
Architectural | Incandescent |  | Standard A Lamp | 1 | 40 | Kitchen | 134516 | Kitchen | 0.00028601
Ceiling Fan | Incandescent |  | Standard A Lamp | 4 | 40 | Living Room | 134517 | Living Room | 0.00028601
Table | Incandescent |  | 3-Way Incandescent | 1 | 100 | Living Room | 134517 | Living Room | 0.00028601
Floor lamp | Halogen |  | MR | 2 | 50 | Living Room | 134517 | Living Room | 0.00028601
Table | Other |  | Other | 1 | 40 | Living Room | 134517 | Living Room | 0.00028601
Ceiling Fixture | Incandescent |  | Standard A Lamp | 2 | 60 | Bedroom | 134518 | Bedroom | 0.00028601
Table | Incandescent |  | 3-Way Incandescent | 1 | 100 | Bedroom | 134518 | Bedroom | 0.00028601
Ceiling Fixture | Incandescent |  | Standard A Lamp | 2 | 60 | Other | 134519 | Other | 0.00028601
Wall Mount | Incandescent |  | Standard A Lamp | 3 | 60 | Bathroom | 134531 | Bathroom | 0.0012318
Wall Mount | Incandescent |  | Standard A Lamp | 3 | 40 | Bathroom | 134532 | Bathroom | 0.0012318
Ceiling Fan | Compact Fluorescent |  | Twist | 1 | 22 | Bedroom | 134533 | Bedroom | 0.0012318
Table | Incandescent |  | Standard A Lamp | 1 | 60 | Bedroom | 134533 | Bedroom | 0.0012318
Ceiling Fan | Incandescent |  | Standard A Lamp | 4 | 60 | Bedroom | 134534 | Bedroom | 0.0012318
Table | Incandescent |  | Standard A Lamp | 1 | 100 | Bedroom | 134534 | Bedroom | 0.0012318
Ceiling Fan | Incandescent |  | Decorative | 3 | 40 | Master Bedroom | 134535 | Master Bedroom | 0.0012318
Ceiling Fan | Incandescent |  | Globe | 4 | 60 | Dining Room | 134536 | Dining Room | 0.0012318
Ceiling Fixture | Linear Fluorescent | 48 | T-12 | 2 | 40 | Garage | 134537 | Garage | 0.0012318
Garage door opener | Incandescent |  | Standard A Lamp | 1 | 60 | Garage | 134537 | Garage | 0.0012318
Ceiling Fixture | Incandescent |  | Clear | 1 | 25 | Hall | 134538 | Hall | 0.0012318
Ceiling Fixture | Linear Fluorescent | 48 | T-12 | 2 | 32 | Kitchen | 134539 | Kitchen | 0.0012318
Ceiling Fixture | Linear Fluorescent | 48 | T-8 | 2 | 32 | Laundry Room | 1345310 | Laundry Room | 0.0012318
Recessed Can | Compact Fluorescent |  | Reflector | 1 | 22 | Living Room | 1345311 | Living Room | 0.0012318
Wall Mount | Incandescent |  | Globe | 5 | 40 | Bathroom | 134551 | Bathroom | 0.00049795
Ceiling Fixture | Incandescent |  | Standard A Lamp | 1 | 60 | Closet | 134552 | Closet | 0.00049795
Ceiling Fixture | Incandescent |  | Standard A Lamp | 1 | 60 | Closet | 134553 | Closet | 0.00049795
Recessed Can | Incandescent |  | Reflector | 1 | 65 | Dining Room | 134554 | Dining Room | 0.00049795
Wall Mount | Compact Fluorescent |  | Twist | 1 | 13 | Dining Room | 134554 | Dining Room | 0.00049795
Ceiling Fixture | Incandescent |  | Standard A Lamp | 2 | 60 | Hall | 134555 | Hall | 0.00049795
Ceiling Fixture | Incandescent |  | Standard A Lamp | 2 | 60 | Bedroom | 134556 | Bedroom | 0.00049795
Table | Incandescent |  | Standard A Lamp | 1 | 40 | Bedroom | 134556 | Bedroom | 0.00049795
Ceiling Fixture | Incandescent |  | Standard A Lamp | 1 | 60 | Hall | 134557 | Hall | 0.00049795
Ceiling Fixture | Incandescent |  | Standard A Lamp | 2 | 60 | Bedroom | 134558 | Bedroom | 0.00049795
Table | Incandescent |  | Standard A Lamp | 1 | 40 | Bedroom | 134558 | Bedroom | 0.00049795
High bay | Linear Fluorescent | 48 | T-12 | 2 | 40 | Kitchen | 134559 | Kitchen | 0.00049795
Ceiling Fixture | Incandescent |  | Standard A Lamp | 1 | 60 | Laundry Room | 1345510 | Laundry Room | 0.00049795
Ceiling Fixture | Incandescent |  | Standard A Lamp | 1 | 40 | Laundry Room | 1345510 | Laundry Room | 0.00049795
Low bay | Linear Fluorescent | 24 | T-12 | 1 | 20 | Laundry Room | 1345510 | Laundry Room | 0.00049795
Floor lamp | Incandescent |  | 3-Way Incandescent | 1 | 250 | Living Room | 1345511 | Living Room | 0.00049795
Floor lamp | Compact Fluorescent |  | Twist | 3 | 23 | Living Room | 1345511 | Living Room | 0.00049795
Table | Compact Fluorescent |  | Twist | 1 | 26 | Living Room | 1345511 | Living Room | 0.00049795
Table | Incandescent |  | 3-Way Incandescent | 1 | 250 | Living Room | 1345511 | Living Room | 0.00049795
Ceiling Fixture | Incandescent |  | Standard A Lamp | 1 | 60 | Bathroom | 1345512 | Bathroom | 0.00049795
Wall Mount | Incandescent |  | Globe | 3 | 40 | Bathroom | 1345512 | Bathroom | 0.00049795
Ceiling Fixture | Incandescent |  | Clear | 2 | 60 | Master Bedroom | 1345513 | Master Bedroom | 0.00049795
Table | Compact Fluorescent |  | Twist | 1 | 23 | Master Bedroom | 1345513 | Master Bedroom | 0.00049795
Ceiling Fixture | Incandescent |  | Standard A Lamp | 1 | 60 | Closet | 1345514 | Closet | 0.00049795
Ceiling Fixture | Incandescent |  | Standard A Lamp | 2 | 60 | Office | 1345515 | Office | 0.00049795
Floor lamp | Incandescent |  | Standard A Lamp | 1 | 60 | Office | 1345515 | Office | 0.00049795
Table | Incandescent |  | Standard A Lamp | 1 | 60 | Office | 1345515 | Office | 0.00049795
Ceiling Fixture | Incandescent |  | Standard A Lamp | 2 | 60 | Laundry Room | 1345516 | Laundry Room | 0.00049795
Table | Incandescent |  | Standard A Lamp | 1 | 100 | Laundry Room | 1345516 | Laundry Room | 0.00049795
Ceiling Fixture | Incandescent |  | Standard A Lamp | 2 | 60 | Bathroom | 134621 | Bathroom | 0.000364
Wall Mount | Compact Fluorescent |  | Twist | 3 | 15 | Bathroom | 134622 | Bathroom | 0.000364
Ceiling Fixture | Incandescent |  | Standard A Lamp | 2 | 60 | Bedroom | 134623 | Bedroom | 0.000364
Ceiling Fixture | Incandescent |  | Standard A Lamp | 2 | 60 | Bedroom | 134624 | Bedroom | 0.000364
Chandelier (Hanging) | Compact Fluorescent |  | Twist | 5 | 22 | Family Room | 134625 | Family Room | 0.000364
Ceiling Fixture | Linear Fluorescent | 48 | T-12 | 2 | 40 | Kitchen | 134626 | Kitchen | 0.000364
Ceiling Fixture | Incandescent |  | Standard A Lamp | 1 | 60 | Laundry Room | 134627 | Laundry Room | 0.000364
Floor lamp | Compact Fluorescent |  | Twist | 2 | 15 | Living Room | 134628 | Living Room | 0.000364
Ceiling Fixture | Incandescent |  | Standard A Lamp | 2 | 60 | Office | 134629 | Office | 0.000364
Ceiling Fixture | Linear Fluorescent | 48 | T-5 | 2 | 16 | Bathroom | 134741 | Bathroom | 0.00037892
Ceiling Fixture | Linear Fluorescent | 48 | T-5 | 2 | 16 | Bathroom | 134742 | Bathroom | 0.00037892
Ceiling Fixture | Incandescent |  | Standard A Lamp | 1 | 60 | Bathroom | 134742 | Bathroom | 0.00037892
Recessed - other | Incandescent |  | Heat Lamp | 1 | 250 | Bathroom | 134742 | Bathroom | 0.00037892
Table | Incandescent |  | Decorative | 1 | 40 | Bedroom | 134743 | Bedroom | 0.00037892
Chandelier (Hanging) | Incandescent |  | Standard A Lamp | 1 | 100 | Dining Room | 134744 | Dining Room | 0.00037892
Ceiling Fixture | Halogen |  | MR | 1 | 30 | Hall | 134745 | Hall | 0.00037892
Ceiling Fixture | Compact Fluorescent |  | Twist | 1 | 15 | Garage | 134746 | Garage | 0.00037892
Garage door opener | Incandescent |  | Standard A Lamp | 1 | 60 | Garage | 134746 | Garage | 0.00037892
Recessed Can | Incandescent |  | Reflector | 1 | 65 | Hall | 134747 | Hall | 0.00037892
Recessed Can | Incandescent |  | Reflector | 1 | 65 | Kitchen | 134748 | Kitchen | 0.00037892
Ceiling Fixture | Compact Fluorescent |  | Twist | 1 | 15 | Laundry Room | 134749 | Laundry Room | 0.00037892
Table | Incandescent |  | 3-Way Incandescent | 1 | 150 | Living Room | 1347410 | Living Room | 0.00037892
Table | Incandescent |  | Standard A Lamp | 1 | 60 | Master Bedroom | 1347411 | Master Bedroom | 0.00037892
Recessed Can | Incandescent |  | Reflector | 1 | 65 | Office | 1347412 | Office | 0.00037892
Wall Mount | Incandescent |  | Standard A Lamp | 3 | 40 | Bathroom | 134901 | Bathroom | 0.000364
Ceiling Fan | Incandescent |  | Standard A Lamp | 1 | 60 | Bedroom | 134902 | Bedroom | 0.000364
Ceiling Fixture | Compact Fluorescent |  | Twist | 1 | 15 | Bedroom | 134903 | Bedroom | 0.000364
Ceiling Fixture | Incandescent |  | Standard A Lamp | 2 | 60 | Dining Room | 134904 | Dining Room | 0.000364
Ceiling Fan | Compact Fluorescent |  | Twist | 1 | 22 | Family Room | 134905 | Family Room | 0.000364
Ceiling Fixture | Linear Fluorescent | 96 | T-12 | 2 | 60 | Garage | 134906 | Garage | 0.000364
Ceiling Fixture | Incandescent |  | Standard A Lamp | 2 | 60 | Hall | 134907 | Hall | 0.000364
Ceiling Fixture | Other |  | Other | 2 | 32 | Kitchen | 134908 | Kitchen | 0.000364
Ceiling Fixture | Other |  | Other | 2 | 32 | Laundry Room | 134909 | Laundry Room | 0.000364
Table | Compact Fluorescent |  | Twist | 1 | 22 | Living Room | 1349010 | Living Room | 0.000364
Ceiling Fixture | Incandescent |  | Standard A Lamp | 3 | 60 | Bedroom | 1349011 | Bedroom | 0.000364
Wall Mount | Halogen |  | MR | 3 | 35 | Other | 134941 | Other | 0.00049795
Ceiling Fan | Incandescent |  | Standard A Lamp | 1 | 60 | Other | 134941 | Other | 0.00049795
Ceiling Fixture | Compact Fluorescent |  | Twist | 1 | 15 | Other | 134941 | Other | 0.00049795
Wall Mount | Incandescent |  | Globe | 7 | 60 | Bathroom | 134942 | Bathroom | 0.00049795
Chandelier (Hanging) | Incandescent |  | Standard A Lamp | 3 | 60 | Dining Room | 134943 | Dining Room | 0.00049795
Ceiling Fan | Incandescent |  | Standard A Lamp | 1 | 60 | Family Room | 134944 | Family Room | 0.00049795
Floor lamp | Incandescent |  | Standard A Lamp | 1 | 60 | Family Room | 134944 | Family Room | 0.00049795
Floor lamp | Incandescent |  | Standard A Lamp | 1 | 60 | Hall | 134945 | Hall | 0.00049795
Ceiling Fixture | Linear Fluorescent | 48 | T-12 | 2 | 32 | Kitchen | 134946 | Kitchen | 0.00049795
Recessed - other | Linear Fluorescent | 48 | T-12 | 2 | 32 | Laundry Room | 134947 | Laundry Room | 0.00049795
Ceiling Fan | Incandescent |  | Standard A Lamp | 4 | 60 | Master Bedroom | 134948 | Master Bedroom | 0.00049795
Ceiling Fan | Incandescent |  | Decorative | 3 | 25 | Other | 134949 | Other | 0.00049795
Ceiling Fixture | Incandescent |  | Standard A Lamp | 1 | 60 | Other | 134949 | Other | 0.00049795
Ceiling Fixture | Incandescent |  | Standard A Lamp | 1 | 60 | Hall | 1349410 | Hall | 0.00049795
Ceiling Fixture | Incandescent |  | Standard A Lamp | 2 | 60 | Bedroom | 1349411 | Bedroom | 0.00049795
Wall Mount | Incandescent |  | Standard A Lamp | 3 | 60 | Bedroom | 1349411 | Bedroom | 0.00049795
Ceiling Fixture | Compact Fluorescent |  | Twist | 2 | 15 | Bedroom | 1349412 | Bedroom | 0.00049795
Ceiling Fixture | Compact Fluorescent |  | Twist | 2 | 15 | Bedroom | 1349413 | Bedroom | 0.00049795
Ceiling Fixture | Incandescent |  | Standard A Lamp | 2 | 60 | Closet | 1349414 | Closet | 0.00049795
Ceiling Fixture | Halogen |  | MR | 3 | 20 | Closet | 1349415 | Closet | 0.00049795
Ceiling Fixture | Compact Fluorescent |  | Twist | 3 | 15 | Hall | 1349416 | Hall | 0.00049795
Wall Mount | Incandescent |  | Standard A Lamp | 3 | 60 | Bathroom | 134951 | Bathroom | 0.000364
Ceiling Fixture | Incandescent |  | Standard A Lamp | 3 | 60 | Bedroom | 134952 | Bedroom | 0.000364
Recessed - other | Linear Fluorescent | 96 | T-12 | 1 | 60 | Family Room | 134953 | Family Room | 0.000364
Ceiling Fixture | Linear Fluorescent | 96 | T-12 | 2 | 74 | Other | 134954 | Other | 0.000364
Ceiling Fixture | Incandescent |  | Standard A Lamp | 1 | 60 | Closet | 134955 | Closet | 0.000364
Wall Mount | Compact Fluorescent |  | Twist | 4 | 15 | Bathroom | 134956 | Bathroom | 0.000364
Recessed Can | Compact Fluorescent |  | Reflector | 1 | 22 | Bedroom | 134957 | Bedroom | 0.000364
Ceiling Fan | Incandescent |  | Standard A Lamp | 1 | 60 | Bedroom | 134957 | Bedroom | 0.000364
Table | Incandescent |  | Standard A Lamp | 1 | 60 | Bedroom | 134957 | Bedroom | 0.000364
Ceiling Fixture | Linear Fluorescent | 48 | T-12 | 2 | 40 | Other | 134958 | Other | 0.000364
Ceiling Fixture | Incandescent |  | Standard A Lamp | 1 | 60 | Other | 134958 | Other | 0.000364
Chandelier (Hanging) | Compact Fluorescent |  | Twist | 5 | 15 | Dining Room | 134959 | Dining Room | 0.000364
Ceiling Fixture | Linear Fluorescent | 48 | T-12 | 1 | 40 | Garage | 1349510 | Garage | 0.000364
Garage door opener | Incandescent |  | Standard A Lamp | 1 | 60 | Garage | 1349510 | Garage | 0.000364
Recessed Can | Incandescent |  | Standard A Lamp | 1 | 40 | Hall | 1349511 | Hall | 0.000364
Recessed Can | Compact Fluorescent |  | Reflector | 1 | 22 | Kitchen | 1349512 | Kitchen | 0.000364
Recessed Can | Compact Fluorescent |  | Reflector | 1 | 22 | Living Room | 1349513 | Living Room | 0.000364
Recessed Can | Compact Fluorescent |  | Reflector | 1 | 22 | Office | 1349514 | Office | 0.000364
Wall Mount | Compact Fluorescent |  | Twist | 2 | 15 | Bathroom | 1349515 | Bathroom | 0.000364
Ceiling Fan | Incandescent |  | Standard A Lamp | 1 | 60 | Bedroom | 1349516 | Bedroom | 0.000364
Table | Compact Fluorescent |  | Twist | 1 | 15 | Bedroom | 1349516 | Bedroom | 0.000364
Ceiling Fan | Incandescent |  | Standard A Lamp | 1 | 60 | Bedroom | 1349517 | Bedroom | 0.000364
Recessed Can | Compact Fluorescent |  | Reflector |  | 22 | Office | 1349518 | Office | 0.000364
Recessed Can | Compact Fluorescent |  | Reflector | 1 | 22 | Family Room | 1349519 | Family Room | 0.000364
Recessed - other | Compact Fluorescent |  | Twist | 1 | 15 | Hall | 1349520 | Hall | 0.000364
Wall Mount | Incandescent |  | Globe | 4 | 40 | Bathroom | 135051 | Bathroom | 0.000364
Ceiling Fixture | Incandescent |  | Standard A Lamp | 2 | 60 | Bathroom | 135052 | Bathroom | 0.000364
Ceiling Fixture | Incandescent |  | Standard A Lamp | 2 | 60 | Bedroom | 135053 | Bedroom | 0.000364
Table | Incandescent |  | Standard A Lamp | 1 | 60 | Bedroom | 135054 | Bedroom | 0.000364
Ceiling Fixture | Incandescent |  | Standard A Lamp | 2 | 60 | Bedroom | 135054 | Bedroom | 0.000364
Ceiling Fixture | Incandescent |  | Standard A Lamp | 2 | 60 | Bedroom | 135055 | Bedroom | 0.000364
Ceiling Fixture | Incandescent |  | Decorative | 4 | 40 | Dining Room | 135056 | Dining Room | 0.000364
Floor lamp | Compact Fluorescent |  | Twist | 1 | 15 | Family Room | 135057 | Family Room | 0.000364
Wall Mount | Incandescent |  | Mini base | 1 | 40 | Hall | 135058 | Hall | 0.000364
Ceiling Fixture | Linear Fluorescent | 48 | T-12 | 2 | 40 | Kitchen | 135059 | Kitchen | 0.000364
Floor lamp | Incandescent |  | Standard A Lamp | 1 | 60 | Other | 1350510 | Other | 0.000364
Ceiling Fixture | Incandescent |  | Standard A Lamp | 2 | 60 | Other | 1350510 | Other | 0.000364
Ceiling Fixture | Incandescent |  | Standard A Lamp | 1 | 60 | Other | 135071 | Other | 0.0012318
Other | Incandescent |  | Standard A Lamp | 1 | 100 | Other | 135071 | Other | 0.0012318
Ceiling Fixture | Incandescent |  | Standard A Lamp | 1 | 100 | Bathroom | 135072 | Bathroom | 0.0012318
Wall Mount | Incandescent |  | Standard A Lamp | 1 | 60 | Bathroom | 135072 | Bathroom | 0.0012318
Ceiling Fan | Incandescent |  | Standard A Lamp | 1 | 100 | Bedroom | 135073 | Bedroom | 0.0012318
Ceiling Fixture | Incandescent |  | Standard A Lamp | 1 | 60 | Bedroom | 135074 | Bedroom | 0.0012318
Ceiling Fixture | Incandescent |  | Standard A Lamp | 1 | 100 | Bedroom | 135075 | Bedroom | 0.0012318
Ceiling Fixture | Incandescent |  | Standard A Lamp | 1 | 60 | Bedroom | 135076 | Bedroom | 0.0012318
Ceiling Fixture | Incandescent |  | Standard A Lamp | 1 | 100 | Kitchen | 135077 | Kitchen | 0.0012318
Ceiling Fixture | Incandescent |  | Standard A Lamp | 1 | 100 | Other | 135078 | Other | 0.0012318
Chandelier (Hanging) | Incandescent |  | Decorative | 5 | 40 | Family Room | 135079 | Family Room | 0.0012318
Ceiling Fixture | Incandescent |  | Standard A Lamp | 1 | 100 | Hall | 1350710 | Hall | 0.0012318
Ceiling Fixture | Incandescent |  | Standard A Lamp | 1 | 100 | Other | 1350711 | Other | 0.0012318
Ceiling Fan | Incandescent |  | Standard A Lamp | 2 | 60 | Bathroom | 135141 | Bathroom | 0.0012318
Wall Mount | Incandescent |  | Standard A Lamp | 3 | 60 | Bathroom | 135141 | Bathroom | 0.0012318
Ceiling Fixture | Incandescent |  | Standard A Lamp | 1 | 60 | Bedroom | 135142 | Bedroom | 0.0012318
Ceiling Fixture | Linear Fluorescent | 48 | T-12 | 2 | 40 | Dining Room | 135144 | Dining Room | 0.0012318
Ceiling Fixture | Linear Fluorescent | 48 | T-12 | 2 | 40 | Garage | 135145 | Garage | 0.0012318
Garage door opener | Incandescent |  | Standard A Lamp | 1 | 60 | Garage | 135145 | Garage | 0.0012318
Ceiling Fixture | Incandescent |  | Standard A Lamp | 1 | 60 | Hall | 135146 | Hall | 0.0012318
Ceiling Fan | Incandescent |  | Standard A Lamp | 1 | 60 | Living Room | 135148 | Living Room | 0.0012318
Ceiling Fixture | Incandescent |  | Standard A Lamp | 1 | 60 | Office | 135149 | Office | 0.0012318
Wall Mount | Compact Fluorescent |  | Twist | 3 | 14 | Bathroom | 135541 | Bathroom | 0.0012318
Recessed - other | Incandescent |  | Reflector | 1 | 75 | Bathroom | 135541 | Bathroom | 0.0012318
Chandelier (Hanging) | Compact Fluorescent |  | Twist | 1 | 27 | Dining Room | 135542 | Dining Room | 0.0012318
Ceiling Fixture | Compact Fluorescent |  | Twist | 1 | 20 | Hall | 135543 | Hall | 0.0012318
Torchiere | Compact Fluorescent |  | Twist | 1 | 27 | Family Room | 135544 | Family Room | 0.0012318
Recessed Can | Compact Fluorescent |  | Twist | 1 | 20 | Family Room | 135544 | Family Room | 0.0012318
Floor lamp | Other |  | LED Interior | 1 | 1 | Family Room | 135544 | Family Room | 0.0012318
Recessed Can | Compact Fluorescent |  | Twist | 1 | 15 | Hall | 135545 | Hall | 0.0012318
Recessed Can | Compact Fluorescent |  | Twist | 1 | 15 | Kitchen | 135546 | Kitchen | 0.0012318
Chandelier (Hanging) | Compact Fluorescent |  | Pin base | 1 | 23 | Kitchen | 135546 | Kitchen | 0.0012318
Recessed Can | Compact Fluorescent |  | Twist | 1 | 15 | Living Room | 135547 | Living Room | 0.0012318
Chandelier (Hanging) | Compact Fluorescent |  | Twist | 5 | 15 | Living Room | 135547 | Living Room | 0.0012318
Wall Mount | Compact Fluorescent |  | Other | 1 | 27 | Closet | 135548 | Closet | 0.0012318
Recessed Can | Compact Fluorescent |  | Twist | 1 | 20 | Office | 135549 | Office | 0.0012318
Wall Mount | Compact Fluorescent |  | Other | 1 | 27 | Closet | 1355410 | Closet | 0.0012318
Wall Mount | Incandescent |  | Standard A Lamp | 3 | 100 | Bathroom | 1355411 | Bathroom | 0.0012318
Recessed Can | Compact Fluorescent |  | Twist | 1 | 20 | Family Room | 1355412 | Family Room | 0.0012318
Ceiling Fixture | Compact Fluorescent |  | Twist | 2 | 15 | Laundry Room | 1355413 | Laundry Room | 0.0012318
Recessed Can | Compact Fluorescent |  | Twist | 1 | 14 | Hall | 1355414 | Hall | 0.0012318
Recessed Can | Compact Fluorescent |  | Twist | 1 | 20 | Hall | 1355414 | Hall | 0.0012318
Recessed Can | Incandescent |  | Reflector | 1 | 65 | Hall | 1355414 | Hall | 0.0012318
Ceiling Fixture | Incandescent |  | Reflector | 1 | 75 | Bathroom | 1355415 | Bathroom | 0.0012318
Wall Mount | Compact Fluorescent |  | Twist | 3 | 14 | Bathroom | 1355416 | Bathroom | 0.0012318
Ceiling Fixture | Compact Fluorescent |  | Twist | 2 | 14 | Closet | 1355417 | Closet | 0.0012318
Torchiere | Compact Fluorescent |  | Twist | 1 | 27 | Master Bedroom | 1355418 | Master Bedroom | 0.0012318
Floor lamp | Incandescent |  | Standard A Lamp | 1 | 40 | Master Bedroom | 1355418 | Master Bedroom | 0.0012318
Ceiling Fixture | Compact Fluorescent |  | Twist | 2 | 14 | Bedroom | 1355419 | Bedroom | 0.0012318
Ceiling Fixture | Compact Fluorescent |  | Twist | 2 | 14 | Bedroom | 1355420 | Bedroom | 0.0012318
Ceiling Fixture | Compact Fluorescent |  | Twist | 2 | 14 | Family Room | 1355421 | Family Room | 0.0012318
Ceiling Fixture | Compact Fluorescent |  | Twist | 1 | 15 | Garage | 1355422 | Garage | 0.0012318
Ceiling Fixture | Compact Fluorescent |  | Twist | 2 | 22 | Kitchen | 136211 | Kitchen | 0.000364
Ceiling Fixture | Linear Fluorescent | 48 | T-12 | 2 | 40 | Other | 136212 | Other | 0.000364
Ceiling Fan | Incandescent |  | Decorative | 3 | 60 | Hall | 136213 | Hall | 0.000364
Ceiling Fan | Compact Fluorescent |  | Twist | 1 | 15 | Bedroom | 136214 | Bedroom | 0.000364
Ceiling Fixture | Incandescent |  | Standard A Lamp | 3 | 60 | Hall | 136215 | Hall | 0.000364
Wall Mount | Incandescent |  | Standard A Lamp | 2 | 60 | Bathroom | 136216 | Bathroom | 0.000364
Ceiling Fan | Compact Fluorescent |  | Twist | 1 | 15 | Bedroom | 136217 | Bedroom | 0.000364
Ceiling Fixture | Compact Fluorescent |  | Twist | 1 | 15 | Hall | 136218 | Hall | 0.000364
Chandelier (Hanging) | Incandescent |  | Decorative | 6 | 40 | Dining Room | 136219 | Dining Room | 0.000364
Table | Compact Fluorescent |  | Twist | 1 | 22 | Living Room | 1362110 | Living Room | 0.000364
Track | Halogen |  | PAR | 3 | 50 | Hall | 1362111 | Hall | 0.000364
Ceiling Fixture | Halogen |  | PAR | 3 | 50 | Master Bedroom | 1362112 | Master Bedroom | 0.000364
Ceiling Fixture | Compact Fluorescent |  | Twist | 2 | 15 | Bathroom | 1362113 | Bathroom | 0.000364
Wall Mount | Incandescent |  | Decorative | 2 | 60 | Bathroom | 1362113 | Bathroom | 0.000364
Ceiling Fixture | Compact Fluorescent |  | Twist | 2 | 15 | Bedroom | 1362114 | Bedroom | 0.000364
Ceiling Fixture | Linear Fluorescent | 48 | T-8 | 2 | 32 | Family Room | 1362115 | Family Room | 0.000364
Ceiling Fixture | Linear Fluorescent | 48 | T-12 | 2 | 40 | Laundry Room | 1362116 | Laundry Room | 0.000364
Table | Compact Fluorescent |  | Twist | 1 | 15 | Bedroom | 136431 | Bedroom | 0.00049795
Ceiling Fixture | Compact Fluorescent |  | Twist | 2 | 15 | Bedroom | 136431 | Bedroom | 0.00049795
Chandelier (Hanging) | Incandescent |  | Decorative | 3 | 60 | Living Room | 136432 | Living Room | 0.00049795
Recessed Can | Other |  | LED Interior | 1 | 7 | Hall | 136433 | Hall | 0.00049795
Ceiling Fixture | Incandescent |  | Standard A Lamp | 2 | 60 | Garage | 136434 | Garage | 0.00049795
Ceiling Fixture | Linear Fluorescent | 48 | T-12 | 2 | 60 | Garage | 136434 | Garage | 0.00049795
Torchiere | Other |  | LED Interior | 1 | 10 | Hall | 136435 | Hall | 0.00049795
Recessed Can | Other |  | LED Interior | 1 | 7 | Hall | 136436 | Hall | 0.00049795
Torchiere | Compact Fluorescent |  | Twist | 1 | 15 | Bedroom | 136437 | Bedroom | 0.00049795
Ceiling Fixture | Compact Fluorescent |  | Twist | 1 | 15 | Bedroom | 136437 | Bedroom | 0.00049795
Other | Halogen |  | Other | 1 | 35 | Kitchen | 136438 | Kitchen | 0.00049795
Recessed Can | Other |  | LED Interior | 1 | 5 | Kitchen | 136438 | Kitchen | 0.00049795
Recessed Can | Other |  | LED Interior | 1 | 7 | Kitchen | 136438 | Kitchen | 0.00049795
Ceiling Fixture | Halogen |  | MR | 3 | 35 | Laundry Room | 136439 | Laundry Room | 0.00049795
Floor lamp | Compact Fluorescent |  | Twist | 1 | 15 | Living Room | 1364310 | Living Room | 0.00049795
Table | Incandescent |  | Clear | 1 | 60 | Living Room | 1364310 | Living Room | 0.00049795
Wall Mount | Compact Fluorescent |  | Twist | 2 | 15 | Bathroom | 1364311 | Bathroom | 0.00049795
Other | Incandescent |  | Mini base | 1 | 20 | Bathroom | 1364311 | Bathroom | 0.00049795
Ceiling Fan | Incandescent |  | Decorative | 2 | 60 | Master Bedroom | 1364312 | Master Bedroom | 0.00049795
Table | Incandescent |  | Mini base | 1 | 40 | Master Bedroom | 1364312 | Master Bedroom | 0.00049795
Table | Halogen |  | Other | 1 | 50 | Master Bedroom | 1364312 | Master Bedroom | 0.00049795
Ceiling Fixture | Incandescent |  | Standard A Lamp | 1 | 60 | Hall | 1364313 | Hall | 0.00049795
Track | Incandescent |  | Globe | 4 | 60 | Bathroom | 1364314 | Bathroom | 0.00049795
Ceiling Fan | Incandescent |  | Standard A Lamp | 1 | 60 | Bathroom | 1364314 | Bathroom | 0.00049795
Ceiling Fixture | Compact Fluorescent |  | Twist | 2 | 15 | Other | 1364315 | Other | 0.00049795
Recessed - other | Compact Fluorescent |  | Pin base | 1 | 15 | Living Room | 1364316 | Living Room | 0.00049795
Ceiling Fixture | Incandescent |  | Clear | 1 | 300 | Living Room | 136551 | Living Room | 0.000364
Torchiere | Compact Fluorescent |  | Twist | 1 | 15 | Living Room | 136551 | Living Room | 0.000364
Ceiling Fixture | Incandescent |  | Standard A Lamp | 1 | 100 | Bedroom | 136552 | Bedroom | 0.000364
Floor lamp | Incandescent |  | Mini base | 5 | 40 | Bedroom | 136552 | Bedroom | 0.000364
Table | Incandescent |  | Mini base | 1 | 40 | Bedroom | 136552 | Bedroom | 0.000364
Ceiling Fixture | Linear Fluorescent | 48 | T-12 | 1 | 40 | Bathroom | 136553 | Bathroom | 0.000364
Wall Mount | Incandescent |  | Standard A Lamp | 1 | 75 | Hall | 136554 | Hall | 0.000364
Ceiling Fixture | Compact Fluorescent |  | Twist | 1 | 15 | Living Room | 136555 | Living Room | 0.000364
Track | Halogen |  | MR | 1 | 50 | Living Room | 136555 | Living Room | 0.000364
Ceiling Fixture | Linear Fluorescent | 48 | T-12 | 4 | 40 | Other | 136556 | Other | 0.000364
Ceiling Fixture | Linear Fluorescent | 48 | T-12 | 2 | 40 | Other | 136556 | Other | 0.000364
Wall Mount | Compact Fluorescent |  | Twist | 1 | 15 | Other | 136556 | Other | 0.000364
Wall Mount | Compact Fluorescent |  | Twist | 1 | 15 | Closet | 136557 | Closet | 0.000364
Ceiling Fixture | Linear Fluorescent | 48 | T-12 | 2 | 40 | Bedroom | 136558 | Bedroom | 0.000364
Ceiling Fixture | Linear Fluorescent | 48 | T-12 | 2 | 40 | Hall | 136559 | Hall | 0.000364
Table | Compact Fluorescent |  | Twist | 1 | 15 | Hall | 136559 | Hall | 0.000364
Wall Mount | Incandescent |  | Standard A Lamp | 2 | 75 | Hall | 136559 | Hall | 0.000364
Ceiling Fixture | Linear Fluorescent | 48 | T-12 | 2 | 40 | Laundry Room | 1365510 | Laundry Room | 0.000364
Wall Mount | Compact Fluorescent |  | Twist | 2 | 15 | Bathroom | 1365511 | Bathroom | 0.000364
Ceiling Fixture | Linear Fluorescent | 48 | T-12 | 2 | 40 | Bathroom | 1365511 | Bathroom | 0.000364
Ceiling Fixture | Linear Fluorescent | 48 | T-12 | 2 | 40 | Office | 1365512 | Office | 0.000364
Table | Compact Fluorescent |  | Twist | 1 | 22 | Office | 1365512 | Office | 0.000364
Ceiling Fixture | Linear Fluorescent | 48 | T-12 | 2 | 20 | Kitchen | 1365513 | Kitchen | 0.000364
Ceiling Fixture | Incandescent |  | Reflector | 1 | 65 | Kitchen | 1365513 | Kitchen | 0.000364
Other | Compact Fluorescent |  | Twist | 1 | 15 | Kitchen | 1365513 | Kitchen | 0.000364
Other | Linear Fluorescent | 18 | T-12 | 1 | 16 | Kitchen | 1365513 | Kitchen | 0.000364
Wall Mount | Compact Fluorescent |  | Globe | 4 | 9 | Bathroom | 136561 | Bathroom | 0.00037892
Wall Mount | Incandescent |  | Globe | 8 | 40 | Bathroom | 136562 | Bathroom | 0.00037892
Ceiling Fixture | Compact Fluorescent |  | Twist | 2 | 20 | Bedroom | 136563 | Bedroom | 0.00037892
Ceiling Fixture | Compact Fluorescent |  | Twist | 2 | 13 | Bedroom | 136564 | Bedroom | 0.00037892
Recessed Can | Compact Fluorescent |  | Reflector | 1 | 11 | Family Room | 136565 | Family Room | 0.00037892
Ceiling Fixture | Compact Fluorescent |  | Twist | 1 | 13 | Garage | 136566 | Garage | 0.00037892
Ceiling Fixture | Compact Fluorescent |  | Twist | 1 | 26 | Garage | 136566 | Garage | 0.00037892
Ceiling Fixture | Incandescent |  | Standard A Lamp | 1 | 75 | Garage | 136566 | Garage | 0.00037892
Garage door opener | Incandescent |  | Standard A Lamp | 1 | 100 | Garage | 136566 | Garage | 0.00037892
Recessed Can | Compact Fluorescent |  | Twist | 1 | 20 | Hall | 136567 | Hall | 0.00037892
Ceiling Fixture | Compact Fluorescent |  | Twist | 1 | 20 | Kitchen | 136568 | Kitchen | 0.00037892
Ceiling Fixture | Incandescent |  | Standard A Lamp | 4 | 75 | Kitchen | 136568 | Kitchen | 0.00037892
Chandelier (Hanging) | Compact Fluorescent |  | Twist | 5 | 20 | Living Room | 136569 | Living Room | 0.00037892
Ceiling Fixture | Incandescent |  | Standard A Lamp | 2 | 60 | Office | 1365610 | Office | 0.00037892
Table | Compact Fluorescent |  | Twist | 1 | 20 | Office | 1365610 | Office | 0.00037892
Floor lamp | Compact Fluorescent |  | Straight Tube | 1 | 27 | Office | 1365610 | Office | 0.00037892
Track | Incandescent |  | Standard A Lamp | 3 | 60 | Bedroom | 136721 | Bedroom | 0.00029524
Track | Compact Fluorescent |  | Twist | 1 | 15 | Bedroom | 136721 | Bedroom | 0.00029524
Floor lamp | Incandescent |  | Standard A Lamp | 3 | 60 | Bedroom | 136721 | Bedroom | 0.00029524
Ceiling Fan | Incandescent |  | Standard A Lamp | 1 | 60 | Master Bedroom | 136722 | Master Bedroom | 0.00029524
Floor lamp | Incandescent |  | Standard A Lamp | 1 | 60 | Master Bedroom | 136722 | Master Bedroom | 0.00029524
Table | Linear Fluorescent | 12 | T-8 | 1 | 16 | Master Bedroom | 136722 | Master Bedroom | 0.00029524
Ceiling Fixture | Linear Fluorescent | 48 | T-12 | 2 | 40 | Closet | 136723 | Closet | 0.00029524
Track | Incandescent |  | Standard A Lamp | 3 | 60 | Office | 136724 | Office | 0.00029524
Wall Mount | Incandescent |  | Standard A Lamp | 1 | 60 | Office | 136724 | Office | 0.00029524
Ceiling Fixture | Compact Fluorescent |  | A shape bulb | 1 | 22 | Hall | 136725 | Hall | 0.00029524
Chandelier (Hanging) | Incandescent |  | Standard A Lamp | 1 | 60 | Hall | 136725 | Hall | 0.00029524
Ceiling Fixture | Linear Fluorescent | 48 | T-12 | 2 | 40 | Bathroom | 136726 | Bathroom | 0.00029524
Wall Mount | Incandescent |  | Globe | 3 | 40 | Bathroom | 136727 | Bathroom | 0.00029524
Ceiling Fan | Incandescent |  | Decorative | 4 | 40 | Dining Room | 136728 | Dining Room | 0.00029524
Ceiling Fan | Incandescent |  | Standard A Lamp | 1 | 75 | Dining Room | 136728 | Dining Room | 0.00029524
Ceiling Fixture | Incandescent |  | Reflector | 2 | 65 | Garage | 136729 | Garage | 0.00029524
Ceiling Fixture | Linear Fluorescent | 48 | T-12 | 2 | 40 | Garage | 136729 | Garage | 0.00029524
Ceiling Fixture | Incandescent |  | Standard A Lamp | 1 | 60 | Garage | 136729 | Garage | 0.00029524
Ceiling Fixture | Compact Fluorescent |  | Twist | 1 | 15 | Garage | 136729 | Garage | 0.00029524
Ceiling Fixture | Linear Fluorescent | 48 | T-12 | 2 | 40 | Kitchen | 1367210 | Kitchen | 0.00029524
Track | Incandescent |  | Reflector | 3 | 40 | Kitchen | 1367210 | Kitchen | 0.00029524
Recessed Can | Incandescent |  | Reflector | 1 | 60 | Kitchen | 1367210 | Kitchen | 0.00029524
Ceiling Fixture | Incandescent |  | Standard A Lamp | 2 | 60 | Kitchen | 1367210 | Kitchen | 0.00029524
Other | Incandescent |  | Clear | 1 | 25 | Kitchen | 1367210 | Kitchen | 0.00029524
Ceiling Fixture | Incandescent |  | Standard A Lamp | 3 | 90 | Living Room | 1367211 | Living Room | 0.00029524
Track | Incandescent |  | Standard A Lamp | 2 | 65 | Living Room | 1367212 | Living Room | 0.00029524
Torchiere | Incandescent |  | Standard A Lamp | 2 | 60 | Living Room | 1367212 | Living Room | 0.00029524
Table | Compact Fluorescent |  | Straight Tube | 1 | 28 | Living Room | 1367212 | Living Room | 0.00029524
Ceiling Fixture | Compact Fluorescent |  | Twist | 2 | 15 | Office | 1367213 | Office | 0.00029524
Ceiling Fixture | Incandescent |  | Standard A Lamp | 2 | 40 | Office | 1367213 | Office | 0.00029524
Table | Incandescent |  | Other | 1 | 60 | Office | 1367213 | Office | 0.00029524
Wall Mount | Compact Fluorescent |  | Twist | 1 | 15 | Closet | 1367214 | Closet | 0.00029524
Ceiling Fixture | Linear Fluorescent | 48 | T-12 | 2 | 40 | Closet | 1367215 | Closet | 0.00029524
Wall Mount | Compact Fluorescent |  | Twist | 4 | 15 | Bathroom | 136781 | Bathroom | 0.00049795
Ceiling Fixture | Incandescent |  | Standard A Lamp | 1 | 60 | Bathroom | 136782 | Bathroom | 0.00049795
Table | Incandescent |  | Standard A Lamp | 1 | 60 | Bedroom | 136783 | Bedroom | 0.00049795
Table | Incandescent |  | Standard A Lamp | 1 | 40 | Bedroom | 136783 | Bedroom | 0.00049795
Table | Compact Fluorescent |  | Straight Tube | 1 | 28 | Bedroom | 136784 | Bedroom | 0.00049795
Ceiling Fixture | Compact Fluorescent |  | Twist | 1 | 28 | Bedroom | 136784 | Bedroom | 0.00049795
Table | Incandescent |  | Colored | 1 | 25 | Bedroom | 136784 | Bedroom | 0.00049795
Chandelier (Hanging) | Incandescent |  | Decorative | 5 | 25 | Hall | 136785 | Hall | 0.00049795
Ceiling Fixture | Incandescent |  | Standard A Lamp | 5 | 40 | Family Room | 136786 | Family Room | 0.00049795
Table | Incandescent |  | Standard A Lamp | 1 | 25 | Family Room | 136786 | Family Room | 0.00049795
Table | Compact Fluorescent |  | Twist | 1 | 7 | Family Room | 136786 | Family Room | 0.00049795
Ceiling Fixture | Compact Fluorescent |  | Twist | 1 | 22 | Hall | 136787 | Hall | 0.00049795
Ceiling Fixture | Compact Fluorescent |  | Twist | 1 | 22 | Hall | 136788 | Hall | 0.00049795
Recessed - other | Linear Fluorescent | 48 | T-12 | 1 | 40 | Living Room | 136789 | Living Room | 0.00049795
Ceiling Fixture | Linear Fluorescent | 48 | T-12 | 1 | 40 | Living Room | 136789 | Living Room | 0.00049795
Ceiling Fixture | Compact Fluorescent |  | Twist | 1 | 15 | Living Room | 136789 | Living Room | 0.00049795
Chandelier (Hanging) | Compact Fluorescent |  | Twist | 6 | 15 | Living Room | 1367810 | Living Room | 0.00049795
Table | Incandescent |  | 3-Way Incandescent | 1 | 100 | Living Room | 1367810 | Living Room | 0.00049795
Table | Incandescent |  | Decorative | 3 | 40 | Master Bedroom | 1367811 | Master Bedroom | 0.00049795
Floor lamp | Compact Fluorescent |  | Twist | 2 | 22 | Master Bedroom | 1367811 | Master Bedroom | 0.00049795
Wall Mount | Incandescent |  | Globe | 6 | 40 | Bathroom | 1367812 | Bathroom | 0.00049795
Ceiling Fixture | Compact Fluorescent |  | Twist | 2 | 22 | Bathroom | 1367812 | Bathroom | 0.00049795
Ceiling Fixture | Compact Fluorescent |  | Twist | 1 | 22 | Office | 1367813 | Office | 0.00049795
Table | Compact Fluorescent |  | Straight Tube | 1 | 7 | Office | 1367813 | Office | 0.00049795
Ceiling Fixture | Compact Fluorescent |  | Twist | 1 | 22 | Garage | 1367814 | Garage | 0.00049795
Garage door opener | Incandescent |  | Standard A Lamp | 2 | 40 | Garage | 1367814 | Garage | 0.00049795
Wall Mount | Incandescent |  | Standard A Lamp | 2 | 60 | Bathroom | 136911 | Bathroom | 0.0017229
Wall Mount | Incandescent |  | Standard A Lamp | 3 | 60 | Bathroom | 136912 | Bathroom | 0.0017229
Ceiling Fixture | Incandescent |  | Reflector | 1 | 65 | Bathroom | 136912 | Bathroom | 0.0017229
Ceiling Fixture | Compact Fluorescent |  | Flood | 1 | 25 | Bathroom | 136912 | Bathroom | 0.0017229
Recessed Can | Incandescent |  | Reflector | 1 | 75 | Closet | 136913 | Closet | 0.0017229
Recessed Can | Incandescent |  | Reflector | 1 | 65 | Closet | 136914 | Closet | 0.0017229
Recessed - other | Incandescent |  | Reflector | 1 | 65 | Bedroom | 136915 | Bedroom | 0.0017229
Table | Incandescent |  | 3-Way Incandescent | 1 | 100 | Bedroom | 136915 | Bedroom | 0.0017229
Recessed - other | Halogen |  | Other | 1 | 50 | Bedroom | 136916 | Bedroom | 0.0017229
Chandelier (Hanging) | Incandescent |  | Decorative | 5 | 40 | Bedroom | 136916 | Bedroom | 0.0017229
Table | Incandescent |  | Standard A Lamp | 1 | 60 | Bedroom | 136916 | Bedroom | 0.0017229
Table | Compact Fluorescent |  | Twist | 1 | 13 | Bedroom | 136916 | Bedroom | 0.0017229
Ceiling Fixture | Compact Fluorescent |  | Twist | 1 | 13 | Bedroom | 136917 | Bedroom | 0.0017229
Recessed - other | Halogen |  | Other | 1 | 50 | Bedroom | 136917 | Bedroom | 0.0017229
Table | Incandescent |  | Standard A Lamp | 1 | 55 | Bedroom | 136917 | Bedroom | 0.0017229
Table | Compact Fluorescent |  | A shape bulb | 1 | 15 | Bedroom | 136917 | Bedroom | 0.0017229
Recessed - other | Halogen |  | Other | 1 | 50 | Other | 136918 | Other | 0.0017229
Floor lamp | Compact Fluorescent |  | Twist | 1 | 23 | Other | 136919 | Other | 0.0017229
Track | Halogen |  | Other | 1 | 50 | Other | 136919 | Other | 0.0017229
Recessed - other | Incandescent |  | Reflector | 1 | 76 | Other | 136919 | Other | 0.0017229
Table | Incandescent |  | Standard A Lamp | 2 | 55 | Other | 136919 | Other | 0.0017229
Chandelier (Hanging) | Incandescent |  | Decorative | 5 | 40 | Dining Room | 1369110 | Dining Room | 0.0017229
Table | Incandescent |  | Clear | 1 | 40 | Dining Room | 1369110 | Dining Room | 0.0017229
Wall Mount | Halogen |  | Other | 1 | 50 | Dining Room | 1369110 | Dining Room | 0.0017229
Wall Mount | Linear Fluorescent | 12 | T-8 | 1 | 30 | Dining Room | 1369110 | Dining Room | 0.0017229
Chandelier (Hanging) | Incandescent |  | Decorative | 12 | 25 | Hall | 1369111 | Hall | 0.0017229
Recessed - other | Incandescent |  | Reflector | 1 | 75 | Hall | 1369111 | Hall | 0.0017229
Recessed - other | Incandescent |  | Reflector | 1 | 65 | Family Room | 1369112 | Family Room | 0.0017229
Recessed - other | Halogen |  | Other | 1 | 50 | Family Room | 1369112 | Family Room | 0.0017229
Floor lamp | Incandescent |  | Standard A Lamp | 1 | 60 | Family Room | 1369112 | Family Room | 0.0017229
Ceiling Fixture | Linear Fluorescent | 48 | T-8 | 2 | 32 | Garage | 1369113 | Garage | 0.0017229
Recessed Can | Incandescent |  | Reflector | 1 | 75 | Hall | 1369114 | Hall | 0.0017229
Recessed Can | Compact Fluorescent |  | Flood | 1 | 13 | Hall | 1369114 | Hall | 0.0017229
Recessed - other | Other |  | LED Interior | 1 | 18 | Kitchen | 1369115 | Kitchen | 0.0017229
Recessed - other | Compact Fluorescent |  | Reflector | 1 | 15 | Kitchen | 1369115 | Kitchen | 0.0017229
Chandelier (Hanging) | Incandescent |  | Clear | 5 | 57 | Kitchen | 1369115 | Kitchen | 0.0017229
Wall Mount | Linear Fluorescent | 18 | T-8 | 1 | 30 | Kitchen | 1369115 | Kitchen | 0.0017229
Recessed - other | Incandescent |  | Reflector | 1 | 76 | Laundry Room | 1369116 | Laundry Room | 0.0017229
Recessed Can | Incandescent |  | Reflector | 1 | 65 | Living Room | 1369117 | Living Room | 0.0017229
Recessed - other | Incandescent |  | Reflector | 1 | 86 | Bathroom | 1369118 | Bathroom | 0.0017229
Recessed - other | Incandescent |  | Reflector | 1 | 65 | Master Bedroom | 1369119 | Master Bedroom | 0.0017229
Table | Incandescent |  | Standard A Lamp | 1 | 60 | Master Bedroom | 1369119 | Master Bedroom | 0.0017229
Recessed - other | Incandescent |  | Reflector | 1 | 75 | Closet | 1369120 | Closet | 0.0017229
Recessed Can | Incandescent |  | Reflector | 1 | 65 | Office | 1369121 | Office | 0.0017229
Track | Halogen |  | Other | 11 | 45 | Family Room | 1369122 | Family Room | 0.0017229
Recessed - other | Halogen |  | Other | 1 | 35 | Family Room | 1369122 | Family Room | 0.0017229
Table | Incandescent |  | Standard A Lamp | 1 | 60 | Family Room | 1369122 | Family Room | 0.0017229
Wall Mount | Compact Fluorescent |  | Circline (Screw Base) | 1 | 15 | Other | 1369123 | Other | 0.0017229
Recessed - other | Incandescent |  | Reflector | 1 | 65 | Other | 1369124 | Other | 0.0017229
Wall Mount | Incandescent |  | Standard A Lamp | 2 | 40 | Bathroom | 137131 | Bathroom | 0.00028601
Wall Mount | Compact Fluorescent |  | Twist | 1 | 15 | Bathroom | 137131 | Bathroom | 0.00028601
Ceiling Fixture | Incandescent |  | Standard A Lamp | 2 | 40 | Bathroom | 137131 | Bathroom | 0.00028601
Wall Mount | Incandescent |  | Standard A Lamp | 1 | 60 | Closet | 137132 | Closet | 0.00028601
Chandelier (Hanging) | Incandescent |  | Decorative | 6 | 40 | Dining Room | 137133 | Dining Room | 0.00028601
Table | Incandescent |  | Standard A Lamp | 1 | 40 | Dining Room | 137133 | Dining Room | 0.00028601
Ceiling Fixture | Incandescent |  | Standard A Lamp | 2 | 40 | Bedroom | 137134 | Bedroom | 0.00028601
Ceiling Fixture | Compact Fluorescent |  | Twist | 1 | 22 | Hall | 137135 | Hall | 0.00028601
Chandelier (Hanging) | Incandescent |  | Decorative | 6 | 25 | Other | 137136 | Other | 0.00028601
Recessed Can | Halogen |  | PAR | 1 | 100 | Family Room | 137137 | Family Room | 0.00028601
Ceiling Fixture | Linear Fluorescent | 48 | T-12 | 1 | 40 | Garage | 137138 | Garage | 0.00028601
Ceiling Fixture | Incandescent |  | Standard A Lamp | 2 | 60 | Kitchen | 137139 | Kitchen | 0.00028601
Architectural | Halogen |  | Quartz Tube | 1 | 50 | Kitchen | 137139 | Kitchen | 0.00028601
Chandelier (Hanging) | Incandescent |  | Globe | 4 | 40 | Living Room | 1371310 | Living Room | 0.00028601
Table | Compact Fluorescent |  | Twist | 1 | 15 | Living Room | 1371310 | Living Room | 0.00028601
Table | Incandescent |  | Decorative | 1 | 25 | Living Room | 1371310 | Living Room | 0.00028601
Torchiere | Compact Fluorescent |  | 3-Way CFL | 1 | 22 | Living Room | 1371310 | Living Room | 0.00028601
Ceiling Fixture | Incandescent |  | Standard A Lamp | 2 | 60 | Master Bedroom | 1371311 | Master Bedroom | 0.00028601
Ceiling Fixture | Incandescent |  | Standard A Lamp | 2 | 60 | Bathroom | 1371312 | Bathroom | 0.00028601
Ceiling Fixture | Incandescent |  | Standard A Lamp | 2 | 60 | Master Bedroom | 1371313 | Master Bedroom | 0.00028601
Ceiling Fixture | Compact Fluorescent |  | Twist | 6 | 15 | Closet | 1371314 | Closet | 0.00028601
Ceiling Fixture | Incandescent |  | Standard A Lamp | 2 | 40 | Laundry Room | 1371315 | Laundry Room | 0.00028601
Wall Mount | Incandescent |  | Standard A Lamp | 1 | 60 | Bathroom | 1371316 | Bathroom | 0.00028601
Ceiling Fixture | Incandescent |  | Standard A Lamp | 1 | 100 | Bedroom | 1371317 | Bedroom | 0.00028601
Chandelier (Hanging) | Incandescent |  | Standard A Lamp | 1 | 60 | Hall | 1371318 | Hall | 0.00028601
Ceiling Fixture | Incandescent |  | Decorative | 2 | 40 | Bedroom | 1371319 | Bedroom | 0.00028601
Ceiling Fixture | Compact Fluorescent |  | Twist | 1 | 15 | Hall | 137461 | Hall | 0.00029524
Wall Mount | Incandescent |  | Standard A Lamp | 2 | 60 | Bathroom | 137462 | Bathroom | 0.00029524
Ceiling Fixture | Compact Fluorescent |  | Twist | 1 | 7 | Garage | 137463 | Garage | 0.00029524
Ceiling Fixture | Linear Fluorescent | 40 | T-12 | 2 | 32 | Garage | 137463 | Garage | 0.00029524
Chandelier (Hanging) | Incandescent |  | Standard A Lamp | 1 | 40 | Living Room | 137464 | Living Room | 0.00029524
Torchiere | Compact Fluorescent |  | A shape bulb | 1 | 15 | Living Room | 137464 | Living Room | 0.00029524
Chandelier (Hanging) | Incandescent |  | Decorative | 5 | 25 | Laundry Room | 137465 | Laundry Room | 0.00029524
Ceiling Fixture | Incandescent |  | Standard A Lamp | 1 | 60 | Laundry Room | 137465 | Laundry Room | 0.00029524
Other | Incandescent |  | Clear | 1 | 40 | Laundry Room | 137465 | Laundry Room | 0.00029524
Ceiling Fixture | Incandescent |  | Standard A Lamp | 1 | 60 | Laundry Room | 137466 | Laundry Room | 0.00029524
Wall Mount | Compact Fluorescent |  | Twist | 2 | 15 | Bathroom | 137467 | Bathroom | 0.00029524
Ceiling Fixture | Compact Fluorescent |  | Twist | 2 | 15 | Bedroom | 137468 | Bedroom | 0.00029524
Ceiling Fixture | Compact Fluorescent |  | Twist | 2 | 15 | Bedroom | 137469 | Bedroom | 0.00029524
Table | Incandescent |  | Standard A Lamp | 1 | 5 | Bedroom | 137469 | Bedroom | 0.00029524
Ceiling Fixture | Compact Fluorescent |  | Twist | 2 | 15 | Bathroom | 137521 | Bathroom | 0.00049795
Wall Mount | Incandescent |  | Standard A Lamp | 6 | 40 | Bathroom | 137521 | Bathroom | 0.00049795
Ceiling Fixture | Compact Fluorescent |  | Twist | 2 | 15 | Bedroom | 137522 | Bedroom | 0.00049795
Ceiling Fixture | Compact Fluorescent |  | Twist | 2 | 15 | Bedroom | 137523 | Bedroom | 0.00049795
Chandelier (Hanging) | Incandescent |  | Standard A Lamp | 5 | 60 | Dining Room | 137524 | Dining Room | 0.00049795
Wall Mount | Incandescent |  | Standard A Lamp | 1 | 60 | Family Room | 137525 | Family Room | 0.00049795
Ceiling Fixture | Compact Fluorescent |  | Twist | 2 | 15 | Family Room | 137525 | Family Room | 0.00049795
Torchiere | Incandescent |  | 3-Way Incandescent | 1 | 250 | Family Room | 137525 | Family Room | 0.00049795
Ceiling Fixture | Compact Fluorescent |  | Twist | 1 | 15 | Hall | 137526 | Hall | 0.00049795
Low bay | Linear Fluorescent | 48 | T-8 | 2 | 20 | Garage | 137527 | Garage | 0.00049795
Garage door opener | Incandescent |  | Standard A Lamp | 1 | 60 | Garage | 137527 | Garage | 0.00049795
Ceiling Fixture | Incandescent |  | Standard A Lamp | 2 | 40 | Kitchen | 137528 | Kitchen | 0.00049795
Ceiling Fixture | Compact Fluorescent |  | Twist | 2 | 15 | Kitchen | 137528 | Kitchen | 0.00049795
Ceiling Fixture | Compact Fluorescent |  | A shape bulb | 3 | 15 | Kitchen | 137529 | Kitchen | 0.00049795
Track | Halogen |  | MR | 4 | 30 | Kitchen | 137529 | Kitchen | 0.00049795
Recessed - other | Incandescent |  | Standard A Lamp | 1 | 60 | Kitchen | 137529 | Kitchen | 0.00049795
Ceiling Fixture | Linear Fluorescent | 48 | T-12 | 2 | 32 | Laundry Room | 1375210 | Laundry Room | 0.00049795
Ceiling Fixture | Compact Fluorescent |  | Twist | 1 | 15 | Bathroom | 1375211 | Bathroom | 0.00049795
Wall Mount | Incandescent |  | Standard A Lamp | 4 | 40 | Bathroom | 1375211 | Bathroom | 0.00049795
Ceiling Fixture | Compact Fluorescent |  | Twist | 2 | 15 | Bedroom | 1375212 | Bedroom | 0.00049795
Ceiling Fixture | Incandescent |  | Standard A Lamp | 1 | 60 | Kitchen | 1375213 | Kitchen | 0.00049795
Table | Compact Fluorescent |  | Twist | 1 | 22 | Living Room | 1375214 | Living Room | 0.00049795
Torchiere | Halogen |  | Quartz Tube | 1 | 50 | Living Room | 1375214 | Living Room | 0.00049795
Wall Mount | Compact Fluorescent |  | Twist | 1 | 15 | Bathroom | 1375215 | Bathroom | 0.00049795
Recessed - other | Linear Fluorescent | 48 | T-12 | 1 | 32 | Bathroom | 1375215 | Bathroom | 0.00049795
Ceiling Fixture | Incandescent |  | Decorative | 3 | 40 | Master Bedroom | 1375216 | Master Bedroom | 0.00049795
Table | Incandescent |  | Standard A Lamp | 1 | 90 | Master Bedroom | 1375216 | Master Bedroom | 0.00049795
Ceiling Fixture | Compact Fluorescent |  | Twist | 1 | 15 | Other | 1375217 | Other | 0.00049795
Architectural | Other |  | LED Interior | 1 | 12 | Hall | 1375218 | Hall | 0.00049795
Ceiling Fixture | Compact Fluorescent |  | A shape bulb | 2 | 7 | Bathroom | 137561 | Bathroom | 0.00029524
Wall Mount | Compact Fluorescent |  | A shape bulb | 3 | 7 | Bathroom | 137561 | Bathroom | 0.00029524
Ceiling Fixture | Compact Fluorescent |  | Twist | 1 | 15 | Bedroom | 137562 | Bedroom | 0.00029524
Torchiere | Compact Fluorescent |  | Other | 1 | 42 | Bedroom | 137562 | Bedroom | 0.00029524
Table | Incandescent |  | Standard A Lamp | 1 | 75 | Bedroom | 137562 | Bedroom | 0.00029524
Wall Mount | Incandescent |  | Standard A Lamp | 2 | 60 | Bedroom | 137563 | Bedroom | 0.00029524
Ceiling Fixture | Compact Fluorescent |  | Twist | 1 | 15 | Bedroom | 137564 | Bedroom | 0.00029524
Ceiling Fixture | Incandescent |  | Standard A Lamp | 2 | 60 | Bedroom | 137565 | Bedroom | 0.00029524
Ceiling Fan | Incandescent |  | Decorative | 4 | 40 | Dining Room | 137566 | Dining Room | 0.00029524
Ceiling Fan | Compact Fluorescent |  | Twist | 1 | 15 | Dining Room | 137566 | Dining Room | 0.00029524
Wall Mount | Incandescent |  | Globe | 2 | 75 | Bathroom | 137567 | Bathroom | 0.00029524
Ceiling Fixture | Compact Fluorescent |  | Twist | 1 | 15 | Hall | 137568 | Hall | 0.00029524
Ceiling Fixture | Compact Fluorescent |  | Twist | 2 | 15 | Family Room | 137569 | Family Room | 0.00029524
Track | Incandescent |  | Reflector | 3 | 65 | Family Room | 137569 | Family Room | 0.00029524
Floor lamp | Compact Fluorescent |  | Twist | 2 | 15 | Family Room | 137569 | Family Room | 0.00029524
Table | Incandescent |  | Standard A Lamp | 1 | 60 | Family Room | 137569 | Family Room | 0.00029524
Table | Compact Fluorescent |  | Twist | 1 | 15 | Family Room | 137569 | Family Room | 0.00029524
Floor lamp | Incandescent |  | Standard A Lamp | 2 | 60 | Bedroom | 1375610 | Bedroom | 0.00029524
Ceiling Fixture | Compact Fluorescent |  | Twist | 1 | 22 | Hall | 1375611 | Hall | 0.00029524
Ceiling Fixture | Compact Fluorescent |  | Twist | 1 | 15 | Hall | 1375612 | Hall | 0.00029524
Ceiling Fixture | Incandescent |  | Standard A Lamp | 1 | 60 | Hall | 1375613 | Hall | 0.00029524
Ceiling Fan | Compact Fluorescent |  | Twist | 4 | 15 | Kitchen | 1375614 | Kitchen | 0.00029524
Recessed Can | Incandescent |  | Reflector | 1 | 65 | Kitchen | 1375614 | Kitchen | 0.00029524
Other | Incandescent |  | Standard A Lamp | 1 | 40 | Kitchen | 1375614 | Kitchen | 0.00029524
Ceiling Fixture | Linear Fluorescent | 48 | T-12 | 2 | 40 | Living Room | 1375615 | Living Room | 0.00029524
Table | Compact Fluorescent |  | Twist | 1 | 15 | Living Room | 1375616 | Living Room | 0.00029524
Torchiere | Compact Fluorescent |  | Twist | 1 | 15 | Living Room | 1375616 | Living Room | 0.00029524
Wall Mount | Compact Fluorescent |  | Twist | 1 | 15 | Bathroom | 1375617 | Bathroom | 0.00029524
Wall Mount | Incandescent |  | Standard A Lamp | 4 | 60 | Bathroom | 1375617 | Bathroom | 0.00029524
Wall Mount | Incandescent |  | Standard A Lamp | 2 | 60 | Bedroom | 1375618 | Bedroom | 0.00029524
Ceiling Fixture | Incandescent |  | Standard A Lamp | 1 | 60 | Master Bedroom | 1375619 | Master Bedroom | 0.00029524
Wall Mount | Incandescent |  | Standard A Lamp | 1 | 60 | Hall | 137851 | Hall | 0.00028601
Torchiere | Compact Fluorescent |  | Twist | 1 | 36 | Office | 137852 | Office | 0.00028601
Wall Mount | Compact Fluorescent |  | Twist | 1 | 22 | Office | 137852 | Office | 0.00028601
Recessed Can | Incandescent |  | Reflector | 1 | 75 | Office | 137852 | Office | 0.00028601
Wall Mount | Incandescent |  | Mini base | 4 | 40 | Bathroom | 137853 | Bathroom | 0.00028601
Wall Mount | Incandescent |  | Reflector | 1 | 75 | Bathroom | 137853 | Bathroom | 0.00028601
Wall Mount | Compact Fluorescent |  | Twist | 1 | 22 | Bathroom | 137854 | Bathroom | 0.00028601
Recessed Can | Incandescent |  | Reflector | 1 | 65 | Bathroom | 137854 | Bathroom | 0.00028601
Wall Mount | Compact Fluorescent |  | Twist | 1 | 22 | Master Bedroom | 137855 | Master Bedroom | 0.00028601
Floor lamp | Incandescent |  | Standard A Lamp | 1 | 60 | Master Bedroom | 137855 | Master Bedroom | 0.00028601
Table | Compact Fluorescent |  | Twist | 1 | 22 | Master Bedroom | 137855 | Master Bedroom | 0.00028601
Ceiling Fixture | Linear Fluorescent | 48 | T-12 | 2 | 40 | Bedroom | 137856 | Bedroom | 0.00028601
Ceiling Fixture | Incandescent |  | Standard A Lamp | 2 | 60 | Bedroom | 137857 | Bedroom | 0.00028601
Wall Mount | Incandescent |  | Standard A Lamp | 1 | 60 | Bedroom | 137857 | Bedroom | 0.00028601
Wall Mount | Incandescent |  | Decorative | 1 | 40 | Hall | 137858 | Hall | 0.00028601
Wall Mount | Incandescent |  | Standard A Lamp | 1 | 60 | Garage | 137859 | Garage | 0.00028601
Garage door opener | Incandescent |  | Standard A Lamp | 1 | 75 | Garage | 137859 | Garage | 0.00028601
Chandelier (Hanging) | Compact Fluorescent |  | Twist | 1 | 22 | Kitchen | 1378510 | Kitchen | 0.00028601
Ceiling Fixture | Linear Fluorescent | 48 | T-12 | 4 | 40 | Kitchen | 1378511 | Kitchen | 0.00028601
Wall Mount | Incandescent |  | Standard A Lamp | 1 | 60 | Kitchen | 1378511 | Kitchen | 0.00028601
Ceiling Fixture | Linear Fluorescent | 48 | T-12 | 2 | 40 | Kitchen | 1378511 | Kitchen | 0.00028601
Ceiling Fixture | Compact Fluorescent |  | Twist | 1 | 22 | Laundry Room | 1378512 | Laundry Room | 0.00028601
Ceiling Fan | Incandescent |  | Standard A Lamp | 4 | 60 | Living Room | 1378513 | Living Room | 0.00028601
Chandelier (Hanging) | Incandescent |  | Decorative | 4 | 40 | Living Room | 1378513 | Living Room | 0.00028601
Chandelier (Hanging) | Compact Fluorescent |  | Twist | 1 | 22 | Living Room | 1378513 | Living Room | 0.00028601
Table | Incandescent |  | 3-Way Incandescent | 1 | 75 | Living Room | 1378513 | Living Room | 0.00028601
Wall Mount | Incandescent |  | Standard A Lamp | 1 | 150 | Living Room | 1378513 | Living Room | 0.00028601
Table | Incandescent |  | Decorative | 2 | 40 | Living Room | 1378513 | Living Room | 0.00028601
Table | Compact Fluorescent |  | Twist | 1 | 22 | Bedroom | 1378514 | Bedroom | 0.00028601
Recessed Can | Compact Fluorescent |  | Twist | 1 | 15 | Other | 138031 | Other | 0.00049795
Ceiling Fixture | Incandescent |  | Mini base | 4 | 40 | Other | 138031 | Other | 0.00049795
Recessed Can | Incandescent |  | Standard A Lamp | 1 | 60 | Other | 138031 | Other | 0.00049795
Wall Mount | Incandescent |  | Decorative | 1 | 40 | Other | 138031 | Other | 0.00049795
Table | Compact Fluorescent |  | Twist | 2 | 14 | Other | 138031 | Other | 0.00049795
Table | Incandescent |  | Standard A Lamp | 1 | 40 | Other | 138031 | Other | 0.00049795
Other | Incandescent |  | Colored | 1 | 5 | Other | 138031 | Other | 0.00049795
Ceiling Fixture | Compact Fluorescent |  | Twist | 2 | 18 | Other | 138031 | Other | 0.00049795
Floor lamp | Halogen |  | Quartz Tube | 2 | 60 | Other | 138031 | Other | 0.00049795
Wall Mount | Incandescent |  | Standard A Lamp | 3 | 60 | Other | 138031 | Other | 0.00049795
Ceiling Fixture | Incandescent |  | Standard A Lamp | 2 | 40 | Bathroom | 138032 | Bathroom | 0.00049795
Track | Incandescent |  | Standard A Lamp | 3 | 60 | Family Room | 138033 | Family Room | 0.00049795
Table | Compact Fluorescent |  | Twist | 1 | 13 | Family Room | 138033 | Family Room | 0.00049795
Ceiling Fixture | Incandescent |  | Standard A Lamp | 1 | 60 | Living Room | 138034 | Living Room | 0.00049795
Table | Compact Fluorescent |  | Twist | 1 | 13 | Living Room | 138034 | Living Room | 0.00049795
Table | Incandescent |  | Colored | 1 | 60 | Living Room | 138034 | Living Room | 0.00049795
Ceiling Fixture | Linear Fluorescent | 48 | T-12 | 4 | 40 | Garage | 138035 | Garage | 0.00049795
Ceiling Fixture | Linear Fluorescent | 48 | T-12 | 2 | 40 | Garage | 138035 | Garage | 0.00049795
Ceiling Fixture | Incandescent |  | Standard A Lamp | 3 | 60 | Garage | 138035 | Garage | 0.00049795
Ceiling Fixture | Incandescent |  | Standard A Lamp | 1 | 60 | Kitchen | 138036 | Kitchen | 0.00049795
Ceiling Fixture | Linear Fluorescent | 24 | T-12 | 1 | 20 | Kitchen | 138036 | Kitchen | 0.00049795
Other | Incandescent |  | Other | 1 | 25 | Kitchen | 138036 | Kitchen | 0.00049795
Ceiling Fixture | Incandescent |  | Standard A Lamp | 1 | 60 | Kitchen | 138036 | Kitchen | 0.00049795
Track | Halogen |  | MR | 3 | 50 | Kitchen | 138036 | Kitchen | 0.00049795
Ceiling Fixture | Compact Fluorescent |  | Twist | 1 | 15 | Living Room | 138037 | Living Room | 0.00049795
Table | Incandescent |  | Standard A Lamp | 1 | 60 | Living Room | 138037 | Living Room | 0.00049795
Ceiling Fixture | Incandescent |  | Standard A Lamp | 1 | 60 | Master Bedroom | 138038 | Master Bedroom | 0.00049795
Track | Compact Fluorescent |  | Twist | 2 | 18 | Master Bedroom | 138038 | Master Bedroom | 0.00049795
Wall Mount | Incandescent |  | Standard A Lamp | 1 | 60 | Master Bedroom | 138038 | Master Bedroom | 0.00049795
Ceiling Fixture | Incandescent |  | Standard A Lamp | 2 | 60 | Bathroom | 138039 | Bathroom | 0.00049795
Wall Mount | Incandescent |  | Decorative | 1 | 40 | Bathroom | 138039 | Bathroom | 0.00049795
Ceiling Fixture | Incandescent |  | Standard A Lamp | 1 | 60 | Other | 1380310 | Other | 0.00049795
Table | Compact Fluorescent |  | Twist | 1 | 22 | Other | 1380310 | Other | 0.00049795
Chandelier (Hanging) | Compact Fluorescent |  | Pin base | 1 | 15 | Office | 138171 | Office | 0.00029524
Wall Mount | Incandescent |  | Standard A Lamp | 1 | 60 | Office | 138171 | Office | 0.00029524
Torchiere | Compact Fluorescent |  | Other | 1 | 28 | Office | 138171 | Office | 0.00029524
Table | Compact Fluorescent |  | Other | 1 | 28 | Office | 138171 | Office | 0.00029524
Wall Mount | Compact Fluorescent |  | Twist | 2 | 15 | Bathroom | 138172 | Bathroom | 0.00029524
Wall Mount | Compact Fluorescent |  | Globe | 10 | 15 | Bathroom | 138173 | Bathroom | 0.00029524
Ceiling Fixture | Incandescent |  | Standard A Lamp | 2 | 60 | Bedroom | 138174 | Bedroom | 0.00029524
Chandelier (Hanging) | Incandescent |  | Standard A Lamp | 1 | 75 | Bedroom | 138174 | Bedroom | 0.00029524
Wall Mount | Linear Fluorescent | 42 | T-12 | 1 | 40 | Other | 138175 | Other | 0.00029524
Table | Compact Fluorescent |  | Other | 1 | 28 | Other | 138175 | Other | 0.00029524
Table | Incandescent |  | Standard A Lamp | 1 | 75 | Other | 138175 | Other | 0.00029524
Chandelier (Hanging) | Incandescent |  | Standard A Lamp | 1 | 60 | Other | 138175 | Other | 0.00029524
Table | Compact Fluorescent |  | Twist | 1 | 7 | Other | 138175 | Other | 0.00029524
Ceiling Fixture | Linear Fluorescent | 48 | T-12 | 2 | 32 | Dining Room | 138176 | Dining Room | 0.00029524
Ceiling Fixture | Incandescent |  | Standard A Lamp | 2 | 60 | Office | 138177 | Office | 0.00029524
Table | Incandescent |  | Mini base | 1 | 5 | Office | 138177 | Office | 0.00029524
Ceiling Fixture | Linear Fluorescent | 46 | T-12 | 4 | 40 | Garage | 138178 | Garage | 0.00029524
Ceiling Fixture | Linear Fluorescent | 46 | T-12 | 2 | 40 | Garage | 138178 | Garage | 0.00029524
Ceiling Fixture | Incandescent |  | Standard A Lamp | 1 | 60 | Garage | 138178 | Garage | 0.00029524
Ceiling Fixture | Compact Fluorescent |  | Twist | 1 | 15 | Garage | 138178 | Garage | 0.00029524
Recessed Can | Compact Fluorescent |  | Twist | 1 | 15 | Hall | 138179 | Hall | 0.00029524
Recessed Can | Incandescent |  | Reflector | 1 | 60 | Hall | 138179 | Hall | 0.00029524
Ceiling Fixture | Compact Fluorescent |  | Twist | 1 | 15 | Hall | 138179 | Hall | 0.00029524
Recessed Can | Compact Fluorescent |  | Twist | 1 | 15 | Kitchen | 1381710 | Kitchen | 0.00029524
Ceiling Fixture | Incandescent |  | Standard A Lamp | 3 | 60 | Kitchen | 1381710 | Kitchen | 0.00029524
Recessed - other | Linear Fluorescent | 20 | T-12 | 1 | 20 | Kitchen | 1381710 | Kitchen | 0.00029524
Ceiling Fixture | Compact Fluorescent |  | Twist | 1 | 15 | Laundry Room | 1381711 | Laundry Room | 0.00029524
Floor lamp | Compact Fluorescent |  | Twist | 1 | 28 | Living Room | 1381712 | Living Room | 0.00029524
Table | Compact Fluorescent |  | Twist | 1 | 15 | Living Room | 1381712 | Living Room | 0.00029524
Floor lamp | Compact Fluorescent |  | Twist | 1 | 15 | Living Room | 1381712 | Living Room | 0.00029524
Torchiere | Linear Fluorescent |  | T-8 | 1 | 32 | Living Room | 1381712 | Living Room | 0.00029524
Ceiling Fixture | Compact Fluorescent |  | Twist | 2 | 22 | Master Bedroom | 1381713 | Master Bedroom | 0.00029524
Table | Incandescent |  | Standard A Lamp | 1 | 25 | Master Bedroom | 1381713 | Master Bedroom | 0.00029524
Floor lamp | Halogen |  | Quartz Tube | 1 | 50 | Master Bedroom | 1381713 | Master Bedroom | 0.00029524
Torchiere | Compact Fluorescent |  | Twist | 1 | 15 | Master Bedroom | 1381713 | Master Bedroom | 0.00029524
Ceiling Fixture | Incandescent |  | Heat Lamp | 1 | 150 | Bathroom | 1381714 | Bathroom | 0.00029524
Wall Mount | Incandescent |  | Reflector | 1 | 60 | Living Room | 138291 | Living Room | 0.000364
Ceiling Fixture | Compact Fluorescent |  | Twist | 1 | 15 | Bathroom | 138292 | Bathroom | 0.000364
Wall Mount | Compact Fluorescent |  | Twist | 3 | 15 | Bathroom | 138292 | Bathroom | 0.000364
Ceiling Fixture | Compact Fluorescent |  | A shape bulb | 1 | 15 | Hall | 138293 | Hall | 0.000364
Recessed Can | Incandescent |  | Reflector | 1 | 65 | Family Room | 138294 | Family Room | 0.000364
Recessed Can | Incandescent |  | Reflector | 1 | 65 | Office | 138295 | Office | 0.000364
Ceiling Fixture | Compact Fluorescent |  | Twist | 1 | 15 | Hall | 138296 | Hall | 0.000364
Wall Mount | Compact Fluorescent |  | A shape bulb | 4 | 22 | Bathroom | 138297 | Bathroom | 0.000364
Ceiling Fan | Compact Fluorescent |  | Twist | 1 | 15 | Bathroom | 138297 | Bathroom | 0.000364
Ceiling Fixture | Compact Fluorescent |  | A shape bulb | 1 | 15 | Laundry Room | 138298 | Laundry Room | 0.000364
Recessed Can | Incandescent |  | Reflector | 1 | 65 | Master Bedroom | 138299 | Master Bedroom | 0.000364
Recessed Can | Compact Fluorescent |  | Reflector | 1 | 22 | Closet | 1382910 | Closet | 0.000364
Garage door opener | Compact Fluorescent |  | Twist | 1 | 15 | Garage | 1382911 | Garage | 0.000364
Ceiling Fixture | Compact Fluorescent |  | Twist | 1 | 15 | Garage | 1382911 | Garage | 0.000364
Ceiling Fixture | Compact Fluorescent |  | Twist | 1 | 15 | Hall | 1382912 | Hall | 0.000364
Ceiling Fixture | Incandescent |  | Clear | 3 | 60 | Kitchen | 1382913 | Kitchen | 0.000364
Ceiling Fixture | Incandescent |  | Decorative | 2 | 40 | Kitchen | 1382913 | Kitchen | 0.000364
Chandelier (Hanging) | Compact Fluorescent |  | Twist | 3 | 15 | Kitchen | 1382913 | Kitchen | 0.000364
Other | Incandescent |  | Clear | 1 | 25 | Kitchen | 1382913 | Kitchen | 0.000364
Chandelier (Hanging) | Incandescent |  | Clear | 2 | 40 | Dining Room | 1382914 | Dining Room | 0.000364
Ceiling Fixture | Compact Fluorescent |  | Twist | 1 | 15 | Hall | 1382915 | Hall | 0.000364
Ceiling Fixture | Compact Fluorescent |  | A shape bulb | 2 | 15 | Bedroom | 1382916 | Bedroom | 0.000364
Table | Compact Fluorescent |  | Twist | 1 | 15 | Bedroom | 1382916 | Bedroom | 0.000364
Ceiling Fixture | Compact Fluorescent |  | Twist | 2 | 15 | Bathroom | 1382917 | Bathroom | 0.000364
Wall Mount | Compact Fluorescent |  | Twist | 3 | 15 | Bathroom | 1382917 | Bathroom | 0.000364
Ceiling Fixture | Compact Fluorescent |  | Twist | 2 | 15 | Bedroom | 1382918 | Bedroom | 0.000364
Table | Compact Fluorescent |  | Twist | 1 | 15 | Bedroom | 1382918 | Bedroom | 0.000364
Ceiling Fixture | Compact Fluorescent |  | Twist | 2 | 15 | Bedroom | 1382919 | Bedroom | 0.000364
Ceiling Fixture | Linear Fluorescent | 48 | T-12 | 2 | 40 | Kitchen | 138631 | Kitchen | 0.000364
Ceiling Fixture | Incandescent |  | Standard A Lamp | 2 | 40 | Dining Room | 138632 | Dining Room | 0.000364
Ceiling Fixture | Linear Fluorescent | 48 | T-12 | 2 | 40 | Garage | 138633 | Garage | 0.000364
Ceiling Fixture | Incandescent |  | Standard A Lamp | 2 | 60 | Living Room | 138634 | Living Room | 0.000364
Table | Compact Fluorescent |  | Twist | 1 | 15 | Living Room | 138634 | Living Room | 0.000364
Wall Mount | Incandescent |  | Standard A Lamp | 1 | 46 | Bathroom | 138635 | Bathroom | 0.000364
Ceiling Fixture | Incandescent |  | Standard A Lamp | 2 | 100 | Bedroom | 138636 | Bedroom | 0.000364
Ceiling Fixture | Incandescent |  | Standard A Lamp | 1 | 60 | Hall | 138637 | Hall | 0.000364
Ceiling Fixture | Compact Fluorescent |  | Twist | 2 | 15 | Bedroom | 138638 | Bedroom | 0.000364
Ceiling Fixture | Compact Fluorescent |  | Twist | 1 | 15 | Bedroom | 138639 | Bedroom | 0.000364
Recessed Can | Compact Fluorescent |  | Twist | 1 | 15 | Kitchen | 138671 | Kitchen | 0.000364
Track | Halogen |  | MR | 4 | 50 | Kitchen | 138671 | Kitchen | 0.000364
Ceiling Fan | Compact Fluorescent |  | Twist | 1 | 15 | Bedroom | 138672 | Bedroom | 0.000364
Table | Incandescent |  | Standard A Lamp | 1 | 60 | Bedroom | 138672 | Bedroom | 0.000364
Ceiling Fixture | Compact Fluorescent |  | Twist | 1 | 15 | Master Bedroom | 138673 | Master Bedroom | 0.000364
Table | Compact Fluorescent |  | Twist | 1 | 15 | Master Bedroom | 138673 | Master Bedroom | 0.000364
Wall Mount | Compact Fluorescent |  | Twist | 3 | 15 | Bathroom | 138674 | Bathroom | 0.000364
Recessed Can | Compact Fluorescent |  | Twist | 1 | 15 | Bathroom | 138674 | Bathroom | 0.000364
Recessed Can | Compact Fluorescent |  | Twist | 1 | 15 | Closet | 138675 | Closet | 0.000364
Ceiling Fixture | Incandescent |  | Clear | 1 | 40 | Hall | 138676 | Hall | 0.000364
Chandelier (Hanging) | Incandescent |  | Decorative | 5 | 25 | Dining Room | 138677 | Dining Room | 0.000364
Recessed Can | Compact Fluorescent |  | Twist | 1 | 15 | Dining Room | 138677 | Dining Room | 0.000364
Recessed Can | Compact Fluorescent |  | Twist | 1 | 15 | Laundry Room | 138678 | Laundry Room | 0.000364
Floor lamp | Incandescent |  | 3-Way Incandescent | 1 | 200 | Laundry Room | 138678 | Laundry Room | 0.000364
Table | Compact Fluorescent |  | Twist | 1 | 15 | Laundry Room | 138678 | Laundry Room | 0.000364
Ceiling Fixture | Linear Fluorescent | 48 | T-12 | 2 | 40 | Laundry Room | 138679 | Laundry Room | 0.000364
Ceiling Fixture | Compact Fluorescent |  | Twist | 1 | 15 | Bathroom | 1386710 | Bathroom | 0.000364
Ceiling Fixture | Linear Fluorescent | 96 | T-12 | 2 | 60 | Garage | 1386711 | Garage | 0.000364
Ceiling Fixture | Linear Fluorescent | 48 | T-12 | 2 | 40 | Garage | 1386711 | Garage | 0.000364
Ceiling Fan | Compact Fluorescent |  | Twist | 1 | 15 | Office | 1386712 | Office | 0.000364
Wall Mount | Incandescent |  | Clear | 4 | 40 | Bathroom | 1386713 | Bathroom | 0.000364
Ceiling Fixture | Compact Fluorescent |  | Twist | 1 | 15 | Bathroom | 1386713 | Bathroom | 0.000364
Ceiling Fixture | Incandescent |  | Heat Lamp | 2 | 250 | Bathroom | 1386713 | Bathroom | 0.000364
Ceiling Fixture | Compact Fluorescent |  | Twist | 2 | 15 | Bedroom | 1386714 | Bedroom | 0.000364
Wall Mount | Incandescent |  | Standard A Lamp | 3 | 60 | Bathroom | 138711 | Bathroom | 0.00028601
Ceiling Fixture | Incandescent |  | Reflector | 3 | 65 | Bathroom | 138711 | Bathroom | 0.00028601
Recessed Can | Incandescent |  | Heat Lamp | 2 | 250 | Bathroom | 138712 | Bathroom | 0.00028601
Ceiling Fixture | Incandescent |  | Standard A Lamp | 1 | 60 | Bathroom | 138712 | Bathroom | 0.00028601
Wall Mount | Incandescent |  | Standard A Lamp | 2 | 100 | Bathroom | 138712 | Bathroom | 0.00028601
Ceiling Fixture | Incandescent |  | Reflector | 3 | 65 | Bedroom | 138713 | Bedroom | 0.00028601
Table | Incandescent |  | Standard A Lamp | 1 | 40 | Bedroom | 138713 | Bedroom | 0.00028601
Table | Incandescent |  | Standard A Lamp | 1 | 100 | Bedroom | 138713 | Bedroom | 0.00028601
Ceiling Fixture | Incandescent |  | Reflector | 3 | 65 | Bedroom | 138714 | Bedroom | 0.00028601
Table | Incandescent |  | Standard A Lamp | 1 | 40 | Bedroom | 138714 | Bedroom | 0.00028601
Table | Incandescent |  | Standard A Lamp | 1 | 60 | Bedroom | 138714 | Bedroom | 0.00028601
Ceiling Fixture | Incandescent |  | Standard A Lamp | 1 | 60 | Closet | 138715 | Closet | 0.00028601
Ceiling Fixture | Incandescent |  | Standard A Lamp | 1 | 60 | Closet | 138716 | Closet | 0.00028601
Ceiling Fixture | Incandescent |  | Reflector | 3 | 65 | Closet | 138717 | Closet | 0.00028601
Track | Incandescent |  | Reflector | 2 | 75 | Closet | 138717 | Closet | 0.00028601
Track | Incandescent |  | Reflector | 6 | 75 | Other | 138718 | Other | 0.00028601
Ceiling Fixture | Incandescent |  | Reflector | 3 | 75 | Other | 138718 | Other | 0.00028601
Floor lamp | Compact Fluorescent |  | 3-Way CFL | 1 | 28 | Other | 138718 | Other | 0.00028601
Chandelier (Hanging) | Incandescent |  | Decorative | 5 | 40 | Dining Room | 138719 | Dining Room | 0.00028601
Track | Halogen |  | PAR | 2 | 75 | Dining Room | 138719 | Dining Room | 0.00028601
Track | Halogen |  | PAR | 3 | 75 | Family Room | 1387110 | Family Room | 0.00028601
Table | Incandescent |  | Mini base | 2 | 25 | Family Room | 1387110 | Family Room | 0.00028601
Table | Incandescent |  | Standard A Lamp | 1 | 60 | Family Room | 1387110 | Family Room | 0.00028601
Table | Incandescent |  | Standard A Lamp | 1 | 100 | Family Room | 1387110 | Family Room | 0.00028601
Floor lamp | Incandescent |  | Standard A Lamp | 2 | 60 | Family Room | 1387110 | Family Room | 0.00028601
Recessed Can | Halogen |  | PAR | 1 | 50 | Hall | 1387111 | Hall | 0.00028601
Table | Incandescent |  | Standard A Lamp | 1 | 40 | Hall | 1387111 | Hall | 0.00028601
Ceiling Fixture | Incandescent |  | Standard A Lamp | 1 | 60 | Hall | 1387112 | Hall | 0.00028601
Recessed Can | Incandescent |  | Reflector | 1 | 65 | Kitchen | 1387113 | Kitchen | 0.00028601
Track | Incandescent |  | Reflector | 2 | 65 | Kitchen | 1387113 | Kitchen | 0.00028601
Track | Incandescent |  | Reflector | 2 | 75 | Kitchen | 1387113 | Kitchen | 0.00028601
Ceiling Fixture | Incandescent |  | Mini base | 3 | 40 | Kitchen | 1387113 | Kitchen | 0.00028601
Ceiling Fixture | Incandescent |  | Reflector | 3 | 65 | Laundry Room | 1387114 | Laundry Room | 0.00028601
Recessed Can | Halogen |  | PAR | 1 | 50 | Living Room | 1387115 | Living Room | 0.00028601
Chandelier (Hanging) | Incandescent |  | Decorative | 3 | 40 | Living Room | 1387115 | Living Room | 0.00028601
Floor lamp | Incandescent |  | Mini base | 2 | 40 | Living Room | 1387115 | Living Room | 0.00028601
Wall Mount | Incandescent |  | Standard A Lamp | 3 | 60 | Bathroom | 1387116 | Bathroom | 0.00028601
Track | Halogen |  | MR | 4 | 50 | Bathroom | 1387116 | Bathroom | 0.00028601
Table | Incandescent |  | Mini base | 1 | 25 | Bathroom | 1387116 | Bathroom | 0.00028601
Ceiling Fixture | Incandescent |  | Reflector | 3 | 65 | Bedroom | 1387117 | Bedroom | 0.00028601
Table | Incandescent |  | Mini base | 3 | 60 | Bedroom | 1387117 | Bedroom | 0.00028601
Ceiling Fixture | Incandescent |  | Standard A Lamp | 1 | 100 | Closet | 1387118 | Closet | 0.00028601
Wall Mount | Other |  | Other | 2 | 57 | Bathroom | 138801 | Bathroom | 0.0012318
Chandelier (Hanging) | Incandescent |  | Globe | 1 | 100 | Dining Room | 138802 | Dining Room | 0.0012318
Recessed Can | Compact Fluorescent |  | Reflector | 1 | 14 | Family Room | 138803 | Family Room | 0.0012318
Table | Incandescent |  | Standard A Lamp | 1 | 100 | Family Room | 138803 | Family Room | 0.0012318
Table | Incandescent |  | Standard A Lamp | 1 | 60 | Family Room | 138803 | Family Room | 0.0012318
Chandelier (Hanging) | Incandescent |  | Standard A Lamp | 9 | 60 | Hall | 138804 | Hall | 0.0012318
Table | Compact Fluorescent |  | Twist | 1 | 13 | Hall | 138804 | Hall | 0.0012318
Recessed Can | Compact Fluorescent |  | Reflector | 1 | 14 | Hall | 138805 | Hall | 0.0012318
Other | Other |  | Other | 1 | 19 | Kitchen | 138806 | Kitchen | 0.0012318
Recessed Can | Compact Fluorescent |  | Reflector | 1 | 14 | Kitchen | 138806 | Kitchen | 0.0012318
Recessed Can | Compact Fluorescent |  | Reflector | 1 | 14 | Kitchen | 138806 | Kitchen | 0.0012318
Ceiling Fixture | Compact Fluorescent |  | Twist | 2 | 13 | Laundry Room | 138807 | Laundry Room | 0.0012318
Torchiere | Incandescent |  | Standard A Lamp | 1 | 40 | Living Room | 138808 | Living Room | 0.0012318
Table | Incandescent |  | Standard A Lamp | 1 | 100 | Living Room | 138808 | Living Room | 0.0012318
Torchiere | Other |  | Other | 1 | 15 | Living Room | 138808 | Living Room | 0.0012318
Ceiling Fixture | Incandescent |  | Standard A Lamp | 2 | 60 | Closet | 138809 | Closet | 0.0012318
Chandelier (Hanging) | Incandescent |  | Standard A Lamp | 5 | 60 | Other | 1388010 | Other | 0.0012318
Wall Mount | Linear Fluorescent | 24 | T-12 | 1 | 20 | Closet | 1388011 | Closet | 0.0012318
Ceiling Fixture | Incandescent |  | Standard A Lamp | 3 | 60 | Bedroom | 1388012 | Bedroom | 0.0012318
Table | Incandescent |  | Standard A Lamp | 1 | 60 | Bedroom | 1388012 | Bedroom | 0.0012318
Table | Compact Fluorescent |  | Twist | 2 | 9 | Bedroom | 1388012 | Bedroom | 0.0012318
Ceiling Fixture | Compact Fluorescent |  | Twist | 3 | 13 | Other | 1388013 | Other | 0.0012318
Ceiling Fixture | Incandescent |  | Standard A Lamp | 1 | 60 | Closet | 1388014 | Closet | 0.0012318
Ceiling Fixture | Incandescent |  | Standard A Lamp | 2 | 60 | Bathroom | 1388015 | Bathroom | 0.0012318
Recessed Can | Compact Fluorescent |  | Reflector | 1 | 14 | Master Bedroom | 1388016 | Master Bedroom | 0.0012318
Table | Compact Fluorescent |  | Twist | 1 | 13 | Master Bedroom | 1388016 | Master Bedroom | 0.0012318
Table | Compact Fluorescent |  | Twist | 1 | 13 | Master Bedroom | 1388016 | Master Bedroom | 0.0012318
Table | Incandescent |  | Standard A Lamp | 1 | 60 | Master Bedroom | 1388016 | Master Bedroom | 0.0012318
Ceiling Fixture | Incandescent |  | Standard A Lamp | 3 | 60 | Closet | 1388017 | Closet | 0.0012318
Ceiling Fixture | Compact Fluorescent |  | Twist | 3 | 13 | Bedroom | 1388018 | Bedroom | 0.0012318
Table | Compact Fluorescent |  | Twist | 1 | 13 | Bedroom | 1388018 | Bedroom | 0.0012318
Ceiling Fixture | Incandescent |  | Standard A Lamp | 2 | 60 | Bathroom | 1388019 | Bathroom | 0.0012318
Recessed Can | Incandescent |  | Reflector |  | 65 | Family Room | 1388020 | Family Room | 0.0012318
Recessed Can | Compact Fluorescent |  | Reflector | 1 | 14 | Hall | 1388021 | Hall | 0.0012318
Ceiling Fixture | Incandescent |  | Standard A Lamp | 2 | 60 | Living Room | 1388022 | Living Room | 0.0012318
Recessed Can | Incandescent |  | Standard A Lamp | 1 | 60 | Bathroom | 1388023 | Bathroom | 0.0012318
Recessed Can | Compact Fluorescent |  | Reflector | 1 | 14 | Bathroom | 1388023 | Bathroom | 0.0012318
Garage door opener | Incandescent |  | Standard A Lamp | 1 | 60 | Garage | 1388024 | Garage | 0.0012318
Ceiling Fixture | Incandescent |  | Standard A Lamp | 1 | 60 | Garage | 1388024 | Garage | 0.0012318
Ceiling Fixture | Compact Fluorescent |  | Twist | 2 | 13 | Hall | 138951 | Hall | 0.00037892
Ceiling Fixture | Incandescent |  | Reflector | 1 | 125 | Bathroom | 138952 | Bathroom | 0.00037892
Wall Mount | Compact Fluorescent |  | Twist | 2 | 14 | Bathroom | 138952 | Bathroom | 0.00037892
Ceiling Fixture | Compact Fluorescent |  | Twist | 1 | 13 | Master Bedroom | 138953 | Master Bedroom | 0.00037892
Table | Compact Fluorescent |  | Twist | 1 | 13 | Master Bedroom | 138953 | Master Bedroom | 0.00037892
Ceiling Fixture | Linear Fluorescent | 48 | T-12 | 2 | 40 | Kitchen | 138954 | Kitchen | 0.00037892
Other | Compact Fluorescent |  | Twist | 3 | 13 | Laundry Room | 138955 | Laundry Room | 0.00037892
Track | Other |  | Other | 9 | 58 | Living Room | 138956 | Living Room | 0.00037892
Ceiling Fixture | Compact Fluorescent |  | Twist | 1 | 13 | Living Room | 138956 | Living Room | 0.00037892
Floor lamp | Compact Fluorescent |  | Twist | 1 | 13 | Living Room | 138956 | Living Room | 0.00037892
Wall Mount | Compact Fluorescent |  | Twist | 1 | 13 | Living Room | 138956 | Living Room | 0.00037892
Wall Mount | Incandescent |  | Globe | 3 | 40 | Bathroom | 138981 | Bathroom | 0.00029524
Recessed - other | Compact Fluorescent |  | Twist | 1 | 22 | Bedroom | 138982 | Bedroom | 0.00029524
Table | Compact Fluorescent |  | Straight Tube | 1 | 15 | Bedroom | 138982 | Bedroom | 0.00029524
Table | Compact Fluorescent |  | Twist | 1 | 22 | Bedroom | 138982 | Bedroom | 0.00029524
Chandelier (Hanging) | Incandescent |  | Decorative | 10 | 25 | Dining Room | 138983 | Dining Room | 0.00029524
Ceiling Fixture | Linear Fluorescent | 96 | T-12 | 2 | 100 | Garage | 138984 | Garage | 0.00029524
Garage door opener | Compact Fluorescent |  | Twist | 2 | 22 | Garage | 138984 | Garage | 0.00029524
Recessed - other | Compact Fluorescent |  | Twist | 1 | 22 | Hall | 138985 | Hall | 0.00029524
Track | Compact Fluorescent |  | Twist | 3 | 22 | Hall | 138986 | Hall | 0.00029524
Recessed - other | Compact Fluorescent |  | Twist | 1 | 22 | Laundry Room | 138987 | Laundry Room | 0.00029524
Ceiling Fixture | Compact Fluorescent |  | Twist | 4 | 22 | Living Room | 138988 | Living Room | 0.00029524
Floor lamp | Compact Fluorescent |  | Twist | 1 | 28 | Living Room | 138988 | Living Room | 0.00029524
Table | Incandescent |  | Standard A Lamp | 1 | 75 | Living Room | 138988 | Living Room | 0.00029524
Table | Compact Fluorescent |  | Twist | 1 | 28 | Living Room | 138988 | Living Room | 0.00029524
Chandelier (Hanging) | Incandescent |  | Decorative | 6 | 25 | Living Room | 138988 | Living Room | 0.00029524
Wall Mount | Incandescent |  | Globe | 4 | 40 | Bathroom | 138989 | Bathroom | 0.00029524
Ceiling Fan | Incandescent |  | Standard A Lamp | 1 | 60 | Bathroom | 138989 | Bathroom | 0.00029524
Recessed - other | Compact Fluorescent |  | Twist | 1 | 22 | Bathroom | 138989 | Bathroom | 0.00029524
Table | Compact Fluorescent |  | Twist | 1 | 22 | Master Bedroom | 1389810 | Master Bedroom | 0.00029524
Table | Compact Fluorescent |  | Straight Tube | 2 | 15 | Master Bedroom | 1389810 | Master Bedroom | 0.00029524
Recessed - other | Compact Fluorescent |  | Twist | 1 | 22 | Office | 1389811 | Office | 0.00029524
Other | Linear Fluorescent | 12 | T-5 | 1 | 16 | Office | 1389811 | Office | 0.00029524
Table | Compact Fluorescent |  | Twist | 1 | 22 | Office | 1389811 | Office | 0.00029524
Torchiere | Compact Fluorescent |  | Twist | 2 | 22 | Office | 1389811 | Office | 0.00029524
Recessed Can | Halogen |  | Quartz Tube | 1 | 50 | Office | 1389811 | Office | 0.00029524
Track | Compact Fluorescent |  | Reflector | 4 | 28 | Living Room | 1389812 | Living Room | 0.00029524
Recessed - other | Compact Fluorescent |  | Reflector | 1 | 28 | Living Room | 1389812 | Living Room | 0.00029524
Ceiling Fixture | Linear Fluorescent | 36 | T-12 | 4 | 32 | Kitchen | 1389813 | Kitchen | 0.00029524
Ceiling Fixture | Linear Fluorescent | 40 | T-12 | 2 | 40 | Living Room | 139031 | Living Room | 0.0017229
Ceiling Fixture | Compact Fluorescent |  | Twist | 2 | 13 | Living Room | 139031 | Living Room | 0.0017229
Ceiling Fixture | Incandescent |  | Standard A Lamp | 1 | 75 | Living Room | 139031 | Living Room | 0.0017229
Recessed Can | Incandescent |  | Reflector | 1 | 65 | Bathroom | 139032 | Bathroom | 0.0017229
Ceiling Fixture | Incandescent |  | Clear | 2 | 55 | Bathroom | 139032 | Bathroom | 0.0017229
Wall Mount | Incandescent |  | Mini base | 1 | 40 | Bathroom | 139032 | Bathroom | 0.0017229
Ceiling Fixture | Compact Fluorescent |  | Twist | 2 | 13 | Bathroom | 139033 | Bathroom | 0.0017229
Ceiling Fixture | Incandescent |  | Standard A Lamp | 1 | 75 | Bathroom | 139034 | Bathroom | 0.0017229
Ceiling Fixture | Linear Fluorescent | 48 | T-12 | 1 | 35 | Bedroom | 139035 | Bedroom | 0.0017229
Recessed Can | Incandescent |  | Reflector | 1 | 100 | Bedroom | 139035 | Bedroom | 0.0017229
Ceiling Fixture | Compact Fluorescent |  | Reflector | 1 | 15 | Bedroom | 139035 | Bedroom | 0.0017229
Floor lamp | Incandescent |  | Clear | 1 | 75 | Bedroom | 139035 | Bedroom | 0.0017229
Ceiling Fixture | Incandescent |  | Standard A Lamp | 2 | 60 | Bedroom | 139036 | Bedroom | 0.0017229
Table | Incandescent |  | Clear | 1 | 60 | Bedroom | 139036 | Bedroom | 0.0017229
Chandelier (Hanging) | Incandescent |  | Standard A Lamp | 6 | 60 | Dining Room | 139037 | Dining Room | 0.0017229
Ceiling Fixture | Incandescent |  | Standard A Lamp | 2 | 75 | Hall | 139038 | Hall | 0.0017229
Ceiling Fixture | Compact Fluorescent |  | Twist | 2 | 13 | Hall | 139038 | Hall | 0.0017229
Wall Mount | Incandescent |  | Mini base | 1 | 40 | Hall | 139038 | Hall | 0.0017229
Ceiling Fixture | Incandescent |  | Reflector | 1 | 75 | Garage | 139039 | Garage | 0.0017229
Ceiling Fixture | Compact Fluorescent |  | Twist | 1 | 22 | Garage | 139039 | Garage | 0.0017229
Recessed Can | Incandescent |  | Reflector | 1 | 65 | Hall | 1390310 | Hall | 0.0017229
Ceiling Fixture | Linear Fluorescent | 48 | T-8 | 2 | 32 | Kitchen | 1390311 | Kitchen | 0.0017229
Ceiling Fixture | Linear Fluorescent | 48 | T-12 | 1 | 40 | Kitchen | 1390311 | Kitchen | 0.0017229
Ceiling Fixture | Linear Fluorescent | 12 | T-5 | 1 | 8 | Kitchen | 1390311 | Kitchen | 0.0017229
Chandelier (Hanging) | Compact Fluorescent |  | Twist | 1 | 13 | Kitchen | 1390311 | Kitchen | 0.0017229
Chandelier (Hanging) | Other |  | LED Interior | 2 | 7 | Kitchen | 1390311 | Kitchen | 0.0017229
Table | Incandescent |  | Mini base | 1 | 40 | Kitchen | 1390311 | Kitchen | 0.0017229
Ceiling Fixture | Incandescent |  | Standard A Lamp | 2 | 75 | Laundry Room | 1390312 | Laundry Room | 0.0017229
Track | Halogen |  | MR | 3 | 50 | Laundry Room | 1390312 | Laundry Room | 0.0017229
Floor lamp | Compact Fluorescent |  | Twist | 2 | 13 | Living Room | 1390313 | Living Room | 0.0017229
Ceiling Fixture | Incandescent |  | Mini base | 2 | 75 | Bathroom | 1390314 | Bathroom | 0.0017229
Ceiling Fixture | Halogen |  | MR | 2 | 50 | Bathroom | 1390314 | Bathroom | 0.0017229
Ceiling Fixture | Compact Fluorescent |  | Twist | 1 | 13 | Bathroom | 1390314 | Bathroom | 0.0017229
Ceiling Fixture | Incandescent |  | Standard A Lamp | 1 | 75 | Bathroom | 1390314 | Bathroom | 0.0017229
Chandelier (Hanging) | Incandescent |  | Mini base | 1 | 40 | Bathroom | 1390314 | Bathroom | 0.0017229
Table | Incandescent |  | Standard A Lamp | 1 | 75 | Master Bedroom | 1390315 | Master Bedroom | 0.0017229
Table | Compact Fluorescent |  | Twist | 1 | 13 | Master Bedroom | 1390315 | Master Bedroom | 0.0017229
Table | Incandescent |  | Mini base | 1 | 40 | Master Bedroom | 1390315 | Master Bedroom | 0.0017229
Recessed Can | Compact Fluorescent |  | Twist | 1 | 15 | Closet | 1390316 | Closet | 0.0017229
Ceiling Fixture | Linear Fluorescent | 48 | T-12 | 1 | 34 | Closet | 1390316 | Closet | 0.0017229
Ceiling Fixture | Compact Fluorescent |  | Twist | 1 | 13 | Closet | 1390316 | Closet | 0.0017229
Ceiling Fan | Incandescent |  | Standard A Lamp | 4 | 40 | Dining Room | 139121 | Dining Room | 0.00049795
Table | Incandescent |  | Mini base | 1 | 25 | Dining Room | 139121 | Dining Room | 0.00049795
Ceiling Fixture | Incandescent |  | Standard A Lamp | 1 | 60 | Hall | 139122 | Hall | 0.00049795
Ceiling Fixture | Linear Fluorescent | 48 | T-12 | 2 | 40 | Garage | 139123 | Garage | 0.00049795
Wall Mount | Incandescent |  | Mini base | 4 | 60 | Bathroom | 139124 | Bathroom | 0.00049795
Ceiling Fixture | Incandescent |  | Standard A Lamp | 1 | 40 | Hall | 139125 | Hall | 0.00049795
Table | Compact Fluorescent |  | Twist | 1 | 15 | Hall | 139125 | Hall | 0.00049795
Table | Incandescent |  | Standard A Lamp | 1 | 60 | Kitchen | 139126 | Kitchen | 0.00049795
Ceiling Fan | Incandescent |  | Standard A Lamp | 1 | 75 | Kitchen | 139126 | Kitchen | 0.00049795
Chandelier (Hanging) | Compact Fluorescent |  | Twist | 1 | 13 | Kitchen | 139126 | Kitchen | 0.00049795
Table | Compact Fluorescent |  | Twist | 1 | 25 | Living Room | 139127 | Living Room | 0.00049795
Floor lamp | Incandescent |  | Standard A Lamp | 1 | 100 | Living Room | 139127 | Living Room | 0.00049795
Table | Compact Fluorescent |  | Twist | 1 | 13 | Living Room | 139127 | Living Room | 0.00049795
Wall Mount | Compact Fluorescent |  | Twist | 2 | 13 | Bathroom | 139128 | Bathroom | 0.00049795
Table | Incandescent |  | Mini base | 1 | 40 | Bathroom | 139128 | Bathroom | 0.00049795
Ceiling Fixture | Incandescent |  | Standard A Lamp | 2 | 60 | Master Bedroom | 139129 | Master Bedroom | 0.00049795
Ceiling Fixture | Compact Fluorescent |  | Twist | 2 | 18 | Office | 1391210 | Office | 0.00049795
Table | Incandescent |  | Mini base | 1 | 40 | Office | 1391210 | Office | 0.00049795
Ceiling Fixture | Compact Fluorescent |  | Mini base | 2 | 15 | Bedroom | 1391211 | Bedroom | 0.00049795
Ceiling Fixture | Incandescent |  | Mini base | 1 | 25 | Bedroom | 1391211 | Bedroom | 0.00049795
Table | Compact Fluorescent |  | Twist | 1 | 13 | Bedroom | 1391211 | Bedroom | 0.00049795
Chandelier (Hanging) | Incandescent |  | Standard A Lamp | 4 | 70 | Dining Room | 139481 | Dining Room | 0.00037892
Wall Mount | Incandescent |  | Standard A Lamp | 1 | 60 | Hall | 139482 | Hall | 0.00037892
Recessed - other | Incandescent |  | Standard A Lamp | 1 | 60 | Bathroom | 139483 | Bathroom | 0.00037892
Wall Mount | Incandescent |  | Standard A Lamp | 2 | 60 | Bathroom | 139483 | Bathroom | 0.00037892
Ceiling Fixture | Incandescent |  | Standard A Lamp | 1 | 60 | Hall | 139484 | Hall | 0.00037892
Ceiling Fixture | Incandescent |  | Standard A Lamp | 1 | 60 | Hall | 139485 | Hall | 0.00037892
Ceiling Fan | Incandescent |  | Standard A Lamp | 1 | 75 | Family Room | 139486 | Family Room | 0.00037892
Table | Incandescent |  | 3-Way Incandescent | 1 | 100 | Family Room | 139486 | Family Room | 0.00037892
Recessed Can | Incandescent |  | Reflector | 1 | 65 | Kitchen | 139487 | Kitchen | 0.00037892
Wall Mount | Incandescent |  | Standard A Lamp | 2 | 25 | Kitchen | 139487 | Kitchen | 0.00037892
Wall Mount | Compact Fluorescent |  | Twist | 1 | 20 | Laundry Room | 139488 | Laundry Room | 0.00037892
Ceiling Fan | Incandescent |  | Standard A Lamp | 4 | 40 | Living Room | 139489 | Living Room | 0.00037892
Floor lamp | Incandescent |  | Standard A Lamp | 1 | 60 | Living Room | 139489 | Living Room | 0.00037892
Table | Incandescent |  | Standard A Lamp | 1 | 60 | Living Room | 139489 | Living Room | 0.00037892
Floor lamp | Incandescent |  | Standard A Lamp | 1 | 60 | Living Room | 139489 | Living Room | 0.00037892
Table | Compact Fluorescent |  | Twist | 1 | 13 | Living Room | 139489 | Living Room | 0.00037892
Ceiling Fixture | Incandescent |  | Standard A Lamp | 1 | 60 | Bathroom | 1394810 | Bathroom | 0.00037892
Wall Mount | Incandescent |  | Other | 4 | 23 | Bathroom | 1394810 | Bathroom | 0.00037892
Ceiling Fixture | Incandescent |  | Standard A Lamp | 2 | 40 | Bedroom | 1394811 | Bedroom | 0.00037892
Table | Incandescent |  | Clear | 1 | 60 | Bedroom | 1394811 | Bedroom | 0.00037892
Table | Incandescent |  | Standard A Lamp | 1 | 100 | Bedroom | 1394811 | Bedroom | 0.00037892
Ceiling Fixture | Incandescent |  | Standard A Lamp | 1 | 60 | Closet | 1394812 | Closet | 0.00037892
Chandelier (Hanging) | Incandescent |  | Standard A Lamp | 1 | 75 | Hall | 1394813 | Hall | 0.00037892
Ceiling Fixture | Incandescent |  | Standard A Lamp | 1 | 60 | Master Bedroom | 1394814 | Master Bedroom | 0.00037892
Table | Incandescent |  | Standard A Lamp | 1 | 60 | Master Bedroom | 1394814 | Master Bedroom | 0.00037892
Table | Compact Fluorescent |  | Twist | 1 | 19 | Master Bedroom | 1394814 | Master Bedroom | 0.00037892
Table | Incandescent |  | 3-Way Incandescent | 1 | 150 | Master Bedroom | 1394814 | Master Bedroom | 0.00037892
Ceiling Fixture | Incandescent |  | Standard A Lamp | 1 | 60 | Office | 1394815 | Office | 0.00037892
Table | Halogen |  | Other | 1 | 100 | Office | 1394815 | Office | 0.00037892
Ceiling Fixture | Compact Fluorescent |  | Twist | 1 | 19 | Other | 1394816 | Other | 0.00037892
Ceiling Fixture | Compact Fluorescent |  | Straight Tube | 1 | 15 | Garage | 1394817 | Garage | 0.00037892
Garage door opener | Compact Fluorescent |  | Twist | 2 | 13 | Garage | 1394817 | Garage | 0.00037892
Chandelier (Hanging) | Compact Fluorescent |  | Twist | 1 | 15 | Hall | 139561 | Hall | 0.00037892
Wall Mount | Incandescent |  | Standard A Lamp | 1 | 60 | Closet | 139562 | Closet | 0.00037892
Chandelier (Hanging) | Incandescent |  | Standard A Lamp | 1 | 100 | Family Room | 139563 | Family Room | 0.00037892
Table | Incandescent |  | 3-Way Incandescent | 2 | 40 | Family Room | 139563 | Family Room | 0.00037892
Table | Compact Fluorescent |  | Twist | 1 | 13 | Family Room | 139563 | Family Room | 0.00037892
Chandelier (Hanging) | Compact Fluorescent |  | Mini base | 10 | 5 | Dining Room | 139564 | Dining Room | 0.00037892
Recessed Can | Halogen |  | MR | 1 | 50 | Hall | 139565 | Hall | 0.00037892
Table | Incandescent |  | Decorative | 1 | 25 | Hall | 139565 | Hall | 0.00037892
Chandelier (Hanging) | Halogen |  | Other | 1 | 50 | Hall | 139565 | Hall | 0.00037892
Chandelier (Hanging) | Incandescent |  | Mini base | 3 | 25 | Bathroom | 139566 | Bathroom | 0.00037892
Wall Mount | Incandescent |  | Standard A Lamp | 2 | 60 | Bathroom | 139566 | Bathroom | 0.00037892
Ceiling Fixture | Compact Fluorescent |  | Twist | 1 | 15 | Kitchen | 139567 | Kitchen | 0.00037892
Ceiling Fixture | Compact Fluorescent |  | Twist | 1 | 15 | Kitchen | 139567 | Kitchen | 0.00037892
Chandelier (Hanging) | Compact Fluorescent |  | Straight Tube | 1 | 15 | Kitchen | 139567 | Kitchen | 0.00037892
Chandelier (Hanging) | Compact Fluorescent |  | Twist | 1 | 26 | Dining Room | 139568 | Dining Room | 0.00037892
Chandelier (Hanging) | Incandescent |  | Other | 1 | 40 | Dining Room | 139568 | Dining Room | 0.00037892
Table | Incandescent |  | Standard A Lamp | 1 | 60 | Living Room | 139569 | Living Room | 0.00037892
Table | Compact Fluorescent |  | 3-Way CFL | 1 | 19 | Living Room | 139569 | Living Room | 0.00037892
Table | Incandescent |  | Other | 1 | 50 | Living Room | 139569 | Living Room | 0.00037892
Chandelier (Hanging) | Compact Fluorescent |  | Twist | 1 | 15 | Office | 1395610 | Office | 0.00037892
Ceiling Fixture | Compact Fluorescent |  | Twist | 1 | 15 | Closet | 1395611 | Closet | 0.00037892
Wall Mount | Incandescent |  | Standard A Lamp | 1 | 100 | Hall | 1395612 | Hall | 0.00037892
Wall Mount | Compact Fluorescent |  | Twist | 1 | 15 | Hall | 1395612 | Hall | 0.00037892
Wall Mount | Compact Fluorescent |  | Twist | 1 | 13 | Hall | 1395612 | Hall | 0.00037892
Wall Mount | Compact Fluorescent |  | Twist | 1 | 19 | Hall | 1395613 | Hall | 0.00037892
Wall Mount | Compact Fluorescent |  | Twist | 1 | 13 | Laundry Room | 1395614 | Laundry Room | 0.00037892
Table | Compact Fluorescent |  | Twist | 1 | 10 | Master Bedroom | 1395615 | Master Bedroom | 0.00037892
Table | Incandescent |  | Standard A Lamp | 1 | 40 | Master Bedroom | 1395615 | Master Bedroom | 0.00037892
Ceiling Fixture | Incandescent |  | Standard A Lamp | 1 | 100 | Master Bedroom | 1395615 | Master Bedroom | 0.00037892
Ceiling Fixture | Compact Fluorescent |  | Twist | 1 | 13 | Closet | 1395616 | Closet | 0.00037892
Table | Compact Fluorescent |  | Twist | 1 | 23 | Other | 1395617 | Other | 0.00037892
Ceiling Fixture | Incandescent |  | Standard A Lamp | 1 | 60 | Other | 1395617 | Other | 0.00037892
Floor lamp | Compact Fluorescent |  | Twist | 1 | 13 | Other | 1395617 | Other | 0.00037892
Recessed Can | Incandescent |  | Standard A Lamp | 1 | 60 | Office | 1395618 | Office | 0.00037892
Chandelier (Hanging) | Compact Fluorescent |  | Twist | 1 | 15 | Bedroom | 1395619 | Bedroom | 0.00037892
Table | Incandescent |  | Other | 1 | 55 | Bedroom | 1395619 | Bedroom | 0.00037892
Chandelier (Hanging) | Halogen |  | MR | 1 | 55 | Bedroom | 1395619 | Bedroom | 0.00037892
Floor lamp | Incandescent |  | Standard A Lamp | 1 | 60 | Bedroom | 1395620 | Bedroom | 0.00037892
Ceiling Fixture | Compact Fluorescent |  | Twist | 1 | 13 | Bedroom | 1395620 | Bedroom | 0.00037892
Ceiling Fixture | Incandescent |  | Globe | 1 | 40 | Bedroom | 1395620 | Bedroom | 0.00037892
Wall Mount | Incandescent |  | Standard A Lamp | 1 | 60 | Bedroom | 1395620 | Bedroom | 0.00037892
Wall Mount | Compact Fluorescent |  | Straight Tube | 1 | 10 | Closet | 1395621 | Closet | 0.00037892
Ceiling Fixture | Compact Fluorescent |  | Twist | 1 | 13 | Office | 1395622 | Office | 0.00037892
Ceiling Fixture | Compact Fluorescent |  | Twist | 1 | 15 | Office | 1395622 | Office | 0.00037892
Wall Mount | Compact Fluorescent |  | Twist | 1 | 15 | Office | 1395622 | Office | 0.00037892
Ceiling Fixture | Compact Fluorescent |  | Twist | 1 | 23 | Family Room | 1395623 | Family Room | 0.00037892
Ceiling Fixture | Compact Fluorescent |  | Twist | 1 | 13 | Family Room | 1395623 | Family Room | 0.00037892
Ceiling Fixture | Compact Fluorescent |  | Twist | 1 | 15 | Other | 1395624 | Other | 0.00037892
Ceiling Fixture | Compact Fluorescent |  | Twist | 1 | 23 | Other | 1395624 | Other | 0.00037892
Table | Incandescent |  | Standard A Lamp | 1 | 75 | Other | 1395624 | Other | 0.00037892
Ceiling Fixture | Incandescent |  | Standard A Lamp | 1 | 100 | Other | 1395624 | Other | 0.00037892
Wall Mount | Compact Fluorescent |  | Twist | 1 | 13 | Hall | 1395625 | Hall | 0.00037892
Wall Mount | Incandescent |  | Globe | 4 | 60 | Bathroom | 139701 | Bathroom | 0.00037892
Chandelier (Hanging) | Incandescent |  | Decorative | 5 | 40 | Dining Room | 139702 | Dining Room | 0.00037892
Ceiling Fixture | Incandescent |  | Globe | 1 | 40 | Hall | 139703 | Hall | 0.00037892
Ceiling Fixture | Incandescent |  | Standard A Lamp | 2 | 60 | Bedroom | 139704 | Bedroom | 0.00037892
Table | Incandescent |  | Standard A Lamp | 1 | 75 | Bedroom | 139704 | Bedroom | 0.00037892
Chandelier (Hanging) | Incandescent |  | Mini base | 2 | 25 | Hall | 139705 | Hall | 0.00037892
Ceiling Fixture | Incandescent |  | Standard A Lamp | 1 | 40 | Hall | 139706 | Hall | 0.00037892
Track | Halogen |  | PAR | 1 | 60 | Kitchen | 139707 | Kitchen | 0.00037892
Track | Halogen |  | PAR | 3 | 75 | Kitchen | 139707 | Kitchen | 0.00037892
Track | Halogen |  | PAR | 2 | 75 | Kitchen | 139707 | Kitchen | 0.00037892
Ceiling Fixture | Compact Fluorescent |  | Twist | 1 | 18 | Kitchen | 139707 | Kitchen | 0.00037892
Other | Compact Fluorescent |  | Twist | 1 | 18 | Kitchen | 139707 | Kitchen | 0.00037892
Floor lamp | Compact Fluorescent |  | Twist | 2 | 18 | Living Room | 139708 | Living Room | 0.00037892
Table | Compact Fluorescent |  | Twist | 1 | 18 | Living Room | 139708 | Living Room | 0.00037892
Table | Incandescent |  | Decorative | 1 | 60 | Living Room | 139708 | Living Room | 0.00037892
Floor lamp | Compact Fluorescent |  | Twist | 2 | 13 | Living Room | 139708 | Living Room | 0.00037892
Floor lamp | Compact Fluorescent |  | Twist | 1 | 18 | Living Room | 139708 | Living Room | 0.00037892
Ceiling Fixture | Compact Fluorescent |  | Twist | 2 | 13 | Office | 139709 | Office | 0.00037892
Table | Incandescent |  | Standard A Lamp | 1 | 75 | Office | 139709 | Office | 0.00037892
Wall Mount | Incandescent |  | Standard A Lamp | 2 | 40 | Bathroom | 1397010 | Bathroom | 0.00037892
Wall Mount | Incandescent |  | Standard A Lamp | 1 | 100 | Bathroom | 1397010 | Bathroom | 0.00037892
Ceiling Fixture | Incandescent |  | Standard A Lamp | 1 | 75 | Closet | 1397011 | Closet | 0.00037892
Wall Mount | Compact Fluorescent |  | Twist | 1 | 13 | Master Bedroom | 1397012 | Master Bedroom | 0.00037892
Wall Mount | Incandescent |  | Decorative | 1 | 40 | Master Bedroom | 1397012 | Master Bedroom | 0.00037892
Table | Incandescent |  | Standard A Lamp | 1 | 25 | Master Bedroom | 1397012 | Master Bedroom | 0.00037892
Table | Incandescent |  | 3-Way Incandescent | 1 | 70 | Master Bedroom | 1397012 | Master Bedroom | 0.00037892
Wall Mount | Incandescent |  | 3-Way Incandescent | 1 | 70 | Bedroom | 1397013 | Bedroom | 0.00037892
Table | Compact Fluorescent |  | A shape bulb | 1 | 14 | Bedroom | 1397013 | Bedroom | 0.00037892
Ceiling Fixture | Compact Fluorescent |  | Twist | 1 | 18 | Bedroom | 1397013 | Bedroom | 0.00037892
Floor lamp | Compact Fluorescent |  | Twist | 1 | 23 | Other | 1397014 | Other | 0.00037892
Floor lamp | Compact Fluorescent |  | Twist | 1 | 18 | Other | 1397014 | Other | 0.00037892
Wall Mount | Incandescent |  | Standard A Lamp | 1 | 100 | Garage | 1397015 | Garage | 0.00037892
Ceiling Fixture | Incandescent |  | Standard A Lamp | 1 | 60 | Other | 1397016 | Other | 0.00037892
Recessed Can | Compact Fluorescent |  | Twist | 1 | 18 | Hall | 1397017 | Hall | 0.00037892
Ceiling Fixture | Linear Fluorescent | 48 | T-12 | 2 | 40 | Laundry Room | 1397018 | Laundry Room | 0.00037892
Ceiling Fixture | Compact Fluorescent |  | Twist | 1 | 23 | Laundry Room | 1397018 | Laundry Room | 0.00037892
Ceiling Fixture | Linear Fluorescent | 48 | T-12 | 2 | 40 | Other | 1397019 | Other | 0.00037892
Ceiling Fixture | Linear Fluorescent | 48 | T-12 | 2 | 40 | Other | 1397020 | Other | 0.00037892
Ceiling Fixture | Compact Fluorescent |  | Twist | 1 | 13 | Hall | 1397021 | Hall | 0.00037892
Ceiling Fixture | Compact Fluorescent |  | Twist | 1 | 13 | Other | 1397022 | Other | 0.00037892
Ceiling Fixture | Incandescent |  | Standard A Lamp | 1 | 60 | Other | 1397023 | Other | 0.00037892
Wall Mount | Incandescent |  | Globe | 2 | 60 | Bathroom | 139741 | Bathroom | 0.00049795
Wall Mount | Incandescent |  | Clear | 1 | 60 | Bathroom | 139741 | Bathroom | 0.00049795
Recessed Can | Halogen |  | PAR | 1 | 50 | Dining Room | 139742 | Dining Room | 0.00049795
Recessed Can | Halogen |  | PAR | 1 | 75 | Family Room | 139743 | Family Room | 0.00049795
Ceiling Fan | Incandescent |  | Standard A Lamp | 1 | 60 | Garage | 139744 | Garage | 0.00049795
Wall Mount | Incandescent |  | Globe | 3 | 60 | Bathroom | 139745 | Bathroom | 0.00049795
Recessed Can | Halogen |  | PAR | 1 | 50 | Bathroom | 139745 | Bathroom | 0.00049795
Recessed Can | Halogen |  | PAR | 1 | 50 | Hall | 139746 | Hall | 0.00049795
Table | Incandescent |  | Standard A Lamp | 1 | 60 | Hall | 139746 | Hall | 0.00049795
Ceiling Fixture | Incandescent |  | Clear | 2 | 60 | Kitchen | 139747 | Kitchen | 0.00049795
Other | Incandescent |  | Other | 1 | 25 | Kitchen | 139747 | Kitchen | 0.00049795
Recessed Can | Halogen |  | PAR | 1 | 75 | Kitchen | 139747 | Kitchen | 0.00049795
Recessed Can | Halogen |  | PAR | 1 | 50 | Kitchen | 139747 | Kitchen | 0.00049795
Ceiling Fixture | Compact Fluorescent |  | Twist | 1 | 19 | Laundry Room | 139748 | Laundry Room | 0.00049795
Ceiling Fixture | Incandescent |  | Standard A Lamp | 2 | 60 | Master Bedroom | 139749 | Master Bedroom | 0.00049795
Ceiling Fixture | Incandescent |  | Standard A Lamp | 1 | 60 | Bedroom | 1397410 | Bedroom | 0.00049795
Table | Incandescent |  | Standard A Lamp | 1 | 40 | Bedroom | 1397410 | Bedroom | 0.00049795
Table | Incandescent |  | Standard A Lamp | 1 | 60 | Office | 1397411 | Office | 0.00049795
Table | Compact Fluorescent |  | Twist | 1 | 19 | Office | 1397411 | Office | 0.00049795
Ceiling Fixture | Incandescent |  | Standard A Lamp | 2 | 60 | Bedroom | 1397412 | Bedroom | 0.00049795
Table | Incandescent |  | Standard A Lamp | 1 | 40 | Bedroom | 1397412 | Bedroom | 0.00049795
Wall Mount | Incandescent |  | Globe | 3 | 60 | Bathroom | 139751 | Bathroom | 0.0012318
Wall Mount | Other |  | LED Interior | 1 | 1 | Bathroom | 139751 | Bathroom | 0.0012318
Ceiling Fixture | Incandescent |  | Standard A Lamp | 2 | 60 | Dining Room | 139752 | Dining Room | 0.0012318
Ceiling Fixture | Incandescent |  | Standard A Lamp | 2 | 100 | Dining Room | 139752 | Dining Room | 0.0012318
Ceiling Fixture | Incandescent |  | Standard A Lamp | 1 | 75 | Dining Room | 139752 | Dining Room | 0.0012318
Ceiling Fixture | Incandescent |  | Standard A Lamp | 1 | 60 | Hall | 139753 | Hall | 0.0012318
Ceiling Fixture | Incandescent |  | Standard A Lamp | 1 | 60 | Hall | 139754 | Hall | 0.0012318
Ceiling Fixture | Incandescent |  | Standard A Lamp | 1 | 100 | Hall | 139754 | Hall | 0.0012318
Recessed Can | Compact Fluorescent |  | Reflector | 1 | 15 | Kitchen | 139755 | Kitchen | 0.0012318
Recessed Can | Compact Fluorescent |  | Twist | 1 | 13 | Kitchen | 139755 | Kitchen | 0.0012318
Recessed Can | Incandescent |  | Reflector | 1 | 65 | Kitchen | 139755 | Kitchen | 0.0012318
Other | Incandescent |  | Other | 1 | 38 | Kitchen | 139755 | Kitchen | 0.0012318
Other | Incandescent |  | Other | 1 | 40 | Kitchen | 139755 | Kitchen | 0.0012318
Ceiling Fixture | Incandescent |  | Standard A Lamp | 1 | 60 | Laundry Room | 139756 | Laundry Room | 0.0012318
Floor lamp | Incandescent |  | Standard A Lamp | 1 | 60 | Living Room | 139757 | Living Room | 0.0012318
Table | Incandescent |  | Standard A Lamp | 1 | 100 | Living Room | 139757 | Living Room | 0.0012318
Table | Incandescent |  | Standard A Lamp | 1 | 60 | Living Room | 139757 | Living Room | 0.0012318
Other | Incandescent |  | Other | 2 | 39 | Living Room | 139757 | Living Room | 0.0012318
Ceiling Fan | Incandescent |  | Standard A Lamp | 2 | 60 | Master Bedroom | 139758 | Master Bedroom | 0.0012318
Table | Incandescent |  | Standard A Lamp | 1 | 60 | Master Bedroom | 139758 | Master Bedroom | 0.0012318
Ceiling Fan | Incandescent |  | Standard A Lamp | 2 | 90 | Family Room | 139759 | Family Room | 0.0012318
Torchiere | Linear Fluorescent | 36 | T-8 | 1 | 20 | Family Room | 139759 | Family Room | 0.0012318
Other | Incandescent |  | Other | 1 | 40 | Family Room | 139759 | Family Room | 0.0012318
Wall Mount | Incandescent |  | Globe | 3 | 60 | Bathroom | 1397510 | Bathroom | 0.0012318
Wall Mount | Incandescent |  | Mini base | 1 | 4 | Bathroom | 1397510 | Bathroom | 0.0012318
Wall Mount | Incandescent |  | Globe | 6 | 60 | Bathroom | 1397511 | Bathroom | 0.0012318
Recessed - other | Incandescent |  | Heat Lamp | 1 | 250 | Bathroom | 1397511 | Bathroom | 0.0012318
Recessed - other | Incandescent |  | Standard A Lamp | 1 | 60 | Bathroom | 1397511 | Bathroom | 0.0012318
Ceiling Fan | Incandescent |  | Standard A Lamp | 2 | 60 | Bathroom | 1397512 | Bathroom | 0.0012318
Ceiling Fixture | Incandescent |  | Standard A Lamp | 1 | 60 | Hall | 1397513 | Hall | 0.0012318
Ceiling Fixture | Incandescent |  | Standard A Lamp | 2 | 60 | Closet | 1397514 | Closet | 0.0012318
Ceiling Fixture | Linear Fluorescent | 96 | T-12 | 2 | 60 | Garage | 1397515 | Garage | 0.0012318
Ceiling Fixture | Incandescent |  | Standard A Lamp | 1 | 60 | Bathroom | 140001 | Bathroom | 0.00037892
Wall Mount | Incandescent |  | Standard A Lamp | 1 | 60 | Bathroom | 140001 | Bathroom | 0.00037892
Chandelier (Hanging) | Incandescent |  | Decorative | 5 | 31 | Dining Room | 140002 | Dining Room | 0.00037892
Floor lamp | Incandescent |  | Standard A Lamp | 1 | 75 | Dining Room | 140002 | Dining Room | 0.00037892
Ceiling Fixture | Incandescent |  | Standard A Lamp | 1 | 40 | Kitchen | 140003 | Kitchen | 0.00037892
Wall Mount | Incandescent |  | Standard A Lamp | 1 | 75 | Kitchen | 140003 | Kitchen | 0.00037892
Ceiling Fixture | Incandescent |  | Standard A Lamp | 1 | 60 | Office | 140004 | Office | 0.00037892
Wall Mount | Incandescent |  | Standard A Lamp | 1 | 60 | Office | 140004 | Office | 0.00037892
Floor lamp | Incandescent |  | Standard A Lamp | 3 | 65 | Living Room | 140005 | Living Room | 0.00037892
Floor lamp | Compact Fluorescent |  | Pin base | 1 | 25 | Living Room | 140005 | Living Room | 0.00037892
Table | Incandescent |  | Standard A Lamp | 2 | 67 | Living Room | 140005 | Living Room | 0.00037892
Other | Other |  | Other | 3 | 53 | Hall | 140006 | Hall | 0.00037892
Table | Incandescent |  | Decorative | 1 | 60 | Hall | 140006 | Hall | 0.00037892
Ceiling Fixture | Incandescent |  | Standard A Lamp | 3 | 70 | Kitchen | 140007 | Kitchen | 0.00037892
Chandelier (Hanging) | Incandescent |  | Standard A Lamp | 1 | 60 | Kitchen | 140007 | Kitchen | 0.00037892
Other | Halogen |  | Other | 13 | 20 | Kitchen | 140007 | Kitchen | 0.00037892
Ceiling Fixture | Incandescent |  | Standard A Lamp | 1 | 60 | Bathroom | 140008 | Bathroom | 0.00037892
Wall Mount | Incandescent |  | Standard A Lamp | 2 | 60 | Bathroom | 140008 | Bathroom | 0.00037892
Ceiling Fixture | Incandescent |  | Standard A Lamp | 2 | 50 | Bedroom | 140009 | Bedroom | 0.00037892
Wall Mount | Incandescent |  | 3-Way Incandescent | 1 | 150 | Bedroom | 140009 | Bedroom | 0.00037892
Ceiling Fixture | Incandescent |  | Standard A Lamp | 1 | 60 | Closet | 1400010 | Closet | 0.00037892
Ceiling Fixture | Incandescent |  | Mini base | 1 | 60 | Master Bedroom | 1400011 | Master Bedroom | 0.00037892
Wall Mount | Incandescent |  | Standard A Lamp | 1 | 60 | Master Bedroom | 1400011 | Master Bedroom | 0.00037892
Ceiling Fixture | Incandescent |  | Standard A Lamp | 1 | 60 | Closet | 1400012 | Closet | 0.00037892
Ceiling Fixture | Incandescent |  | Standard A Lamp | 1 | 60 | Bedroom | 1400013 | Bedroom | 0.00037892
Floor lamp | Incandescent |  | 3-Way Incandescent | 1 | 250 | Bedroom | 1400013 | Bedroom | 0.00037892
Table | Incandescent |  | Standard A Lamp | 1 | 40 | Bedroom | 1400013 | Bedroom | 0.00037892
Wall Mount | Incandescent |  | Standard A Lamp | 1 | 60 | Bedroom | 1400013 | Bedroom | 0.00037892
Ceiling Fixture | Incandescent |  | Standard A Lamp | 1 | 60 | Closet | 1400014 | Closet | 0.00037892
Ceiling Fixture | Incandescent |  | Decorative | 2 | 40 | Hall | 1400015 | Hall | 0.00037892
Wall Mount | Incandescent |  | Mini base | 1 | 4 | Hall | 1400015 | Hall | 0.00037892
Ceiling Fixture | Compact Fluorescent |  | Straight Tube | 1 | 15 | Other | 1400016 | Other | 0.00037892
Ceiling Fixture | Compact Fluorescent |  | Twist | 1 | 23 | Other | 1400016 | Other | 0.00037892
Ceiling Fixture | Other |  | Other | 1 | 38 | Other | 1400016 | Other | 0.00037892
Ceiling Fixture | Incandescent |  | Standard A Lamp | 1 | 75 | Other | 1400016 | Other | 0.00037892
Ceiling Fixture | Linear Fluorescent | 24 | T-12 | 2 | 20 | Hall | 1400017 | Hall | 0.00037892
Wall Mount | Incandescent |  | Globe | 3 | 60 | Bathroom | 140121 | Bathroom | 0.00049795
Chandelier (Hanging) | Compact Fluorescent |  | Twist | 5 | 13 | Dining Room | 140122 | Dining Room | 0.00049795
Floor lamp | Incandescent |  | Mini base | 2 | 40 | Dining Room | 140122 | Dining Room | 0.00049795
Other | Incandescent |  | Other | 1 | 25 | Dining Room | 140122 | Dining Room | 0.00049795
Ceiling Fixture | Compact Fluorescent |  | Twist | 2 | 13 | Closet | 140123 | Closet | 0.00049795
Ceiling Fixture | Compact Fluorescent |  | Twist | 2 | 13 | Hall | 140124 | Hall | 0.00049795
Table | Compact Fluorescent |  | Twist | 2 | 7 | Family Room | 140125 | Family Room | 0.00049795
Ceiling Fixture | Compact Fluorescent |  | Twist | 2 | 23 | Family Room | 140125 | Family Room | 0.00049795
Ceiling Fixture | Compact Fluorescent |  | Twist | 2 | 13 | Kitchen | 140126 | Kitchen | 0.00049795
Chandelier (Hanging) | Compact Fluorescent |  | Twist | 1 | 13 | Kitchen | 140126 | Kitchen | 0.00049795
Other | Incandescent |  | Mini base | 2 | 20 | Kitchen | 140126 | Kitchen | 0.00049795
Ceiling Fixture | Compact Fluorescent |  | Twist | 2 | 13 | Living Room | 140127 | Living Room | 0.00049795
Recessed Can | Incandescent |  | Reflector | 1 | 65 | Living Room | 140127 | Living Room | 0.00049795
Ceiling Fixture | Compact Fluorescent |  | Twist | 2 | 13 | Closet | 140128 | Closet | 0.00049795
Ceiling Fixture | Compact Fluorescent |  | Twist | 2 | 13 | Bedroom | 140129 | Bedroom | 0.00049795
Ceiling Fixture | Incandescent |  | Standard A Lamp | 2 | 60 | Closet | 1401210 | Closet | 0.00049795
Ceiling Fixture | Compact Fluorescent |  | Twist | 2 | 13 | Hall | 1401211 | Hall | 0.00049795
Wall Mount | Compact Fluorescent |  | Twist | 3 | 13 | Bathroom | 1401212 | Bathroom | 0.00049795
Ceiling Fixture | Compact Fluorescent |  | Twist | 2 | 13 | Laundry Room | 1401213 | Laundry Room | 0.00049795
Wall Mount | Compact Fluorescent |  | Twist | 3 | 13 | Bathroom | 1401214 | Bathroom | 0.00049795
Ceiling Fixture | Compact Fluorescent |  | Twist | 1 | 13 | Closet | 1401215 | Closet | 0.00049795
Ceiling Fixture | Compact Fluorescent |  | Twist | 3 | 13 | Master Bedroom | 1401216 | Master Bedroom | 0.00049795
Ceiling Fixture | Compact Fluorescent |  | Twist | 2 | 13 | Bedroom | 1401217 | Bedroom | 0.00049795
Other | Linear Fluorescent | 24 | T-8 | 1 | 17 | Bedroom | 1401217 | Bedroom | 0.00049795
Ceiling Fixture | Incandescent |  | Clear | 1 | 60 | Closet | 1401218 | Closet | 0.00049795
Ceiling Fixture | Compact Fluorescent |  | Twist | 2 | 13 | Office | 1401219 | Office | 0.00049795
Recessed Can | Incandescent |  | Reflector | 1 | 65 | Hall | 1401220 | Hall | 0.00049795
Ceiling Fixture | Incandescent |  | Standard A Lamp | 1 | 100 | Other | 1401221 | Other | 0.00049795
Ceiling Fixture | Compact Fluorescent |  | Twist | 1 | 13 | Garage | 1401222 | Garage | 0.00049795
Garage door opener | Incandescent |  | Standard A Lamp | 1 | 60 | Garage | 1401222 | Garage | 0.00049795
Recessed Can | Compact Fluorescent |  | Reflector | 1 | 14 | Dining Room | 140151 | Dining Room | 0.0012318
Recessed Can | Other |  | LED Interior | 1 | 11 | Hall | 140152 | Hall | 0.0012318
Recessed Can | Compact Fluorescent |  | Reflector | 1 | 23 | Kitchen | 140153 | Kitchen | 0.0012318
Recessed Can | Compact Fluorescent |  | Reflector | 1 | 23 | Kitchen | 140153 | Kitchen | 0.0012318
Wall Mount | Other |  | LED Interior | 1 | 1 | Kitchen | 140153 | Kitchen | 0.0012318
Recessed Can | Compact Fluorescent |  | Reflector | 1 | 14 | Kitchen | 140153 | Kitchen | 0.0012318
Other | Incandescent |  | Mini base | 1 | 40 | Kitchen | 140153 | Kitchen | 0.0012318
Ceiling Fixture | Incandescent |  | Standard A Lamp | 2 | 40 | Laundry Room | 140154 | Laundry Room | 0.0012318
Recessed Can | Compact Fluorescent |  | Reflector | 1 | 14 | Living Room | 140155 | Living Room | 0.0012318
Ceiling Fixture | Incandescent |  | Standard A Lamp | 1 | 60 | Closet | 140156 | Closet | 0.0012318
Recessed Can | Compact Fluorescent |  | Twist | 1 | 14 | Hall | 140157 | Hall | 0.0012318
Wall Mount | Compact Fluorescent |  | Twist | 2 | 13 | Bathroom | 140158 | Bathroom | 0.0012318
Recessed Can | Compact Fluorescent |  | Twist | 1 | 14 | Office | 140159 | Office | 0.0012318
Table | Incandescent |  | 3-Way Incandescent | 1 | 30 | Office | 140159 | Office | 0.0012318
Torchiere | Incandescent |  | 3-Way Incandescent | 1 | 100 | Office | 140159 | Office | 0.0012318
Ceiling Fixture | Compact Fluorescent |  | Twist | 2 | 18 | Other | 1401510 | Other | 0.0012318
Recessed Can | Incandescent |  | Standard A Lamp | 1 | 60 | Bathroom | 1401511 | Bathroom | 0.0012318
Wall Mount | Other |  | LED Interior | 1 | 1 | Bathroom | 1401511 | Bathroom | 0.0012318
Wall Mount | Compact Fluorescent |  | Twist | 3 | 9 | Bathroom | 1401511 | Bathroom | 0.0012318
Recessed Can | Compact Fluorescent |  | Reflector | 1 | 14 | Master Bedroom | 1401512 | Master Bedroom | 0.0012318
Table | Compact Fluorescent |  | Twist | 1 | 18 | Master Bedroom | 1401512 | Master Bedroom | 0.0012318
Table | Compact Fluorescent |  | Twist | 1 | 13 | Master Bedroom | 1401512 | Master Bedroom | 0.0012318
Ceiling Fixture | Compact Fluorescent |  | Twist | 2 | 18 | Bedroom | 1401513 | Bedroom | 0.0012318
Table | Compact Fluorescent |  | Twist | 1 | 18 | Bedroom | 1401513 | Bedroom | 0.0012318
Table | Compact Fluorescent |  | Twist | 1 | 18 | Bedroom | 1401513 | Bedroom | 0.0012318
Ceiling Fixture | Compact Fluorescent |  | Twist | 2 | 18 | Other | 1401514 | Other | 0.0012318
Table | Incandescent |  | Other | 2 | 20 | Other | 1401514 | Other | 0.0012318
Recessed Can | Compact Fluorescent |  | Reflector | 1 | 14 | Hall | 1401515 | Hall | 0.0012318
Wall Mount | Compact Fluorescent |  | Globe | 4 | 9 | Bathroom | 1401516 | Bathroom | 0.0012318
Recessed Can | Compact Fluorescent |  | Reflector | 1 | 14 | Bathroom | 1401517 | Bathroom | 0.0012318
Ceiling Fixture | Compact Fluorescent |  | Twist | 2 | 18 | Closet | 1401518 | Closet | 0.0012318
Ceiling Fixture | Compact Fluorescent |  | Twist | 2 | 18 | Bedroom | 1401519 | Bedroom | 0.0012318
Ceiling Fixture | Compact Fluorescent |  | Twist | 1 | 28 | Garage | 1401520 | Garage | 0.0012318
Recessed Can | Compact Fluorescent |  | Reflector | 1 | 14 | Hall | 1401521 | Hall | 0.0012318
Ceiling Fixture | Incandescent |  | Standard A Lamp | 1 | 60 | Bathroom | 140171 | Bathroom | 0.00029524
Ceiling Fixture | Incandescent |  | Standard A Lamp | 1 | 60 | Bedroom | 140172 | Bedroom | 0.00029524
Table | Incandescent |  | Standard A Lamp | 1 | 60 | Bedroom | 140172 | Bedroom | 0.00029524
Table | Incandescent |  | Standard A Lamp | 1 | 60 | Bedroom | 140173 | Bedroom | 0.00029524
Ceiling Fixture | Incandescent |  | Standard A Lamp | 1 | 60 | Bedroom | 140173 | Bedroom | 0.00029524
Ceiling Fixture | Linear Fluorescent | 48 | T-8 | 2 | 40 | Garage | 140174 | Garage | 0.00029524
Garage door opener | Incandescent |  | Standard A Lamp | 2 | 60 | Garage | 140174 | Garage | 0.00029524
Ceiling Fixture | Incandescent |  | Standard A Lamp | 1 | 60 | Bathroom | 140175 | Bathroom | 0.00029524
Ceiling Fixture | Compact Fluorescent |  | Twist | 1 | 15 | Hall | 140176 | Hall | 0.00029524
Ceiling Fixture | Compact Fluorescent |  | Pin base | 2 | 22 | Kitchen | 140177 | Kitchen | 0.00029524
Ceiling Fan | Incandescent |  | Decorative | 5 | 25 | Kitchen | 140177 | Kitchen | 0.00029524
Ceiling Fixture | Linear Fluorescent | 48 | T-8 | 2 | 32 | Laundry Room | 140178 | Laundry Room | 0.00029524
Table | Incandescent |  | Standard A Lamp | 1 | 100 | Living Room | 140179 | Living Room | 0.00029524
Table | Compact Fluorescent |  | Twist | 1 | 22 | Living Room | 140179 | Living Room | 0.00029524
Floor lamp | Compact Fluorescent |  | Twist | 2 | 15 | Living Room | 140179 | Living Room | 0.00029524
Ceiling Fixture | Compact Fluorescent |  | Twist | 1 | 15 | Master Bedroom | 1401710 | Master Bedroom | 0.00029524
Track | Incandescent |  | Standard A Lamp | 1 | 60 | Master Bedroom | 1401710 | Master Bedroom | 0.00029524
Table | Linear Fluorescent | 48 | T-12 | 2 | 32 | Other | 1401711 | Other | 0.00029524
Chandelier (Hanging) | Incandescent |  | Mini base | 5 | 40 | Dining Room | 140371 | Dining Room | 0.00037892
Wall Mount | Incandescent |  | Mini base | 1 | 50 | Dining Room | 140371 | Dining Room | 0.00037892
Floor lamp | Compact Fluorescent |  | Twist | 1 | 18 | Family Room | 140372 | Family Room | 0.00037892
Table | Compact Fluorescent |  | Twist | 1 | 18 | Family Room | 140372 | Family Room | 0.00037892
Wall Mount | Halogen |  | MR | 3 | 35 | Family Room | 140372 | Family Room | 0.00037892
Wall Mount | Incandescent |  | Globe | 4 | 40 | Bathroom | 140373 | Bathroom | 0.00037892
Track | Other |  | Other | 3 | 49 | Hall | 140374 | Hall | 0.00037892
Track | Other |  | Other | 4 | 41 | Bedroom | 140375 | Bedroom | 0.00037892
Table | Incandescent |  | Standard A Lamp | 1 | 60 | Bedroom | 140375 | Bedroom | 0.00037892
Table | Incandescent |  | Mini base | 1 | 4 | Bedroom | 140375 | Bedroom | 0.00037892
Ceiling Fixture | Compact Fluorescent |  | Twist | 3 | 18 | Kitchen | 140376 | Kitchen | 0.00037892
Ceiling Fixture | Linear Fluorescent | 48 | T-12 | 2 | 40 | Kitchen | 140376 | Kitchen | 0.00037892
Recessed Can | Compact Fluorescent |  | Reflector | 1 | 18 | Kitchen | 140376 | Kitchen | 0.00037892
Wall Mount | Incandescent |  | Globe | 1 | 40 | Bathroom | 140377 | Bathroom | 0.00037892
Recessed Can | Halogen |  | PAR | 1 | 75 | Bedroom | 140378 | Bedroom | 0.00037892
Wall Mount | Other |  | LED Interior | 1 | 1 | Bedroom | 140378 | Bedroom | 0.00037892
Recessed Can | Halogen |  | PAR | 1 | 75 | Master Bedroom | 140379 | Master Bedroom | 0.00037892
Table | Halogen |  | Other | 1 | 50 | Master Bedroom | 140379 | Master Bedroom | 0.00037892
Table | Compact Fluorescent |  | Twist | 1 | 13 | Master Bedroom | 140379 | Master Bedroom | 0.00037892
Ceiling Fixture | Linear Fluorescent | 48 | T-12 | 1 | 40 | Closet | 1403710 | Closet | 0.00037892
Ceiling Fixture | Linear Fluorescent | 48 | T-12 | 1 | 40 | Closet | 1403711 | Closet | 0.00037892
Recessed Can | Other |  | Other |  | 56 | Hall | 1403712 | Hall | 0.00037892
Recessed Can | Other |  | Other | 1 | 73 | Laundry Room | 1403713 | Laundry Room | 0.00037892
Ceiling Fixture | Other |  | Other | 2 | 68 | Garage | 1403714 | Garage | 0.00037892
Garage door opener | Compact Fluorescent |  | Twist | 1 | 15 | Garage | 1403714 | Garage | 0.00037892
Ceiling Fixture | Linear Fluorescent | 96 | T-12 | 2 | 96 | Garage | 1403714 | Garage | 0.00037892
Ceiling Fixture | Linear Fluorescent | 48 | T-12 | 4 | 40 | Other | 1403715 | Other | 0.00037892
Ceiling Fixture | Linear Fluorescent | 48 | T-12 | 2 | 40 | Kitchen | 140461 | Kitchen | 0.000364
Ceiling Fixture | Incandescent |  | Standard A Lamp | 1 | 60 | Kitchen | 140461 | Kitchen | 0.000364
Ceiling Fixture | Incandescent |  | Standard A Lamp | 1 | 60 | Bedroom | 140462 | Bedroom | 0.000364
Ceiling Fixture | Incandescent |  | Standard A Lamp | 1 | 60 | Closet | 140463 | Closet | 0.000364
Ceiling Fixture | Incandescent |  | Standard A Lamp | 1 | 40 | Laundry Room | 140464 | Laundry Room | 0.000364
Chandelier (Hanging) | Incandescent |  | Decorative | 5 | 60 | Dining Room | 140465 | Dining Room | 0.000364
Ceiling Fan | Compact Fluorescent |  | Twist | 4 | 15 | Bedroom | 140466 | Bedroom | 0.000364
Ceiling Fixture | Incandescent |  | Standard A Lamp | 1 | 60 | Bathroom | 140467 | Bathroom | 0.000364
Wall Mount | Compact Fluorescent |  | Twist | 5 | 15 | Bathroom | 140467 | Bathroom | 0.000364
Ceiling Fixture | Incandescent |  | Standard A Lamp | 1 | 60 | Closet | 140468 | Closet | 0.000364
Table | Compact Fluorescent |  | Twist | 1 | 15 | Living Room | 140469 | Living Room | 0.000364
Floor lamp | Incandescent |  | Clear | 1 | 40 | Living Room | 140469 | Living Room | 0.000364
Wall Mount | Incandescent |  | Globe | 7 | 40 | Bathroom | 1404610 | Bathroom | 0.000364
Ceiling Fixture | Incandescent |  | Standard A Lamp | 1 | 40 | Hall | 1404611 | Hall | 0.000364
Ceiling Fixture | Incandescent |  | Standard A Lamp | 2 | 60 | Bedroom | 1404612 | Bedroom | 0.000364
Wall Mount | Incandescent |  | Standard A Lamp | 1 | 50 | Bathroom | 140511 | Bathroom | 0.00029524
Ceiling Fixture | Incandescent |  | Heat Lamp | 1 | 250 | Bathroom | 140511 | Bathroom | 0.00029524
Ceiling Fixture | Incandescent |  | Standard A Lamp | 1 | 60 | Bedroom | 140512 | Bedroom | 0.00029524
Table | Compact Fluorescent |  | Straight Tube | 1 | 15 | Bedroom | 140512 | Bedroom | 0.00029524
Ceiling Fixture | Incandescent |  | Standard A Lamp | 2 | 60 | Dining Room | 140513 | Dining Room | 0.00029524
Recessed Can | Incandescent |  | Reflector | 1 | 65 | Dining Room | 140513 | Dining Room | 0.00029524
Floor lamp | Compact Fluorescent |  | Twist | 1 | 15 | Dining Room | 140513 | Dining Room | 0.00029524
Ceiling Fixture | Incandescent |  | Standard A Lamp | 1 | 75 | Hall | 140514 | Hall | 0.00029524
Ceiling Fixture | Compact Fluorescent |  | Circline (Screw Base) | 1 | 28 | Kitchen | 140515 | Kitchen | 0.00029524
Recessed Can | Incandescent |  | Reflector | 1 | 65 | Kitchen | 140515 | Kitchen | 0.00029524
Wall Mount | Linear Fluorescent | 24 | T-5 | 1 | 16 | Kitchen | 140515 | Kitchen | 0.00029524
Ceiling Fixture | Compact Fluorescent |  | Circline (Screw Base) | 1 | 28 | Laundry Room | 140516 | Laundry Room | 0.00029524
Ceiling Fixture | Incandescent |  | Standard A Lamp | 5 | 40 | Living Room | 140517 | Living Room | 0.00029524
Recessed Can | Incandescent |  | Reflector | 1 | 65 | Living Room | 140517 | Living Room | 0.00029524
Table | Compact Fluorescent |  | Twist | 1 | 15 | Living Room | 140517 | Living Room | 0.00029524
Floor lamp | Compact Fluorescent |  | Twist | 1 | 15 | Living Room | 140517 | Living Room | 0.00029524
Ceiling Fixture | Incandescent |  | Standard A Lamp | 1 | 60 | Bathroom | 140518 | Bathroom | 0.00029524
Ceiling Fixture | Incandescent |  | Standard A Lamp | 1 | 40 | Bathroom | 140518 | Bathroom | 0.00029524
Ceiling Fixture | Incandescent |  | Clear | 2 | 40 | Master Bedroom | 140519 | Master Bedroom | 0.00029524
Table | Compact Fluorescent |  | Twist | 1 | 15 | Master Bedroom | 140519 | Master Bedroom | 0.00029524
Ceiling Fixture | Compact Fluorescent |  | Circline (Screw Base) | 1 | 28 | Hall | 1405110 | Hall | 0.00029524
Table | Incandescent |  | Standard A Lamp | 1 | 75 | Bedroom | 1405111 | Bedroom | 0.00029524
Table | Incandescent |  | Other | 1 | 45 | Bedroom | 1405111 | Bedroom | 0.00029524
Table | Compact Fluorescent |  | Twist | 1 | 15 | Bedroom | 1405111 | Bedroom | 0.00029524
Ceiling Fixture | Incandescent |  | Standard A Lamp | 1 | 60 | Bathroom | 1405112 | Bathroom | 0.00029524
Wall Mount | Linear Fluorescent | 24 | T-8 | 1 | 16 | Closet | 1405113 | Closet | 0.00029524
Ceiling Fixture | Incandescent |  | Standard A Lamp | 1 | 75 | Hall | 1405114 | Hall | 0.00029524
Wall Mount | Linear Fluorescent | 24 | T-8 | 1 | 16 | Closet | 1405115 | Closet | 0.00029524
Chandelier (Hanging) | Incandescent |  | Standard A Lamp | 1 | 60 | Other | 1405116 | Other | 0.00029524
Wall Mount | Incandescent |  | Globe | 6 | 40 | Bathroom | 140521 | Bathroom | 0.00029524
Ceiling Fixture | Incandescent |  | Heat Lamp | 1 | 150 | Bathroom | 140521 | Bathroom | 0.00029524
Wall Mount | Incandescent |  | Globe | 6 | 40 | Bathroom | 140522 | Bathroom | 0.00029524
Ceiling Fixture | Incandescent |  | Heat Lamp | 1 | 150 | Bathroom | 140522 | Bathroom | 0.00029524
Ceiling Fixture | Incandescent |  | Standard A Lamp | 2 | 60 | Bedroom | 140523 | Bedroom | 0.00029524
Table | Incandescent |  | Standard A Lamp | 1 | 60 | Bedroom | 140523 | Bedroom | 0.00029524
Ceiling Fixture | Incandescent |  | Standard A Lamp | 2 | 60 | Bedroom | 140524 | Bedroom | 0.00029524
Ceiling Fixture | Incandescent |  | Standard A Lamp | 2 | 60 | Bedroom | 140525 | Bedroom | 0.00029524
Ceiling Fixture | Compact Fluorescent |  | Twist | 1 | 15 | Garage | 140526 | Garage | 0.00029524
Ceiling Fixture | Incandescent |  | Mini base | 4 | 25 | Hall | 140527 | Hall | 0.00029524
Ceiling Fixture | Incandescent |  | Mini base | 4 | 25 | Hall | 140528 | Hall | 0.00029524
Chandelier (Hanging) | Incandescent |  | Mini base | 6 | 25 | Kitchen | 140529 | Kitchen | 0.00029524
Chandelier (Hanging) | Compact Fluorescent |  | Twist | 1 | 15 | Kitchen | 140529 | Kitchen | 0.00029524
Ceiling Fixture | Incandescent |  | Mini base | 4 | 25 | Kitchen | 140529 | Kitchen | 0.00029524
Ceiling Fixture | Compact Fluorescent |  | Twist | 2 | 15 | Kitchen | 140529 | Kitchen | 0.00029524
Ceiling Fixture | Compact Fluorescent |  | Twist | 1 | 15 | Kitchen | 140529 | Kitchen | 0.00029524
Ceiling Fixture | Halogen |  | MR | 4 | 30 | Family Room | 1405210 | Family Room | 0.00029524
Table | Compact Fluorescent |  | Twist | 1 | 15 | Family Room | 1405210 | Family Room | 0.00029524
Ceiling Fan | Compact Fluorescent |  | Twist | 4 | 15 | Master Bedroom | 1405211 | Master Bedroom | 0.00029524
Table | Compact Fluorescent |  | Twist | 1 | 15 | Master Bedroom | 1405211 | Master Bedroom | 0.00029524
Ceiling Fixture | Compact Fluorescent |  | Twist | 2 | 15 | Office | 1405212 | Office | 0.00029524
Table | Incandescent |  | Standard A Lamp | 1 | 40 | Bedroom | 1405213 | Bedroom | 0.00029524
Chandelier (Hanging) | Incandescent |  | Standard A Lamp | 2 | 60 | Bedroom | 1405213 | Bedroom | 0.00029524
Wall Mount | Compact Fluorescent |  | Twist | 1 | 15 | Hall | 1405214 | Hall | 0.00029524
Ceiling Fixture | Compact Fluorescent |  | Twist | 2 | 15 | Office | 1405215 | Office | 0.00029524
Table | Incandescent |  | Standard A Lamp | 1 | 60 | Office | 1405215 | Office | 0.00029524
Chandelier (Hanging) | Incandescent |  | Other | 1 | 20 | Hall | 140731 | Hall | 0.00049795
Wall Mount | Compact Fluorescent |  | Twist | 3 | 14 | Bathroom | 140732 | Bathroom | 0.00049795
Track | Other |  | LED Interior | 1 | 1 | Kitchen | 140733 | Kitchen | 0.00049795
Track | Halogen |  | MR | 1 | 50 | Kitchen | 140733 | Kitchen | 0.00049795
Track | Other |  | LED Interior | 1 | 3 | Kitchen | 140733 | Kitchen | 0.00049795
Track | Compact Fluorescent |  | Pin base | 1 | 5 | Kitchen | 140733 | Kitchen | 0.00049795
Other | Compact Fluorescent |  | Twist | 1 | 9 | Kitchen | 140733 | Kitchen | 0.00049795
Other | Compact Fluorescent |  | Twist | 3 | 14 | Kitchen | 140733 | Kitchen | 0.00049795
Other | Compact Fluorescent |  | Twist | 3 | 14 | Kitchen | 140733 | Kitchen | 0.00049795
Other | Compact Fluorescent |  | Twist | 3 | 23 | Kitchen | 140733 | Kitchen | 0.00049795
Other | Compact Fluorescent |  | Twist | 1 | 23 | Kitchen | 140733 | Kitchen | 0.00049795
Track | Halogen |  | MR | 2 | 35 | Kitchen | 140733 | Kitchen | 0.00049795
Floor lamp | Compact Fluorescent |  | Twist | 2 | 14 | Dining Room | 140734 | Dining Room | 0.00049795
Floor lamp | Compact Fluorescent |  | Reflector | 1 | 26 | Dining Room | 140734 | Dining Room | 0.00049795
Track | Other |  | LED Interior | 8 | 5 | Dining Room | 140734 | Dining Room | 0.00049795
Track | Halogen |  | MR | 1 | 50 | Dining Room | 140734 | Dining Room | 0.00049795
Wall Mount | Compact Fluorescent |  | Twist | 5 | 14 | Bathroom | 140735 | Bathroom | 0.00049795
Other | Linear Fluorescent | 48 | T-12 | 1 | 40 | Bathroom | 140735 | Bathroom | 0.00049795
Ceiling Fixture | Compact Fluorescent |  | Twist | 1 | 23 | Closet | 140736 | Closet | 0.00049795
Track | Halogen |  | MR | 4 | 50 | Master Bedroom | 140737 | Master Bedroom | 0.00049795
Table | Compact Fluorescent |  | Twist | 1 | 23 | Master Bedroom | 140737 | Master Bedroom | 0.00049795
Table | Other |  | LED Interior | 1 | 5 | Master Bedroom | 140737 | Master Bedroom | 0.00049795
Track | Halogen |  | MR | 5 | 50 | Office | 140738 | Office | 0.00049795
Ceiling Fixture | Incandescent |  | Standard A Lamp | 1 | 60 | Closet | 140739 | Closet | 0.00049795
Chandelier (Hanging) | Incandescent |  | Standard A Lamp | 1 | 40 | Dining Room | 1407310 | Dining Room | 0.00049795
Chandelier (Hanging) | Compact Fluorescent |  | Twist | 5 | 14 | Dining Room | 1407311 | Dining Room | 0.00049795
Ceiling Fixture | Incandescent |  | Standard A Lamp | 1 | 60 | Closet | 1407312 | Closet | 0.00049795
Wall Mount | Compact Fluorescent |  | Twist | 3 | 14 | Bathroom | 1407313 | Bathroom | 0.00049795
Wall Mount | Compact Fluorescent |  | A shape bulb | 1 | 7 | Bathroom | 1407313 | Bathroom | 0.00049795
Recessed Can | Halogen |  | MR | 1 | 50 | Bathroom | 1407313 | Bathroom | 0.00049795
Ceiling Fixture | Compact Fluorescent |  | Reflector | 2 | 26 | Bedroom | 1407314 | Bedroom | 0.00049795
Ceiling Fixture | Compact Fluorescent |  | Twist | 1 | 14 | Bedroom | 1407314 | Bedroom | 0.00049795
Chandelier (Hanging) | Incandescent |  | Other | 1 | 20 | Bedroom | 1407314 | Bedroom | 0.00049795
Wall Mount | Incandescent |  | Mini base | 1 | 20 | Bedroom | 1407314 | Bedroom | 0.00049795
Wall Mount | Incandescent |  | Mini base | 1 | 15 | Bedroom | 1407314 | Bedroom | 0.00049795
Track | Halogen |  | MR | 4 | 50 | Family Room | 1407315 | Family Room | 0.00049795
Track | Incandescent |  | Other | 2 | 20 | Family Room | 1407315 | Family Room | 0.00049795
Ceiling Fixture | Compact Fluorescent |  | Twist | 1 | 23 | Family Room | 1407315 | Family Room | 0.00049795
Torchiere | Halogen |  | Quartz Tube | 1 | 300 | Family Room | 1407315 | Family Room | 0.00049795
Ceiling Fixture | Incandescent |  | Standard A Lamp | 1 | 60 | Other | 1407316 | Other | 0.00049795
Ceiling Fixture | Halogen |  | MR | 3 | 50 | Bedroom | 1407317 | Bedroom | 0.00049795
Recessed Can | Compact Fluorescent |  | Reflector | 1 | 26 | Hall | 1407318 | Hall | 0.00049795
Recessed Can | Compact Fluorescent |  | Twist | 1 | 14 | Hall | 1407318 | Hall | 0.00049795
Track | Compact Fluorescent |  | Twist | 3 | 14 | Office | 1407319 | Office | 0.00049795
Recessed Can | Compact Fluorescent |  | Twist | 1 | 26 | Office | 1407319 | Office | 0.00049795
Ceiling Fan | Incandescent |  | Mini base | 1 | 25 | Laundry Room | 1407320 | Laundry Room | 0.00049795
Ceiling Fan | Incandescent |  | Mini base | 1 | 60 | Laundry Room | 1407320 | Laundry Room | 0.00049795
Ceiling Fixture | Incandescent |  | Standard A Lamp | 1 | 60 | Closet | 1407321 | Closet | 0.00049795
Ceiling Fixture | Compact Fluorescent |  | Twist | 1 | 23 | Garage | 1407322 | Garage | 0.00049795
Ceiling Fixture | Compact Fluorescent |  | Twist | 1 | 13 | Garage | 1407322 | Garage | 0.00049795
Ceiling Fixture | Linear Fluorescent | 48 | T-12 | 2 | 40 | Garage | 1407322 | Garage | 0.00049795
Chandelier (Hanging) | Incandescent |  | Other | 3 | 20 | Hall | 1407323 | Hall | 0.00049795
Ceiling Fixture | Halogen |  | MR | 3 | 50 | Hall | 1407323 | Hall | 0.00049795
Wall Mount | Incandescent |  | Standard A Lamp | 3 | 40 | Bathroom | 140781 | Bathroom | 0.00028601
Ceiling Fixture | Compact Fluorescent |  | Twist | 2 | 13 | Bedroom | 140782 | Bedroom | 0.00028601
Table | Halogen |  | Quartz Tube | 1 | 20 | Bedroom | 140782 | Bedroom | 0.00028601
Wall Mount | Incandescent |  | Standard A Lamp | 1 | 60 | Bedroom | 140782 | Bedroom | 0.00028601
Floor lamp | Compact Fluorescent |  | Twist | 1 | 15 | Bedroom | 140782 | Bedroom | 0.00028601
Wall Mount | Incandescent |  | Standard A Lamp | 1 | 40 | Closet | 140783 | Closet | 0.00028601
Chandelier (Hanging) | Incandescent |  | Decorative | 3 | 40 | Dining Room | 140784 | Dining Room | 0.00028601
Table | Incandescent |  | Standard A Lamp | 1 | 75 | Dining Room | 140784 | Dining Room | 0.00028601
Ceiling Fixture | Incandescent |  | Standard A Lamp | 1 | 40 | Dining Room | 140784 | Dining Room | 0.00028601
Table | Incandescent |  | Standard A Lamp | 2 | 25 | Dining Room | 140784 | Dining Room | 0.00028601
Chandelier (Hanging) | Incandescent |  | Standard A Lamp | 3 | 40 | Other | 140785 | Other | 0.00028601
Table | Incandescent |  | Standard A Lamp | 1 | 40 | Other | 140785 | Other | 0.00028601
Chandelier (Hanging) | Compact Fluorescent |  | Twist | 2 | 13 | Family Room | 140786 | Family Room | 0.00028601
Torchiere | Incandescent |  | 3-Way Incandescent | 1 | 70 | Family Room | 140786 | Family Room | 0.00028601
Wall Mount | Compact Fluorescent |  | Twist | 1 | 13 | Family Room | 140786 | Family Room | 0.00028601
Ceiling Fixture | Compact Fluorescent |  | Twist | 1 | 13 | Hall | 140787 | Hall | 0.00028601
Ceiling Fixture | Compact Fluorescent |  | Twist | 1 | 28 | Kitchen | 140788 | Kitchen | 0.00028601
Ceiling Fixture | Compact Fluorescent |  | Twist | 1 | 13 | Laundry Room | 140789 | Laundry Room | 0.00028601
Ceiling Fixture | Incandescent |  | Standard A Lamp | 3 | 40 | Living Room | 1407810 | Living Room | 0.00028601
Floor lamp | Incandescent |  | Standard A Lamp | 3 | 25 | Living Room | 1407810 | Living Room | 0.00028601
Table | Incandescent |  | Standard A Lamp | 2 | 40 | Living Room | 1407810 | Living Room | 0.00028601
Table | Incandescent |  | Standard A Lamp | 1 | 60 | Living Room | 1407810 | Living Room | 0.00028601
Ceiling Fixture | Compact Fluorescent |  | Twist | 2 | 13 | Master Bedroom | 1407811 | Master Bedroom | 0.00028601
Table | Halogen |  | Quartz Tube | 1 | 100 | Master Bedroom | 1407811 | Master Bedroom | 0.00028601
Ceiling Fixture | Incandescent |  | Standard A Lamp | 1 | 40 | Closet | 1407812 | Closet | 0.00028601
Ceiling Fixture | Incandescent |  | Standard A Lamp | 1 | 75 | Bedroom | 1407813 | Bedroom | 0.00028601
Ceiling Fixture | Incandescent |  | Standard A Lamp | 1 | 40 | Closet | 1407814 | Closet | 0.00028601
Ceiling Fixture | Compact Fluorescent |  | Twist | 1 | 15 | Bedroom | 1407815 | Bedroom | 0.00028601
Table | Incandescent |  | Standard A Lamp | 1 | 60 | Bedroom | 1407815 | Bedroom | 0.00028601
Ceiling Fixture | Compact Fluorescent |  | Twist | 1 | 28 | Hall | 1407816 | Hall | 0.00028601
Ceiling Fixture | Incandescent |  | Standard A Lamp | 1 | 60 | Hall | 1407816 | Hall | 0.00028601
Wall Mount | Incandescent |  | Standard A Lamp | 1 | 60 | Closet | 1407817 | Closet | 0.00028601
Ceiling Fixture | Compact Fluorescent |  | Twist | 2 | 15 | Other | 1407818 | Other | 0.00028601
Table | Incandescent |  | Standard A Lamp | 1 | 40 | Other | 1407818 | Other | 0.00028601
Wall Mount | Incandescent |  | Decorative | 1 | 25 | Closet | 1407819 | Closet | 0.00028601
Ceiling Fixture | Compact Fluorescent |  | Twist | 2 | 13 | Bedroom | 1407820 | Bedroom | 0.00028601
Table | Incandescent |  | Decorative | 1 | 25 | Bedroom | 1407820 | Bedroom | 0.00028601
Table | Incandescent |  | Decorative | 1 | 25 | Bedroom | 1407820 | Bedroom | 0.00028601
Ceiling Fixture | Incandescent |  | Standard A Lamp | 1 | 60 | Bathroom | 1407821 | Bathroom | 0.00028601
Recessed Can | Incandescent |  | Reflector | 1 | 65 | Hall | 141021 | Hall | 0.0012318
Ceiling Fixture | Incandescent |  | Reflector | 1 | 65 | Laundry Room | 141022 | Laundry Room | 0.0012318
Recessed Can | Incandescent |  | Reflector | 1 | 65 | Bathroom | 141023 | Bathroom | 0.0012318
Wall Mount | Incandescent |  | Standard A Lamp | 3 | 87 | Bathroom | 141023 | Bathroom | 0.0012318
Recessed Can | Halogen |  | PAR | 1 | 75 | Other | 141024 | Other | 0.0012318
Table | Incandescent |  | Standard A Lamp | 1 | 60 | Other | 141024 | Other | 0.0012318
Chandelier (Hanging) | Incandescent |  | Mini base | 5 | 25 | Dining Room | 141025 | Dining Room | 0.0012318
Chandelier (Hanging) | Incandescent |  | Mini base | 7 | 40 | Hall | 141026 | Hall | 0.0012318
Table | Compact Fluorescent |  | Twist | 1 | 13 | Hall | 141026 | Hall | 0.0012318
Chandelier (Hanging) | Incandescent |  | Mini base | 10 | 40 | Dining Room | 141027 | Dining Room | 0.0012318
Other | Halogen |  | Other | 1 | 20 | Dining Room | 141027 | Dining Room | 0.0012318
Recessed Can | Incandescent |  | Reflector | 1 | 65 | Bedroom | 141028 | Bedroom | 0.0012318
Table | Incandescent |  | 3-Way Incandescent | 1 | 150 | Bedroom | 141028 | Bedroom | 0.0012318
Recessed Can | Incandescent |  | Reflector | 1 | 65 | Kitchen | 141029 | Kitchen | 0.0012318
Chandelier (Hanging) | Incandescent |  | Standard A Lamp | 1 | 60 | Kitchen | 141029 | Kitchen | 0.0012318
Other | Linear Fluorescent | 12 | T-5 | 1 | 5 | Kitchen | 141029 | Kitchen | 0.0012318
Other | Linear Fluorescent | 24 | T-5 | 1 | 10 | Kitchen | 141029 | Kitchen | 0.0012318
Recessed Can | Halogen |  | PAR |  | 75 | Living Room | 1410210 | Living Room | 0.0012318
Floor lamp | Incandescent |  | 3-Way Incandescent | 1 | 100 | Living Room | 1410210 | Living Room | 0.0012318
Recessed Can | Incandescent |  | Reflector | 1 | 65 | Bathroom | 1410211 | Bathroom | 0.0012318
Wall Mount | Incandescent |  | Standard A Lamp | 3 | 60 | Bathroom | 1410211 | Bathroom | 0.0012318
Recessed - other | Incandescent |  | Reflector | 1 | 150 | Bathroom | 1410212 | Bathroom | 0.0012318
Table | Incandescent |  | 3-Way Incandescent | 1 | 150 | Master Bedroom | 1410213 | Master Bedroom | 0.0012318
Floor lamp | Incandescent |  | 3-Way Incandescent | 1 | 150 | Master Bedroom | 1410213 | Master Bedroom | 0.0012318
Table | Incandescent |  | 3-Way Incandescent | 1 | 150 | Master Bedroom | 1410213 | Master Bedroom | 0.0012318
Recessed Can | Incandescent |  | Reflector | 1 | 65 | Closet | 1410214 | Closet | 0.0012318
Recessed Can | Incandescent |  | Reflector | 1 | 65 | Hall | 1410215 | Hall | 0.0012318
Recessed Can | Incandescent |  | Reflector | 1 | 85 | Hall | 1410216 | Hall | 0.0012318
Wall Mount | Incandescent |  | Standard A Lamp | 3 | 60 | Bathroom | 1410217 | Bathroom | 0.0012318
Recessed Can | Other |  | Other | 1 | 72 | Office | 1410218 | Office | 0.0012318
Table | Incandescent |  | Standard A Lamp | 1 | 60 | Office | 1410218 | Office | 0.0012318
Ceiling Fixture | Linear Fluorescent | 48 | T-8 | 2 | 32 | Garage | 1410219 | Garage | 0.0012318
Ceiling Fixture | Linear Fluorescent | 48 | T-8 | 2 | 32 | Garage | 1410219 | Garage | 0.0012318
Garage door opener | Incandescent |  | Clear | 1 | 60 | Garage | 1410219 | Garage | 0.0012318
Wall Mount | Compact Fluorescent |  | Twist | 1 | 22 | Bathroom | 141171 | Bathroom | 0.00028601
Ceiling Fixture | Compact Fluorescent |  | Twist | 1 | 15 | Bedroom | 141172 | Bedroom | 0.00028601
Ceiling Fixture | Compact Fluorescent |  | Twist | 1 | 22 | Bedroom | 141173 | Bedroom | 0.00028601
Ceiling Fixture | Compact Fluorescent |  | Twist | 1 | 28 | Kitchen | 141174 | Kitchen | 0.00028601
Wall Mount | Incandescent |  | Standard A Lamp | 1 | 100 | Kitchen | 141174 | Kitchen | 0.00028601
Ceiling Fixture | Incandescent |  | Standard A Lamp | 1 | 75 | Laundry Room | 141175 | Laundry Room | 0.00028601
Ceiling Fixture | Compact Fluorescent |  | Twist | 1 | 22 | Living Room | 141176 | Living Room | 0.00028601
Floor lamp | Compact Fluorescent |  | Twist | 1 | 15 | Living Room | 141176 | Living Room | 0.00028601
Ceiling Fixture | Incandescent |  | Standard A Lamp | 1 | 60 | Living Room | 141176 | Living Room | 0.00028601
Wall Mount | Incandescent |  | Globe | 5 | 40 | Bathroom | 141221 | Bathroom | 0.000364
Ceiling Fixture | Incandescent |  | Standard A Lamp | 2 | 60 | Bathroom | 141221 | Bathroom | 0.000364
Recessed Can | Incandescent |  | Heat Lamp | 1 | 150 | Bathroom | 141221 | Bathroom | 0.000364
Ceiling Fixture | Incandescent |  | Standard A Lamp | 2 | 60 | Bathroom | 141222 | Bathroom | 0.000364
Wall Mount | Compact Fluorescent |  | Twist | 4 | 15 | Bathroom | 141222 | Bathroom | 0.000364
Ceiling Fixture | Incandescent |  | Standard A Lamp | 2 | 40 | Bedroom | 141223 | Bedroom | 0.000364
Ceiling Fixture | Incandescent |  | Standard A Lamp | 2 | 40 | Bedroom | 141224 | Bedroom | 0.000364
Ceiling Fixture | Incandescent |  | Standard A Lamp | 1 | 60 | Bedroom | 141225 | Bedroom | 0.000364
Table | Compact Fluorescent |  | Twist | 1 | 15 | Bedroom | 141225 | Bedroom | 0.000364
Table | Incandescent |  | Decorative | 1 | 40 | Bedroom | 141226 | Bedroom | 0.000364
Ceiling Fan | Incandescent |  | Standard A Lamp | 1 | 60 | Bedroom | 141226 | Bedroom | 0.000364
Ceiling Fan | Incandescent |  | Globe | 3 | 60 | Dining Room | 141227 | Dining Room | 0.000364
Ceiling Fixture | Incandescent |  | Standard A Lamp | 1 | 60 | Family Room | 141228 | Family Room | 0.000364
Table | Compact Fluorescent |  | Twist | 1 | 15 | Family Room | 141228 | Family Room | 0.000364
Ceiling Fixture | Linear Fluorescent | 48 | T-12 | 2 | 40 | Garage | 141229 | Garage | 0.000364
Wall Mount | Halogen |  | PAR | 2 | 75 | Garage | 141229 | Garage | 0.000364
Ceiling Fixture | Incandescent |  | Standard A Lamp | 2 | 60 | Hall | 1412210 | Hall | 0.000364
Ceiling Fixture | Incandescent |  | Standard A Lamp | 2 | 60 | Hall | 1412211 | Hall | 0.000364
Ceiling Fixture | Incandescent |  | Standard A Lamp | 2 | 60 | Kitchen | 1412212 | Kitchen | 0.000364
Ceiling Fixture | Incandescent |  | Standard A Lamp | 2 | 60 | Laundry Room | 1412213 | Laundry Room | 0.000364
Table | Incandescent |  | Decorative | 1 | 25 | Living Room | 1412214 | Living Room | 0.000364
Floor lamp | Compact Fluorescent |  | Twist | 1 | 15 | Living Room | 1412214 | Living Room | 0.000364
Ceiling Fixture | Incandescent |  | Standard A Lamp | 1 | 40 | Other | 1412215 | Other | 0.000364
Ceiling Fixture | Incandescent |  | Standard A Lamp | 1 | 60 | Other | 1412216 | Other | 0.000364
Wall Mount | Incandescent |  | Standard A Lamp | 2 | 60 | Bathroom | 141291 | Bathroom | 0.00029524
Ceiling Fixture | Compact Fluorescent |  | Twist | 2 | 22 | Bedroom | 141292 | Bedroom | 0.00029524
Ceiling Fixture | Incandescent |  | Standard A Lamp | 2 | 60 | Bedroom | 141293 | Bedroom | 0.00029524
Table | Compact Fluorescent |  | Twist | 1 | 15 | Bedroom | 141293 | Bedroom | 0.00029524
Ceiling Fixture | Compact Fluorescent |  | Twist | 2 | 15 | Dining Room | 141294 | Dining Room | 0.00029524
Ceiling Fixture | Incandescent |  | Standard A Lamp | 1 | 60 | Garage | 141295 | Garage | 0.00029524
Ceiling Fixture | Linear Fluorescent | 45 | T-12 | 2 | 40 | Garage | 141295 | Garage | 0.00029524
Ceiling Fixture | Compact Fluorescent |  | Twist | 1 | 22 | Hall | 141296 | Hall | 0.00029524
Ceiling Fixture | Incandescent |  | Standard A Lamp | 2 | 60 | Kitchen | 141297 | Kitchen | 0.00029524
Other | Compact Fluorescent |  | Twist | 1 | 15 | Kitchen | 141297 | Kitchen | 0.00029524
Ceiling Fixture | Incandescent |  | Standard A Lamp | 2 | 60 | Laundry Room | 141298 | Laundry Room | 0.00029524
Floor lamp | Incandescent |  | Standard A Lamp | 1 | 60 | Living Room | 141299 | Living Room | 0.00029524
Wall Mount | Incandescent |  | Globe | 3 | 60 | Bathroom | 141401 | Bathroom | 0.00049795
Wall Mount | Incandescent |  | Reflector | 1 | 50 | Hall | 141402 | Hall | 0.00049795
Chandelier (Hanging) | Incandescent |  | Mini base | 3 | 60 | Hall | 141402 | Hall | 0.00049795
Recessed Can | Compact Fluorescent |  | Reflector | 1 | 14 | Kitchen | 141403 | Kitchen | 0.00049795
Other | Incandescent |  | Reflector | 2 | 50 | Kitchen | 141403 | Kitchen | 0.00049795
Floor lamp | Compact Fluorescent |  | Twist | 3 | 20 | Living Room | 141404 | Living Room | 0.00049795
Table | Incandescent |  | Standard A Lamp | 1 | 40 | Living Room | 141404 | Living Room | 0.00049795
Wall Mount | Halogen |  | Other | 1 | 20 | Living Room | 141404 | Living Room | 0.00049795
Floor lamp | Incandescent |  | Standard A Lamp | 1 | 60 | Living Room | 141404 | Living Room | 0.00049795
Ceiling Fan | Incandescent |  | Standard A Lamp | 1 | 100 | Office | 141405 | Office | 0.00049795
Ceiling Fan | Incandescent |  | Clear | 1 | 40 | Office | 141405 | Office | 0.00049795
Ceiling Fan | Incandescent |  | Standard A Lamp | 1 | 60 | Office | 141405 | Office | 0.00049795
Wall Mount | Halogen |  | Other | 1 | 20 | Closet | 141406 | Closet | 0.00049795
Wall Mount | Incandescent |  | Globe | 6 | 40 | Bathroom | 141407 | Bathroom | 0.00049795
Recessed Can | Incandescent |  | Reflector | 1 | 50 | Hall | 141408 | Hall | 0.00049795
Recessed Can | Compact Fluorescent |  | Twist | 1 | 13 | Hall | 141408 | Hall | 0.00049795
Recessed Can | Compact Fluorescent |  | Twist | 1 | 20 | Hall | 141408 | Hall | 0.00049795
Recessed Can | Incandescent |  | Reflector | 1 | 65 | Laundry Room | 141409 | Laundry Room | 0.00049795
Wall Mount | Incandescent |  | Globe | 4 | 40 | Bathroom | 1414010 | Bathroom | 0.00049795
Recessed - other | Incandescent |  | Heat Lamp | 1 | 250 | Bathroom | 1414010 | Bathroom | 0.00049795
Recessed Can | Incandescent |  | Reflector | 1 | 75 | Master Bedroom | 1414011 | Master Bedroom | 0.00049795
Ceiling Fan | Incandescent |  | Mini base | 4 | 60 | Master Bedroom | 1414011 | Master Bedroom | 0.00049795
Wall Mount | Incandescent |  | Standard A Lamp | 1 | 60 | Master Bedroom | 1414011 | Master Bedroom | 0.00049795
Track | Incandescent |  | Reflector | 3 | 65 | Bedroom | 1414012 | Bedroom | 0.00049795
Recessed Can | Halogen |  | PAR | 1 | 75 | Bedroom | 1414012 | Bedroom | 0.00049795
Table | Incandescent |  | Standard A Lamp | 1 | 40 | Bedroom | 1414012 | Bedroom | 0.00049795
Chandelier (Hanging) | Compact Fluorescent |  | Twist | 1 | 20 | Bathroom | 1414013 | Bathroom | 0.00049795
Table | Incandescent |  | Mini base | 1 | 4 | Bathroom | 1414013 | Bathroom | 0.00049795
Ceiling Fixture | Incandescent |  | Standard A Lamp | 2 | 60 | Bedroom | 1414014 | Bedroom | 0.00049795
Recessed Can | Incandescent |  | Standard A Lamp | 1 | 60 | Bedroom | 1414014 | Bedroom | 0.00049795
Ceiling Fixture | Other |  | LED Interior | 1 | 1 | Closet | 1414015 | Closet | 0.00049795
Ceiling Fixture | Linear Fluorescent | 48 | T-12 | 2 | 40 | Laundry Room | 1414016 | Laundry Room | 0.00049795
Wall Mount | Incandescent |  | Globe | 2 | 60 | Bathroom | 1414017 | Bathroom | 0.00049795
Wall Mount | Incandescent |  | Globe | 2 | 60 | Bathroom | 1414017 | Bathroom | 0.00049795
Wall Mount | Linear Fluorescent | 48 | T-12 | 1 | 40 | Kitchen | 1414018 | Kitchen | 0.00049795
Track | Incandescent |  | Reflector | 3 | 65 | Kitchen | 1414018 | Kitchen | 0.00049795
Wall Mount | Halogen |  | MR | 5 | 50 | Living Room | 1414019 | Living Room | 0.00049795
Torchiere | Incandescent |  | Standard A Lamp | 1 | 100 | Living Room | 1414019 | Living Room | 0.00049795
Ceiling Fixture | Linear Fluorescent | 96 | T-12 | 1 | 100 | Living Room | 1414019 | Living Room | 0.00049795
Table | Incandescent |  | Standard A Lamp | 1 | 60 | Master Bedroom | 1414020 | Master Bedroom | 0.00049795
Track | Incandescent |  | Reflector | 5 | 65 | Master Bedroom | 1414020 | Master Bedroom | 0.00049795
Ceiling Fixture | Linear Fluorescent | 48 | T-8 | 1 | 32 | Office | 1414021 | Office | 0.00049795
Wall Mount | Incandescent |  | Globe | 2 | 25 | Office | 1414021 | Office | 0.00049795
Wall Mount | Incandescent |  | Reflector | 1 | 50 | Office | 1414021 | Office | 0.00049795
Ceiling Fixture | Linear Fluorescent | 48 | T-12 | 2 | 40 | Garage | 1414022 | Garage | 0.00049795
Ceiling Fixture | Linear Fluorescent | 36 | T-8 | 1 | 20 | Garage | 1414022 | Garage | 0.00049795
Ceiling Fixture | Linear Fluorescent | 48 | T-12 | 4 | 40 | Garage | 1414022 | Garage | 0.00049795
Ceiling Fan | Compact Fluorescent |  | Twist | 1 | 15 | Bedroom | 141431 | Bedroom | 0.000364
Ceiling Fixture | Compact Fluorescent |  | Twist | 2 | 15 | Dining Room | 141432 | Dining Room | 0.000364
Ceiling Fixture | Compact Fluorescent |  | Twist | 1 | 15 | Garage | 141433 | Garage | 0.000364
Ceiling Fixture | Linear Fluorescent | 48 | T-12 | 1 | 40 | Garage | 141433 | Garage | 0.000364
Wall Mount | Compact Fluorescent |  | Twist | 3 | 13 | Bathroom | 141434 | Bathroom | 0.000364
Ceiling Fixture | Compact Fluorescent |  | Twist | 1 | 15 | Hall | 141435 | Hall | 0.000364
Other | Compact Fluorescent |  | Twist | 1 | 15 | Kitchen | 141436 | Kitchen | 0.000364
Ceiling Fixture | Compact Fluorescent |  | Other | 2 | 30 | Kitchen | 141436 | Kitchen | 0.000364
Recessed - other | Incandescent |  | Standard A Lamp | 1 | 60 | Kitchen | 141436 | Kitchen | 0.000364
Torchiere | Compact Fluorescent |  | Twist | 1 | 13 | Living Room | 141437 | Living Room | 0.000364
Wall Mount | Compact Fluorescent |  | Twist | 3 | 13 | Bathroom | 141438 | Bathroom | 0.000364
Table | Incandescent |  | 3-Way Incandescent | 1 | 100 | Master Bedroom | 141439 | Master Bedroom | 0.000364
Table | Incandescent |  | 3-Way Incandescent | 1 | 150 | Master Bedroom | 141439 | Master Bedroom | 0.000364
Ceiling Fan | Incandescent |  | Clear | 3 | 60 | Bedroom | 141501 | Bedroom | 0.0017229
Ceiling Fixture | Incandescent |  | Clear | 1 | 40 | Bedroom | 141501 | Bedroom | 0.0017229
Ceiling Fan | Incandescent |  | Standard A Lamp | 1 | 60 | Dining Room | 141502 | Dining Room | 0.0017229
Ceiling Fixture | Linear Fluorescent | 48 | T-12 | 2 | 40 | Garage | 141503 | Garage | 0.0017229
Ceiling Fixture | Incandescent |  | Standard A Lamp | 1 | 100 | Garage | 141503 | Garage | 0.0017229
Ceiling Fixture | Incandescent |  | Standard A Lamp | 1 | 60 | Hall | 141504 | Hall | 0.0017229
Ceiling Fixture | Linear Fluorescent | 48 | T-12 | 2 | 40 | Kitchen | 141505 | Kitchen | 0.0017229
Ceiling Fixture | Incandescent |  | Standard A Lamp | 1 | 60 | Kitchen | 141505 | Kitchen | 0.0017229
Ceiling Fixture | Incandescent |  | Standard A Lamp | 1 | 100 | Laundry Room | 141506 | Laundry Room | 0.0017229
Table | Incandescent |  | Standard A Lamp | 2 | 60 | Living Room | 141507 | Living Room | 0.0017229
Wall Mount | Incandescent |  | Mini base | 6 | 40 | Bathroom | 141508 | Bathroom | 0.0017229
Track | Incandescent |  | Standard A Lamp | 1 | 60 | Bathroom | 141508 | Bathroom | 0.0017229
Ceiling Fan | Incandescent |  | Clear | 3 | 60 | Master Bedroom | 141509 | Master Bedroom | 0.0017229
Ceiling Fixture | Incandescent |  | Standard A Lamp | 1 | 60 | Master Bedroom | 141509 | Master Bedroom | 0.0017229
Table | Incandescent |  | Mini base | 2 | 60 | Master Bedroom | 141509 | Master Bedroom | 0.0017229
Ceiling Fixture | Incandescent |  | Heat Lamp | 2 | 150 | Bathroom | 141531 | Bathroom | 0.0017229
Wall Mount | Incandescent |  | Standard A Lamp | 3 | 85 | Bathroom | 141531 | Bathroom | 0.0017229
Ceiling Fixture | Compact Fluorescent |  | A shape bulb | 3 | 13 | Bedroom | 141532 | Bedroom | 0.0017229
Ceiling Fan | Incandescent |  | Clear | 2 | 40 | Dining Room | 141533 | Dining Room | 0.0017229
Ceiling Fan | Compact Fluorescent |  | Twist | 1 | 9 | Dining Room | 141533 | Dining Room | 0.0017229
Floor lamp | Compact Fluorescent |  | Twist | 1 | 26 | Dining Room | 141533 | Dining Room | 0.0017229
Wall Mount | Compact Fluorescent |  | Twist | 1 | 22 | Hall | 141534 | Hall | 0.0017229
Chandelier (Hanging) | Halogen |  | Quartz Tube | 3 | 50 | Kitchen | 141535 | Kitchen | 0.0017229
Floor lamp | Incandescent |  | Standard A Lamp | 1 | 75 | Laundry Room | 141536 | Laundry Room | 0.0017229
Floor lamp | Compact Fluorescent |  | Twist | 1 | 22 | Laundry Room | 141536 | Laundry Room | 0.0017229
Floor lamp | Incandescent |  | Standard A Lamp | 1 | 87 | Living Room | 141537 | Living Room | 0.0017229
Wall Mount | Compact Fluorescent |  | Twist | 3 | 15 | Bathroom | 141538 | Bathroom | 0.0017229
Ceiling Fixture | Incandescent |  | Heat Lamp | 2 | 150 | Bathroom | 141538 | Bathroom | 0.0017229
Ceiling Fan | Incandescent |  | Decorative | 3 | 40 | Master Bedroom | 141539 | Master Bedroom | 0.0017229
Table | Compact Fluorescent |  | Twist | 1 | 20 | Master Bedroom | 141539 | Master Bedroom | 0.0017229
Ceiling Fixture | Incandescent |  | Decorative | 1 | 40 | Master Bedroom | 141539 | Master Bedroom | 0.0017229
Wall Mount | Compact Fluorescent |  | Twist | 5 | 13 | Garage | 1415310 | Garage | 0.0017229
Ceiling Fixture | Incandescent |  | Standard A Lamp | 1 | 60 | Garage | 1415310 | Garage | 0.0017229
Wall Mount | Compact Fluorescent |  | Twist | 1 | 22 | Office | 1415311 | Office | 0.0017229
Ceiling Fixture | Compact Fluorescent |  | Twist | 3 | 13 | Hall | 1415312 | Hall | 0.0017229
Ceiling Fixture | Incandescent |  | Standard A Lamp | 1 | 60 | Other | 141621 | Other | 0.000364
Ceiling Fixture | Compact Fluorescent |  | Twist | 1 | 13 | Other | 141621 | Other | 0.000364
Ceiling Fixture | Linear Fluorescent | 48 | T-12 | 2 | 40 | Bathroom | 141622 | Bathroom | 0.000364
Ceiling Fixture | Linear Fluorescent | 48 | T-12 | 2 | 40 | Bathroom | 141623 | Bathroom | 0.000364
Ceiling Fixture | Incandescent |  | Heat Lamp | 1 | 150 | Bathroom | 141623 | Bathroom | 0.000364
Table | Incandescent |  | Standard A Lamp | 1 | 100 | Bedroom | 141624 | Bedroom | 0.000364
Table | Compact Fluorescent |  | Twist | 1 | 13 | Bedroom | 141624 | Bedroom | 0.000364
Ceiling Fixture | Compact Fluorescent |  | Twist | 2 | 13 | Bedroom | 141625 | Bedroom | 0.000364
Table | Compact Fluorescent |  | Twist | 1 | 13 | Bedroom | 141625 | Bedroom | 0.000364
Ceiling Fixture | Compact Fluorescent |  | Twist | 2 | 13 | Bedroom | 141626 | Bedroom | 0.000364
Table | Incandescent |  | Standard A Lamp | 1 | 60 | Bedroom | 141626 | Bedroom | 0.000364
Table | Incandescent |  | Standard A Lamp | 1 | 60 | Dining Room | 141627 | Dining Room | 0.000364
Table | Compact Fluorescent |  | Twist | 1 | 13 | Dining Room | 141627 | Dining Room | 0.000364
Floor lamp | Incandescent |  | Standard A Lamp | 3 | 60 | Dining Room | 141627 | Dining Room | 0.000364
Ceiling Fixture | Compact Fluorescent |  | Twist | 1 | 13 | Family Room | 141628 | Family Room | 0.000364
Floor lamp | Compact Fluorescent |  | Twist | 1 | 13 | Family Room | 141628 | Family Room | 0.000364
Table | Compact Fluorescent |  | Circline (Screw Base) | 1 | 22 | Family Room | 141628 | Family Room | 0.000364
Ceiling Fixture | Incandescent |  | Standard A Lamp | 1 | 60 | Garage | 141629 | Garage | 0.000364
Ceiling Fixture | Linear Fluorescent | 48 | T-12 | 2 | 40 | Garage | 141629 | Garage | 0.000364
Ceiling Fixture | Compact Fluorescent |  | Twist | 1 | 13 | Hall | 1416210 | Hall | 0.000364
Ceiling Fixture | Incandescent |  | Standard A Lamp | 1 | 60 | Hall | 1416211 | Hall | 0.000364
Ceiling Fixture | Compact Fluorescent |  | Twist | 1 | 13 | Hall | 1416212 | Hall | 0.000364
Ceiling Fixture | Linear Fluorescent | 48 | T-12 | 4 | 40 | Kitchen | 1416213 | Kitchen | 0.000364
Ceiling Fixture | Compact Fluorescent |  | Twist | 1 | 13 | Kitchen | 1416213 | Kitchen | 0.000364
Ceiling Fixture | Compact Fluorescent |  | Twist | 1 | 13 | Laundry Room | 1416214 | Laundry Room | 0.000364
Ceiling Fixture | Compact Fluorescent |  | Twist | 1 | 13 | Other | 1416215 | Other | 0.000364
Wall Mount | Incandescent |  | Standard A Lamp | 1 | 60 | Other | 1416216 | Other | 0.000364
Ceiling Fixture | Incandescent |  | Standard A Lamp | 1 | 60 | Office | 1416217 | Office | 0.000364
Wall Mount | Incandescent |  | Globe | 1 | 60 | Bathroom | 141741 | Bathroom | 0.0017229
Ceiling Fixture | Incandescent |  | Mini base | 1 | 60 | Bathroom | 141742 | Bathroom | 0.0017229
Chandelier (Hanging) | Incandescent |  | Standard A Lamp | 1 | 40 | Bathroom | 141742 | Bathroom | 0.0017229
Ceiling Fixture | Linear Fluorescent | 48 | T-12 | 2 | 40 | Bedroom | 141743 | Bedroom | 0.0017229
Ceiling Fixture | Incandescent |  | Standard A Lamp | 1 | 75 | Bedroom | 141744 | Bedroom | 0.0017229
Chandelier (Hanging) | Incandescent |  | Mini base | 5 | 60 | Dining Room | 141745 | Dining Room | 0.0017229
Ceiling Fixture | Incandescent |  | Standard A Lamp | 1 | 60 | Hall | 141746 | Hall | 0.0017229
Chandelier (Hanging) | Incandescent |  | Mini base | 3 | 60 | Hall | 141747 | Hall | 0.0017229
Torchiere | Halogen |  | Quartz Tube | 1 | 300 | Bedroom | 141748 | Bedroom | 0.0017229
Ceiling Fixture | Incandescent |  | Standard A Lamp | 1 | 60 | Bedroom | 141748 | Bedroom | 0.0017229
Wall Mount | Compact Fluorescent |  | Twist | 1 | 13 | Bedroom | 141748 | Bedroom | 0.0017229
Ceiling Fixture | Incandescent |  | Standard A Lamp | 1 | 50 | Kitchen | 141749 | Kitchen | 0.0017229
Ceiling Fixture | Incandescent |  | Standard A Lamp | 1 | 60 | Laundry Room | 1417410 | Laundry Room | 0.0017229
Floor lamp | Incandescent |  | Standard A Lamp | 1 | 40 | Bathroom | 1417411 | Bathroom | 0.0017229
Floor lamp | Incandescent |  | Mini base | 3 | 60 | Bathroom | 1417411 | Bathroom | 0.0017229
Torchiere | Halogen |  | Quartz Tube | 1 | 300 | Bathroom | 1417411 | Bathroom | 0.0017229
Floor lamp | Incandescent |  | 3-Way Incandescent | 1 | 200 | Bathroom | 1417411 | Bathroom | 0.0017229
Table | Compact Fluorescent |  | Twist | 1 | 13 | Bathroom | 1417411 | Bathroom | 0.0017229
Recessed Can | Incandescent |  | Reflector | 1 | 90 | Bathroom | 1417412 | Bathroom | 0.0017229
Ceiling Fan | Incandescent |  | Standard A Lamp | 4 | 60 | Master Bedroom | 1417413 | Master Bedroom | 0.0017229
Table | Incandescent |  | Standard A Lamp | 1 | 60 | Master Bedroom | 1417413 | Master Bedroom | 0.0017229
Ceiling Fixture | Incandescent |  | Standard A Lamp | 1 | 60 | Office | 1417414 | Office | 0.0017229
Ceiling Fixture | Compact Fluorescent |  | Twist | 2 | 23 | Bathroom | 141811 | Bathroom | 0.00037892
Ceiling Fixture | Compact Fluorescent |  | Twist | 1 | 13 | Hall | 141812 | Hall | 0.00037892
Ceiling Fixture | Incandescent |  | Standard A Lamp | 2 | 60 | Bedroom | 141813 | Bedroom | 0.00037892
Ceiling Fixture | Compact Fluorescent |  | Twist | 1 | 23 | Kitchen | 141814 | Kitchen | 0.00037892
Ceiling Fixture | Incandescent |  | Standard A Lamp | 1 | 60 | Dining Room | 141815 | Dining Room | 0.00037892
Torchiere | Incandescent |  | 3-Way Incandescent | 1 | 100 | Living Room | 141816 | Living Room | 0.00037892
Ceiling Fixture | Incandescent |  | Standard A Lamp | 4 | 60 | Living Room | 141816 | Living Room | 0.00037892
Table | Incandescent |  | Clear | 2 | 60 | Living Room | 141816 | Living Room | 0.00037892
Ceiling Fixture | Incandescent |  | Standard A Lamp | 2 | 60 | Master Bedroom | 141817 | Master Bedroom | 0.00037892
Table | Incandescent |  | Standard A Lamp | 2 | 60 | Master Bedroom | 141817 | Master Bedroom | 0.00037892
Table | Incandescent |  | Standard A Lamp | 1 | 40 | Master Bedroom | 141817 | Master Bedroom | 0.00037892
Ceiling Fixture | Incandescent |  | Standard A Lamp | 1 | 75 | Other | 141818 | Other | 0.00037892
Torchiere | Incandescent |  | Standard A Lamp | 1 | 60 | Other | 141818 | Other | 0.00037892
Wall Mount | Compact Fluorescent |  | Twist | 1 | 23 | Garage | 141819 | Garage | 0.00037892
Ceiling Fixture | Compact Fluorescent |  | Twist | 1 | 26 | Hall | 1418110 | Hall | 0.00037892
Ceiling Fixture | Compact Fluorescent |  | Twist | 1 | 13 | Hall | 1418110 | Hall | 0.00037892
Ceiling Fixture | Linear Fluorescent | 48 | T-12 | 2 | 25 | Hall | 1418110 | Hall | 0.00037892
Ceiling Fixture | Compact Fluorescent |  | Twist | 1 | 23 | Laundry Room | 1418111 | Laundry Room | 0.00037892
Ceiling Fixture | Compact Fluorescent |  | Twist | 1 | 23 | Office | 1418112 | Office | 0.00037892
Ceiling Fan | Compact Fluorescent |  | Twist | 4 | 15 | Living Room | 142101 | Living Room | 0.000364
Wall Mount | Incandescent |  | Standard A Lamp | 1 | 60 | Living Room | 142101 | Living Room | 0.000364
Ceiling Fixture | Compact Fluorescent |  | Twist | 11 | 15 | Hall | 142102 | Hall | 0.000364
Ceiling Fixture | Incandescent |  | Standard A Lamp | 2 | 40 | Bedroom | 142103 | Bedroom | 0.000364
Floor lamp | Linear Fluorescent | 18 | T-4 | 1 | 20 | Bedroom | 142103 | Bedroom | 0.000364
Chandelier (Hanging) | Incandescent |  | Decorative | 3 | 40 | Dining Room | 142104 | Dining Room | 0.000364
Ceiling Fixture | Compact Fluorescent |  | Twist | 2 | 15 | Kitchen | 142105 | Kitchen | 0.000364
Recessed Can | Incandescent |  | Reflector | 1 | 40 | Kitchen | 142105 | Kitchen | 0.000364
Wall Mount | Incandescent |  | Standard A Lamp | 2 | 60 | Bathroom | 142106 | Bathroom | 0.000364
Ceiling Fan | Compact Fluorescent |  | Twist | 1 | 15 | Office | 142107 | Office | 0.000364
Ceiling Fixture | Compact Fluorescent |  | Twist | 1 | 15 | Family Room | 142108 | Family Room | 0.000364
Ceiling Fixture | Incandescent |  | Standard A Lamp | 1 | 60 | Laundry Room | 142109 | Laundry Room | 0.000364
Ceiling Fixture | Incandescent |  | Standard A Lamp | 3 | 40 | Master Bedroom | 1421010 | Master Bedroom | 0.000364
Table | Halogen |  | MR | 1 | 50 | Master Bedroom | 1421010 | Master Bedroom | 0.000364
Wall Mount | Compact Fluorescent |  | Twist | 1 | 15 | Closet | 1421011 | Closet | 0.000364
Chandelier (Hanging) | Incandescent |  | Mini base | 4 | 25 | Other | 142111 | Other | 0.00037892
Chandelier (Hanging) | Compact Fluorescent |  | Mini base | 1 | 7 | Other | 142111 | Other | 0.00037892
Ceiling Fixture | Incandescent |  | Standard A Lamp | 1 | 60 | Closet | 142112 | Closet | 0.00037892
Ceiling Fixture | Incandescent |  | Standard A Lamp | 2 | 60 | Bedroom | 142113 | Bedroom | 0.00037892
Table | Compact Fluorescent |  | Straight Tube | 1 | 11 | Bedroom | 142113 | Bedroom | 0.00037892
Table | Incandescent |  | Standard A Lamp | 1 | 40 | Bedroom | 142113 | Bedroom | 0.00037892
Ceiling Fixture | Incandescent |  | Standard A Lamp | 1 | 75 | Closet | 142114 | Closet | 0.00037892
Ceiling Fixture | Incandescent |  | Standard A Lamp | 2 | 40 | Hall | 142115 | Hall | 0.00037892
Wall Mount | Incandescent |  | Other | 2 | 25 | Bathroom | 142116 | Bathroom | 0.00037892
Ceiling Fixture | Incandescent |  | Standard A Lamp | 1 | 100 | Closet | 142117 | Closet | 0.00037892
Wall Mount | Incandescent |  | Standard A Lamp | 1 | 60 | Closet | 142118 | Closet | 0.00037892
Ceiling Fixture | Incandescent |  | Standard A Lamp | 1 | 100 | Kitchen | 142119 | Kitchen | 0.00037892
Ceiling Fixture | Compact Fluorescent |  | Twist | 1 | 13 | Kitchen | 142119 | Kitchen | 0.00037892
Recessed - other | Incandescent |  | Standard A Lamp | 1 | 40 | Kitchen | 142119 | Kitchen | 0.00037892
Recessed - other | Incandescent |  | Standard A Lamp | 1 | 60 | Kitchen | 142119 | Kitchen | 0.00037892
Recessed - other | Compact Fluorescent |  | Twist | 1 | 13 | Kitchen | 142119 | Kitchen | 0.00037892
Floor lamp | Compact Fluorescent |  | Pin base | 1 | 36 | Living Room | 1421110 | Living Room | 0.00037892
Torchiere | Incandescent |  | Standard A Lamp | 1 | 40 | Living Room | 1421110 | Living Room | 0.00037892
Wall Mount | Halogen |  | Other | 3 | 20 | Living Room | 1421110 | Living Room | 0.00037892
Chandelier (Hanging) | Incandescent |  | Mini base | 6 | 25 | Dining Room | 1421111 | Dining Room | 0.00037892
Ceiling Fixture | Incandescent |  | Standard A Lamp | 1 | 40 | Closet | 1421112 | Closet | 0.00037892
Ceiling Fan | Incandescent |  | Standard A Lamp | 1 | 75 | Master Bedroom | 1421113 | Master Bedroom | 0.00037892
Table | Incandescent |  | Standard A Lamp | 1 | 60 | Master Bedroom | 1421113 | Master Bedroom | 0.00037892
Ceiling Fixture | Incandescent |  | Standard A Lamp | 1 | 60 | Closet | 1421114 | Closet | 0.00037892
Ceiling Fixture | Incandescent |  | Standard A Lamp | 1 | 75 | Closet | 1421115 | Closet | 0.00037892
Ceiling Fixture | Incandescent |  | Standard A Lamp | 2 | 60 | Office | 1421116 | Office | 0.00037892
Ceiling Fixture | Incandescent |  | Standard A Lamp | 1 | 60 | Closet | 1421117 | Closet | 0.00037892
Ceiling Fixture | Incandescent |  | Standard A Lamp | 1 | 60 | Hall | 1421118 | Hall | 0.00037892
Wall Mount | Incandescent |  | Standard A Lamp | 1 | 60 | Hall | 1421118 | Hall | 0.00037892
Recessed - other | Incandescent |  | Standard A Lamp | 1 | 60 | Hall | 1421119 | Hall | 0.00037892
Ceiling Fixture | Incandescent |  | Standard A Lamp | 1 | 60 | Hall | 1421119 | Hall | 0.00037892
Ceiling Fixture | Incandescent |  | Standard A Lamp | 1 | 60 | Laundry Room | 1421120 | Laundry Room | 0.00037892
Ceiling Fixture | Incandescent |  | Standard A Lamp | 1 | 40 | Closet | 1421121 | Closet | 0.00037892
Ceiling Fixture | Linear Fluorescent | 48 | T-12 | 2 | 40 | Office | 1421122 | Office | 0.00037892
Wall Mount | Incandescent |  | Standard A Lamp | 1 | 60 | Office | 1421122 | Office | 0.00037892
Table | Incandescent |  | Standard A Lamp | 1 | 40 | Office | 1421122 | Office | 0.00037892
Ceiling Fixture | Linear Fluorescent | 48 | T-12 | 1 | 40 | Office | 1421122 | Office | 0.00037892
Ceiling Fixture | Incandescent |  | Standard A Lamp | 1 | 60 | Other | 1421123 | Other | 0.00037892
Ceiling Fixture | Linear Fluorescent | 48 | T-12 | 2 | 40 | Other | 1421123 | Other | 0.00037892
Ceiling Fixture | Linear Fluorescent | 48 | T-12 | 2 | 40 | Other | 1421124 | Other | 0.00037892
Wall Mount | Incandescent |  | Standard A Lamp | 1 | 60 | Closet | 1421125 | Closet | 0.00037892
Ceiling Fixture | Linear Fluorescent | 48 | T-12 | 2 | 40 | Garage | 1421126 | Garage | 0.00037892
Wall Mount | Compact Fluorescent |  | Twist | 1 | 23 | Bathroom | 142221 | Bathroom | 0.00037892
Wall Mount | Compact Fluorescent |  | Twist | 1 | 26 | Bathroom | 142221 | Bathroom | 0.00037892
Ceiling Fixture | Compact Fluorescent |  | Twist | 1 | 23 | Hall | 142222 | Hall | 0.00037892
Ceiling Fixture | Compact Fluorescent |  | Twist | 1 | 26 | Hall | 142222 | Hall | 0.00037892
Wall Mount | Incandescent |  | 3-Way Incandescent | 1 | 150 | Bathroom | 142223 | Bathroom | 0.00037892
Ceiling Fixture | Incandescent |  | Standard A Lamp | 1 | 100 | Hall | 142224 | Hall | 0.00037892
Ceiling Fixture | Incandescent |  | Standard A Lamp | 1 | 100 | Family Room | 142225 | Family Room | 0.00037892
Ceiling Fixture | Compact Fluorescent |  | Twist | 1 | 27 | Family Room | 142225 | Family Room | 0.00037892
Ceiling Fixture | Compact Fluorescent |  | Twist | 1 | 23 | Other | 142226 | Other | 0.00037892
Ceiling Fixture | Incandescent |  | Standard A Lamp | 1 | 60 | Bedroom | 142227 | Bedroom | 0.00037892
Ceiling Fixture | Compact Fluorescent |  | Twist | 1 | 23 | Bedroom | 142227 | Bedroom | 0.00037892
Ceiling Fan | Compact Fluorescent |  | Twist | 4 | 13 | Family Room | 142228 | Family Room | 0.00037892
Torchiere | Incandescent |  | 3-Way Incandescent | 1 | 150 | Family Room | 142228 | Family Room | 0.00037892
Ceiling Fixture | Incandescent |  | Standard A Lamp | 1 | 100 | Dining Room | 142229 | Dining Room | 0.00037892
Ceiling Fixture | Incandescent |  | Standard A Lamp | 1 | 100 | Hall | 1422210 | Hall | 0.00037892
Ceiling Fixture | Incandescent |  | Standard A Lamp | 1 | 75 | Other | 1422211 | Other | 0.00037892
Ceiling Fixture | Incandescent |  | Standard A Lamp | 1 | 68 | Garage | 1422212 | Garage | 0.00037892
Garage door opener | Incandescent |  | Standard A Lamp | 1 | 65 | Garage | 1422212 | Garage | 0.00037892
Garage door opener | Incandescent |  | Standard A Lamp | 1 | 75 | Garage | 1422212 | Garage | 0.00037892
Recessed Can | Compact Fluorescent |  | Flood | 1 | 14 | Kitchen | 1422213 | Kitchen | 0.00037892
Ceiling Fixture | Incandescent |  | Standard A Lamp | 1 | 100 | Laundry Room | 1422214 | Laundry Room | 0.00037892
Table | Incandescent |  | Standard A Lamp | 1 | 60 | Living Room | 1422215 | Living Room | 0.00037892
Ceiling Fixture | Compact Fluorescent |  | Twist | 2 | 23 | Master Bedroom | 1422216 | Master Bedroom | 0.00037892
Table | Incandescent |  | Standard A Lamp | 2 | 40 | Master Bedroom | 1422216 | Master Bedroom | 0.00037892
Table | Linear Fluorescent | 18 | T-8 | 2 | 15 | Master Bedroom | 1422216 | Master Bedroom | 0.00037892
Ceiling Fixture | Incandescent |  | Standard A Lamp | 1 | 75 | Closet | 1422217 | Closet | 0.00037892
Ceiling Fixture | Incandescent |  | 3-Way Incandescent | 1 | 150 | Office | 1422218 | Office | 0.00037892
Ceiling Fixture | Compact Fluorescent |  | Twist | 1 | 23 | Office | 1422218 | Office | 0.00037892
Table | Compact Fluorescent |  | Straight Tube | 1 | 13 | Office | 1422218 | Office | 0.00037892
Wall Mount | Compact Fluorescent |  | Twist | 1 | 27 | Hall | 1422219 | Hall | 0.00037892
Wall Mount | Incandescent |  | Globe | 5 | 60 | Bathroom | 142641 | Bathroom | 0.0012318
Chandelier (Hanging) | Incandescent |  | Mini base | 5 | 60 | Dining Room | 142642 | Dining Room | 0.0012318
Chandelier (Hanging) | Incandescent |  | Mini base | 3 | 60 | Hall | 142643 | Hall | 0.0012318
Ceiling Fixture | Compact Fluorescent |  | Twist | 1 | 13 | Hall | 142644 | Hall | 0.0012318
Ceiling Fixture | Compact Fluorescent |  | Twist | 1 | 26 | Hall | 142644 | Hall | 0.0012318
Track | Incandescent |  | Reflector | 1 | 75 | Kitchen | 142645 | Kitchen | 0.0012318
Track | Incandescent |  | Reflector | 1 | 65 | Kitchen | 142645 | Kitchen | 0.0012318
Track | Incandescent |  | Reflector | 1 | 50 | Kitchen | 142645 | Kitchen | 0.0012318
Ceiling Fixture | Incandescent |  | Standard A Lamp | 4 | 60 | Kitchen | 142645 | Kitchen | 0.0012318
Other | Halogen |  | Other | 2 | 30 | Kitchen | 142645 | Kitchen | 0.0012318
Table | Incandescent |  | 3-Way Incandescent | 1 | 75 | Living Room | 142646 | Living Room | 0.0012318
Table | Incandescent |  | 3-Way Incandescent | 1 | 150 | Living Room | 142646 | Living Room | 0.0012318
Wall Mount | Incandescent |  | Globe | 4 | 60 | Bathroom | 142647 | Bathroom | 0.0012318
Ceiling Fixture | Incandescent |  | Standard A Lamp | 1 | 60 | Master Bedroom | 142648 | Master Bedroom | 0.0012318
Ceiling Fixture | Incandescent |  | Standard A Lamp | 1 | 75 | Master Bedroom | 142648 | Master Bedroom | 0.0012318
Ceiling Fixture | Incandescent |  | Standard A Lamp | 2 | 60 | Office | 142649 | Office | 0.0012318
Table | Incandescent |  | Other | 1 | 20 | Office | 142649 | Office | 0.0012318
Ceiling Fixture | Incandescent |  | Standard A Lamp | 2 | 60 | Bedroom | 1426410 | Bedroom | 0.0012318
Table | Incandescent |  | Standard A Lamp | 1 | 60 | Bedroom | 1426410 | Bedroom | 0.0012318
Wall Mount | Incandescent |  | Standard A Lamp | 1 | 60 | Closet | 1426411 | Closet | 0.0012318
Table | Linear Fluorescent | 18 | T-8 | 2 | 15 | Family Room | 1426412 | Family Room | 0.0012318
Track | Incandescent |  | Reflector | 3 | 50 | Family Room | 1426412 | Family Room | 0.0012318
Track | Compact Fluorescent |  | Reflector | 1 | 5 | Family Room | 1426412 | Family Room | 0.0012318
Track | Incandescent |  | Reflector | 1 | 65 | Family Room | 1426412 | Family Room | 0.0012318
Ceiling Fixture | Compact Fluorescent |  | Twist | 1 | 26 | Hall | 1426413 | Hall | 0.0012318
Ceiling Fixture | Linear Fluorescent | 48 | T-12 | 4 | 40 | Laundry Room | 1426414 | Laundry Room | 0.0012318
Wall Mount | Incandescent |  | Globe | 3 | 60 | Laundry Room | 1426414 | Laundry Room | 0.0012318
Chandelier (Hanging) | Compact Fluorescent |  | Twist | 1 | 26 | Other | 1426415 | Other | 0.0012318
Chandelier (Hanging) | Incandescent |  | Reflector | 1 | 75 | Other | 1426415 | Other | 0.0012318
Chandelier (Hanging) | Incandescent |  | Standard A Lamp | 1 | 60 | Other | 1426415 | Other | 0.0012318
Wall Mount | Incandescent |  | Reflector | 1 | 50 | Other | 1426415 | Other | 0.0012318
Wall Mount | Compact Fluorescent |  | Twist | 1 | 13 | Other | 1426415 | Other | 0.0012318
Ceiling Fixture | Linear Fluorescent | 48 | T-12 | 2 | 40 | Garage | 1426416 | Garage | 0.0012318
Ceiling Fixture | Compact Fluorescent |  | Straight Tube | 1 | 23 | Garage | 1426416 | Garage | 0.0012318
Wall Mount | Incandescent |  | Standard A Lamp | 1 | 60 | Garage | 1426416 | Garage | 0.0012318
Wall Mount | Incandescent |  | Standard A Lamp | 1 | 75 | Garage | 1426416 | Garage | 0.0012318
Garage door opener | Incandescent |  | Standard A Lamp | 1 | 40 | Garage | 1426416 | Garage | 0.0012318
Wall Mount | Compact Fluorescent |  | Twist | 2 | 14 | Bathroom | 142731 | Bathroom | 0.0012318
Recessed - other | Incandescent |  | Heat Lamp | 1 | 250 | Bathroom | 142731 | Bathroom | 0.0012318
Ceiling Fixture | Linear Fluorescent | 48 | T-12 | 4 | 40 | Closet | 142732 | Closet | 0.0012318
Ceiling Fixture | Compact Fluorescent |  | Twist | 2 | 13 | Bedroom | 142733 | Bedroom | 0.0012318
Table | Compact Fluorescent |  | Straight Tube | 1 | 11 | Bedroom | 142733 | Bedroom | 0.0012318
Recessed Can | Compact Fluorescent |  | Reflector | 1 | 11 | Hall | 142734 | Hall | 0.0012318
Ceiling Fixture | Compact Fluorescent |  | Twist | 1 | 23 | Hall | 142734 | Hall | 0.0012318
Ceiling Fixture | Incandescent |  | Standard A Lamp | 1 | 60 | Garage | 142735 | Garage | 0.0012318
Garage door opener | Incandescent |  | Decorative | 1 | 60 | Garage | 142735 | Garage | 0.0012318
Chandelier (Hanging) | Compact Fluorescent |  | Twist | 1 | 23 | Dining Room | 142736 | Dining Room | 0.0012318
Torchiere | Compact Fluorescent |  | Straight Tube | 1 | 11 | Family Room | 142737 | Family Room | 0.0012318
Track | Incandescent |  | Reflector | 3 | 30 | Kitchen | 142738 | Kitchen | 0.0012318
Track | Incandescent |  | Reflector | 3 | 45 | Kitchen | 142738 | Kitchen | 0.0012318
Other | Incandescent |  | Reflector | 1 | 40 | Kitchen | 142738 | Kitchen | 0.0012318
Recessed Can | Incandescent |  | Reflector | 1 | 45 | Living Room | 142739 | Living Room | 0.0012318
Table | Incandescent |  | Mini base | 1 | 40 | Living Room | 142739 | Living Room | 0.0012318
Torchiere | Compact Fluorescent |  | Twist | 1 | 14 | Living Room | 142739 | Living Room | 0.0012318
Recessed Can | Incandescent |  | Reflector | 2 | 50 | Hall | 1427310 | Hall | 0.0012318
Recessed Can | Compact Fluorescent |  | Reflector | 1 | 23 | Office | 1427311 | Office | 0.0012318
Table | Incandescent |  | Other | 1 | 20 | Office | 1427311 | Office | 0.0012318
Recessed Can | Compact Fluorescent |  | Reflector | 1 | 23 | Bedroom | 1427312 | Bedroom | 0.0012318
Ceiling Fixture | Compact Fluorescent |  | Reflector | 1 | 23 | Hall | 1427313 | Hall | 0.0012318
Wall Mount | Compact Fluorescent |  | Twist | 1 | 14 | Bathroom | 1427314 | Bathroom | 0.0012318
Recessed Can | Incandescent |  | Heat Lamp | 1 | 250 | Bathroom | 1427314 | Bathroom | 0.0012318
Wall Mount | Incandescent |  | Mini base | 4 | 60 | Bathroom | 1427315 | Bathroom | 0.0012318
Recessed - other | Incandescent |  | Heat Lamp | 1 | 250 | Bathroom | 1427315 | Bathroom | 0.0012318
Ceiling Fixture | Incandescent |  | Standard A Lamp | 1 | 60 | Closet | 1427316 | Closet | 0.0012318
Floor lamp | Compact Fluorescent |  | Twist | 1 | 14 | Master Bedroom | 1427317 | Master Bedroom | 0.0012318
Ceiling Fan | Incandescent |  | Standard A Lamp | 1 | 15 | Master Bedroom | 1427317 | Master Bedroom | 0.0012318
Wall Mount | Incandescent |  | Globe | 2 | 40 | Bathroom | 142771 | Bathroom | 0.0012318
Wall Mount | Incandescent |  | Globe | 1 | 60 | Bathroom | 142771 | Bathroom | 0.0012318
Wall Mount | Incandescent |  | Mini base | 1 | 4 | Bathroom | 142771 | Bathroom | 0.0012318
Wall Mount | Incandescent |  | Standard A Lamp | 1 | 60 | Closet | 142772 | Closet | 0.0012318
Track | Incandescent |  | Standard A Lamp | 3 | 40 | Dining Room | 142773 | Dining Room | 0.0012318
Recessed Can | Incandescent |  | Standard A Lamp | 1 | 75 | Kitchen | 142774 | Kitchen | 0.0012318
Recessed Can | Incandescent |  | Reflector | 1 | 65 | Kitchen | 142774 | Kitchen | 0.0012318
Recessed Can | Compact Fluorescent |  | Reflector | 1 | 15 | Kitchen | 142774 | Kitchen | 0.0012318
Wall Mount | Incandescent |  | Standard A Lamp | 1 | 75 | Laundry Room | 142775 | Laundry Room | 0.0012318
Recessed Can | Compact Fluorescent |  | Reflector | 1 | 15 | Living Room | 142776 | Living Room | 0.0012318
Track | Incandescent |  | Standard A Lamp | 1 | 60 | Office | 142777 | Office | 0.0012318
Table | Incandescent |  | Standard A Lamp | 1 | 60 | Office | 142777 | Office | 0.0012318
Track | Incandescent |  | Standard A Lamp | 1 | 40 | Office | 142777 | Office | 0.0012318
Table | Compact Fluorescent |  | Twist | 1 | 15 | Office | 142777 | Office | 0.0012318
Track | Incandescent |  | Clear | 1 | 60 | Office | 142777 | Office | 0.0012318
Ceiling Fixture | Incandescent |  | Standard A Lamp | 1 | 100 | Other | 142778 | Other | 0.0012318
Ceiling Fixture | Incandescent |  | Standard A Lamp | 1 | 60 | Other | 142778 | Other | 0.0012318
Recessed Can | Compact Fluorescent |  | Twist | 1 | 15 | Other | 142779 | Other | 0.0012318
Wall Mount | Incandescent |  | Globe | 3 | 40 | Bathroom | 1427710 | Bathroom | 0.0012318
Ceiling Fixture | Incandescent |  | Standard A Lamp | 1 | 100 | Bathroom | 1427711 | Bathroom | 0.0012318
Ceiling Fixture | Incandescent |  | Standard A Lamp | 1 | 40 | Bathroom | 1427711 | Bathroom | 0.0012318
Wall Mount | Incandescent |  | Standard A Lamp | 1 | 75 | Hall | 1427712 | Hall | 0.0012318
Recessed Can | Incandescent |  | Reflector | 1 | 65 | Hall | 1427712 | Hall | 0.0012318
Wall Mount | Incandescent |  | Globe | 6 | 60 | Bathroom | 1427713 | Bathroom | 0.0012318
Recessed Can | Incandescent |  | Reflector | 1 | 50 | Master Bedroom | 1427714 | Master Bedroom | 0.0012318
Recessed Can | Compact Fluorescent |  | Twist | 1 | 13 | Master Bedroom | 1427714 | Master Bedroom | 0.0012318
Recessed Can | Incandescent |  | Reflector | 1 | 65 | Master Bedroom | 1427714 | Master Bedroom | 0.0012318
Table | Incandescent |  | Mini base | 1 | 15 | Master Bedroom | 1427714 | Master Bedroom | 0.0012318
Table | Compact Fluorescent |  | A shape bulb | 1 | 15 | Master Bedroom | 1427714 | Master Bedroom | 0.0012318
Table | Compact Fluorescent |  | A shape bulb | 1 | 15 | Master Bedroom | 1427714 | Master Bedroom | 0.0012318
Ceiling Fixture | Compact Fluorescent |  | A shape bulb | 1 | 15 | Closet | 1427715 | Closet | 0.0012318
Ceiling Fixture | Compact Fluorescent |  | A shape bulb | 2 | 15 | Bathroom | 1427716 | Bathroom | 0.0012318
Ceiling Fixture | Linear Fluorescent | 48 | T-12 | 2 | 40 | Garage | 1427717 | Garage | 0.0012318
Wall Mount | Compact Fluorescent |  | Twist | 1 | 14 | Bathroom | 142841 | Bathroom | 0.00037892
Recessed - other | Compact Fluorescent |  | Twist | 1 | 23 | Bathroom | 142841 | Bathroom | 0.00037892
Ceiling Fixture | Compact Fluorescent |  | Twist | 1 | 14 | Hall | 142842 | Hall | 0.00037892
Ceiling Fixture | Compact Fluorescent |  | Straight Tube | 1 | 15 | Closet | 142843 | Closet | 0.00037892
Ceiling Fan | Incandescent |  | Decorative | 3 | 40 | Family Room | 142844 | Family Room | 0.00037892
Other | Linear Fluorescent | 18 | T-8 | 1 | 15 | Family Room | 142844 | Family Room | 0.00037892
Floor lamp | Other |  | LED Interior | 1 | 3 | Family Room | 142844 | Family Room | 0.00037892
Chandelier (Hanging) | Incandescent |  | Mini base | 6 | 40 | Dining Room | 142845 | Dining Room | 0.00037892
Ceiling Fixture | Incandescent |  | Decorative | 1 | 40 | Hall | 142846 | Hall | 0.00037892
Ceiling Fixture | Incandescent |  | Clear | 1 | 25 | Hall | 142846 | Hall | 0.00037892
Ceiling Fixture | Compact Fluorescent |  | Twist | 2 | 14 | Kitchen | 142847 | Kitchen | 0.00037892
Wall Mount | Incandescent |  | Mini base | 2 | 40 | Living Room | 142848 | Living Room | 0.00037892
Floor lamp | Incandescent |  | Standard A Lamp | 1 | 100 | Living Room | 142848 | Living Room | 0.00037892
Chandelier (Hanging) | Incandescent |  | Mini base | 6 | 40 | Dining Room | 142849 | Dining Room | 0.00037892
Low bay | Incandescent |  | Standard A Lamp | 1 | 60 | Bathroom | 1428410 | Bathroom | 0.00037892
Wall Mount | Incandescent |  | Decorative | 1 | 60 | Bathroom | 1428411 | Bathroom | 0.00037892
Recessed - other | Incandescent |  | Standard A Lamp | 1 | 40 | Bathroom | 1428411 | Bathroom | 0.00037892
Chandelier (Hanging) | Incandescent |  | Globe | 1 | 150 | Master Bedroom | 1428412 | Master Bedroom | 0.00037892
Table | Compact Fluorescent |  | Twist | 1 | 9 | Master Bedroom | 1428412 | Master Bedroom | 0.00037892
Table | Compact Fluorescent |  | Twist | 1 | 13 | Master Bedroom | 1428412 | Master Bedroom | 0.00037892
Table | Compact Fluorescent |  | Twist | 1 | 14 | Master Bedroom | 1428412 | Master Bedroom | 0.00037892
Recessed - other | Incandescent |  | Clear | 1 | 25 | Closet | 1428413 | Closet | 0.00037892
Ceiling Fixture | Incandescent |  | Standard A Lamp | 1 | 60 | Bedroom | 1428414 | Bedroom | 0.00037892
Ceiling Fixture | Incandescent |  | Decorative | 1 | 40 | Bedroom | 1428414 | Bedroom | 0.00037892
Table | Compact Fluorescent |  | Twist | 1 | 14 | Bedroom | 1428414 | Bedroom | 0.00037892
Ceiling Fixture | Incandescent |  | Decorative | 5 | 25 | Bedroom | 1428415 | Bedroom | 0.00037892
Table | Incandescent |  | Mini base | 1 | 4 | Bedroom | 1428415 | Bedroom | 0.00037892
Chandelier (Hanging) | Halogen |  | Quartz Tube | 1 | 60 | Bedroom | 1428416 | Bedroom | 0.00037892
Ceiling Fixture | Incandescent |  | Decorative | 5 | 25 | Other | 1428417 | Other | 0.00037892
Table | Compact Fluorescent |  | Twist | 1 | 14 | Other | 1428417 | Other | 0.00037892
Wall Mount | Compact Fluorescent |  | Twist | 1 | 13 | Closet | 1428418 | Closet | 0.00037892
Ceiling Fixture | Incandescent |  | Clear | 2 | 25 | Hall | 1428419 | Hall | 0.00037892
Table | Compact Fluorescent |  | Straight Tube | 1 | 15 | Other | 1428420 | Other | 0.00037892
Ceiling Fixture | Linear Fluorescent | 48 | T-8 | 2 | 32 | Other | 1428420 | Other | 0.00037892
Table | Compact Fluorescent |  | Reflector | 1 | 9 | Other | 1428420 | Other | 0.00037892
Ceiling Fixture | Compact Fluorescent |  | Twist | 1 | 27 | Other | 1428421 | Other | 0.00037892
Wall Mount | Incandescent |  | Other | 1 | 60 | Other | 1428421 | Other | 0.00037892
Wall Mount | Compact Fluorescent |  | Twist | 4 | 23 | Laundry Room | 1428422 | Laundry Room | 0.00037892
Ceiling Fixture | Linear Fluorescent | 48 | T-8 | 2 | 32 | Family Room | 1428423 | Family Room | 0.00037892
Ceiling Fixture | Linear Fluorescent | 48 | T-12 | 4 | 40 | Garage | 1428424 | Garage | 0.00037892
Ceiling Fixture | Incandescent |  | Standard A Lamp | 3 | 60 | Hall | 142851 | Hall | 0.00037892
Ceiling Fixture | Incandescent |  | Standard A Lamp | 1 | 60 | Bathroom | 142852 | Bathroom | 0.00037892
Wall Mount | Incandescent |  | Standard A Lamp | 1 | 60 | Bathroom | 142852 | Bathroom | 0.00037892
Torchiere | Incandescent |  | Standard A Lamp | 2 | 100 | Dining Room | 142853 | Dining Room | 0.00037892
Table | Incandescent |  | Standard A Lamp | 1 | 60 | Dining Room | 142853 | Dining Room | 0.00037892
Ceiling Fixture | Incandescent |  | Standard A Lamp | 3 | 60 | Dining Room | 142853 | Dining Room | 0.00037892
Wall Mount | Incandescent |  | Other | 10 | 1 | Dining Room | 142853 | Dining Room | 0.00037892
Ceiling Fixture | Compact Fluorescent |  | Straight Tube | 1 | 20 | Hall | 142854 | Hall | 0.00037892
Ceiling Fixture | Incandescent |  | Standard A Lamp | 1 | 75 | Hall | 142854 | Hall | 0.00037892
Ceiling Fixture | Compact Fluorescent |  | Twist | 1 | 23 | Kitchen | 142855 | Kitchen | 0.00037892
Ceiling Fixture | Incandescent |  | Standard A Lamp | 1 | 75 | Kitchen | 142855 | Kitchen | 0.00037892
Ceiling Fixture | Incandescent |  | Standard A Lamp | 3 | 40 | Living Room | 142856 | Living Room | 0.00037892
Table | Incandescent |  | Standard A Lamp | 1 | 60 | Living Room | 142856 | Living Room | 0.00037892
Floor lamp | Incandescent |  | Standard A Lamp | 1 | 100 | Living Room | 142856 | Living Room | 0.00037892
Table | Incandescent |  | Standard A Lamp | 1 | 100 | Living Room | 142856 | Living Room | 0.00037892
Ceiling Fixture | Incandescent |  | Standard A Lamp | 1 | 100 | Office | 142857 | Office | 0.00037892
Table | Compact Fluorescent |  | Other | 1 | 20 | Office | 142857 | Office | 0.00037892
Table | Incandescent |  | Standard A Lamp | 1 | 75 | Office | 142857 | Office | 0.00037892
Floor lamp | Compact Fluorescent |  | Twist | 1 | 23 | Office | 142857 | Office | 0.00037892
Table | Other |  | LED Interior | 1 | 5 | Office | 142857 | Office | 0.00037892
Ceiling Fixture | Incandescent |  | Standard A Lamp | 1 | 75 | Closet | 142858 | Closet | 0.00037892
Ceiling Fixture | Incandescent |  | Standard A Lamp | 1 | 75 | Office | 142859 | Office | 0.00037892
Table | Incandescent |  | Other | 1 | 50 | Office | 142859 | Office | 0.00037892
Ceiling Fixture | Incandescent |  | Standard A Lamp | 1 | 60 | Closet | 1428510 | Closet | 0.00037892
Ceiling Fixture | Incandescent |  | Standard A Lamp | 1 | 75 | Master Bedroom | 1428511 | Master Bedroom | 0.00037892
Ceiling Fixture | Incandescent |  | Standard A Lamp | 1 | 100 | Master Bedroom | 1428511 | Master Bedroom | 0.00037892
Table | Incandescent |  | Other | 1 | 40 | Master Bedroom | 1428511 | Master Bedroom | 0.00037892
Floor lamp | Incandescent |  | Other | 1 | 60 | Master Bedroom | 1428511 | Master Bedroom | 0.00037892
Table | Incandescent |  | Standard A Lamp | 1 | 40 | Master Bedroom | 1428511 | Master Bedroom | 0.00037892
Table | Incandescent |  | Standard A Lamp | 1 | 100 | Master Bedroom | 1428511 | Master Bedroom | 0.00037892
Ceiling Fixture | Incandescent |  | Standard A Lamp | 1 | 75 | Other | 1428512 | Other | 0.00037892
Ceiling Fixture | Incandescent |  | Standard A Lamp | 1 | 60 | Hall | 1428513 | Hall | 0.00037892
Wall Mount | Incandescent |  | Standard A Lamp | 1 | 60 | Hall | 1428513 | Hall | 0.00037892
Ceiling Fixture | Linear Fluorescent | 48 | T-12 | 2 | 40 | Laundry Room | 1428514 | Laundry Room | 0.00037892
Ceiling Fixture | Incandescent |  | Standard A Lamp | 1 | 75 | Other | 1428515 | Other | 0.00037892
Ceiling Fixture | Halogen |  | Other | 1 | 60 | Other | 1428515 | Other | 0.00037892
Ceiling Fixture | Incandescent |  | Standard A Lamp | 1 | 75 | Other | 1428516 | Other | 0.00037892
Ceiling Fixture | Incandescent |  | Standard A Lamp | 1 | 75 | Other | 1428517 | Other | 0.00037892
Ceiling Fixture | Linear Fluorescent | 48 | T-12 | 2 | 40 | Other | 1428518 | Other | 0.00037892
Ceiling Fixture | Incandescent |  | Standard A Lamp | 1 | 60 | Bathroom | 143001 | Bathroom | 0.0012318
Recessed - other | Incandescent |  | Standard A Lamp | 1 | 40 | Bathroom | 143001 | Bathroom | 0.0012318
Recessed - other | Incandescent |  | Standard A Lamp | 1 | 60 | Bathroom | 143001 | Bathroom | 0.0012318
Chandelier (Hanging) | Incandescent |  | Standard A Lamp | 2 | 40 | Dining Room | 143002 | Dining Room | 0.0012318
Other | Incandescent |  | Other | 1 | 60 | Dining Room | 143002 | Dining Room | 0.0012318
Ceiling Fixture | Incandescent |  | Standard A Lamp | 1 | 40 | Hall | 143003 | Hall | 0.0012318
Ceiling Fixture | Incandescent |  | Standard A Lamp | 1 | 75 | Family Room | 143004 | Family Room | 0.0012318
Ceiling Fixture | Incandescent |  | Standard A Lamp | 1 | 60 | Family Room | 143004 | Family Room | 0.0012318
Table | Incandescent |  | Standard A Lamp | 1 | 60 | Family Room | 143004 | Family Room | 0.0012318
Table | Incandescent |  | Standard A Lamp | 1 | 60 | Family Room | 143004 | Family Room | 0.0012318
Garage door opener | Incandescent |  | Standard A Lamp | 1 | 60 | Garage | 143005 | Garage | 0.0012318
Ceiling Fixture | Linear Fluorescent | 48 | T-12 | 1 | 40 | Kitchen | 143006 | Kitchen | 0.0012318
Ceiling Fixture | Linear Fluorescent | 48 | T-12 | 2 | 40 | Kitchen | 143006 | Kitchen | 0.0012318
Other | Incandescent |  | Standard A Lamp | 1 | 40 | Kitchen | 143006 | Kitchen | 0.0012318
Ceiling Fixture | Incandescent |  | Standard A Lamp | 1 | 40 | Laundry Room | 143007 | Laundry Room | 0.0012318
Chandelier (Hanging) | Incandescent |  | Mini base | 1 | 15 | Living Room | 143008 | Living Room | 0.0012318
Chandelier (Hanging) | Incandescent |  | Mini base | 2 | 40 | Living Room | 143008 | Living Room | 0.0012318
Table | Incandescent |  | Standard A Lamp | 1 | 60 | Living Room | 143008 | Living Room | 0.0012318
Table | Incandescent |  | Standard A Lamp | 1 | 40 | Living Room | 143008 | Living Room | 0.0012318
Floor lamp | Compact Fluorescent |  | Pin base | 1 | 18 | Living Room | 143008 | Living Room | 0.0012318
Chandelier (Hanging) | Incandescent |  | Mini base | 3 | 40 | Living Room | 143008 | Living Room | 0.0012318
Ceiling Fixture | Incandescent |  | Standard A Lamp | 1 | 75 | Hall | 143009 | Hall | 0.0012318
Recessed - other | Incandescent |  | Standard A Lamp | 1 | 40 | Bathroom | 1430010 | Bathroom | 0.0012318
Ceiling Fixture | Incandescent |  | Standard A Lamp | 2 | 60 | Master Bedroom | 1430011 | Master Bedroom | 0.0012318
Table | Incandescent |  | Standard A Lamp | 1 | 25 | Master Bedroom | 1430011 | Master Bedroom | 0.0012318
Table | Incandescent |  | Standard A Lamp | 1 | 38 | Master Bedroom | 1430011 | Master Bedroom | 0.0012318
Ceiling Fixture | Incandescent |  | Standard A Lamp | 2 | 60 | Office | 1430012 | Office | 0.0012318
Wall Mount | Incandescent |  | Standard A Lamp | 1 | 60 | Bathroom | 143291 | Bathroom | 0.0017229
Wall Mount | Incandescent |  | Standard A Lamp | 1 | 40 | Bathroom | 143292 | Bathroom | 0.0017229
Ceiling Fixture | Compact Fluorescent |  | Twist | 1 | 13 | Bedroom | 143293 | Bedroom | 0.0017229
Table | Incandescent |  | Standard A Lamp | 2 | 52 | Bedroom | 143293 | Bedroom | 0.0017229
Chandelier (Hanging) | Incandescent |  | Decorative | 5 | 60 | Dining Room | 143294 | Dining Room | 0.0017229
Ceiling Fixture | Incandescent |  | Standard A Lamp | 1 | 60 | Hall | 143295 | Hall | 0.0017229
Ceiling Fan | Compact Fluorescent |  | Twist | 3 | 13 | Family Room | 143296 | Family Room | 0.0017229
Table | Compact Fluorescent |  | Twist | 1 | 13 | Family Room | 143296 | Family Room | 0.0017229
Ceiling Fixture | Incandescent |  | Standard A Lamp | 1 | 40 | Hall | 143297 | Hall | 0.0017229
Ceiling Fixture | Linear Fluorescent | 48 | T-12 | 2 | 40 | Kitchen | 143298 | Kitchen | 0.0017229
Ceiling Fixture | Compact Fluorescent |  | Twist | 1 | 22 | Kitchen | 143298 | Kitchen | 0.0017229
Recessed Can | Compact Fluorescent |  | Twist | 1 | 13 | Kitchen | 143298 | Kitchen | 0.0017229
Ceiling Fixture | Linear Fluorescent | 48 | T-12 | 2 | 40 | Laundry Room | 143299 | Laundry Room | 0.0017229
Table | Incandescent |  | 3-Way Incandescent | 1 | 100 | Living Room | 1432910 | Living Room | 0.0017229
Floor lamp | Incandescent |  | Standard A Lamp | 2 | 75 | Living Room | 1432910 | Living Room | 0.0017229
Floor lamp | Compact Fluorescent |  | Twist | 1 | 15 | Living Room | 1432910 | Living Room | 0.0017229
Wall Mount | Incandescent |  | Standard A Lamp | 2 | 60 | Bathroom | 1432911 | Bathroom | 0.0017229
Ceiling Fixture | Compact Fluorescent |  | Twist | 1 | 13 | Bathroom | 1432911 | Bathroom | 0.0017229
Floor lamp | Compact Fluorescent |  | Twist | 2 | 22 | Master Bedroom | 1432912 | Master Bedroom | 0.0017229
Ceiling Fixture | Incandescent |  | Standard A Lamp | 4 | 60 | Master Bedroom | 1432912 | Master Bedroom | 0.0017229
Ceiling Fixture | Compact Fluorescent |  | Twist | 1 | 22 | Closet | 1432913 | Closet | 0.0017229
Ceiling Fixture | Incandescent |  | Standard A Lamp | 2 | 60 | Office | 1432914 | Office | 0.0017229
Ceiling Fixture | Compact Fluorescent |  | Twist | 1 | 13 | Office | 1432914 | Office | 0.0017229
Wall Mount | Incandescent |  | Globe | 6 | 40 | Bathroom | 143311 | Bathroom | 0.0017229
Table | Incandescent |  | Standard A Lamp | 1 | 25 | Bathroom | 143311 | Bathroom | 0.0017229
Ceiling Fixture | Incandescent |  | Standard A Lamp | 3 | 55 | Bedroom | 143312 | Bedroom | 0.0017229
Chandelier (Hanging) | Incandescent |  | Globe | 1 | 100 | Dining Room | 143313 | Dining Room | 0.0017229
Ceiling Fixture | Incandescent |  | Standard A Lamp | 3 | 40 | Family Room | 143314 | Family Room | 0.0017229
Table | Incandescent |  | 3-Way Incandescent | 1 | 100 | Family Room | 143314 | Family Room | 0.0017229
Table | Incandescent |  | Standard A Lamp | 1 | 75 | Family Room | 143314 | Family Room | 0.0017229
Exterior | Incandescent |  | Standard A Lamp | 1 | 100 | Garage | 143315 | Garage | 0.0017229
Low bay | Linear Fluorescent | 48 | T-8 | 2 | 32 | Garage | 143315 | Garage | 0.0017229
Ceiling Fixture | Incandescent |  | Standard A Lamp | 1 | 40 | Hall | 143316 | Hall | 0.0017229
Ceiling Fixture | Linear Fluorescent | 48 | T-12 | 2 | 40 | Kitchen | 143317 | Kitchen | 0.0017229
Ceiling Fixture | Linear Fluorescent | 24 | T-8 | 1 | 17 | Laundry Room | 143318 | Laundry Room | 0.0017229
Ceiling Fixture | Incandescent |  | Standard A Lamp | 1 | 100 | Laundry Room | 143318 | Laundry Room | 0.0017229
Ceiling Fixture | Compact Fluorescent |  | Twist | 1 | 13 | Laundry Room | 143318 | Laundry Room | 0.0017229
Wall Mount | Incandescent |  | Globe | 6 | 40 | Bathroom | 143319 | Bathroom | 0.0017229
Ceiling Fixture | Incandescent |  | Standard A Lamp | 1 | 60 | Master Bedroom | 1433110 | Master Bedroom | 0.0017229
Wall Mount | Incandescent |  | Standard A Lamp | 1 | 60 | Master Bedroom | 1433110 | Master Bedroom | 0.0017229
Ceiling Fixture | Incandescent |  | Standard A Lamp | 1 | 60 | Bedroom | 1433111 | Bedroom | 0.0017229
Table | Incandescent |  | Standard A Lamp | 1 | 75 | Bedroom | 1433111 | Bedroom | 0.0017229
Wall Mount | Incandescent |  | Decorative | 2 | 40 | Bathroom | 144231 | Bathroom | 0.0012318
Chandelier (Hanging) | Incandescent |  | Decorative | 5 | 40 | Dining Room | 144232 | Dining Room | 0.0012318
Wall Mount | Incandescent |  | Decorative | 1 | 40 | Hall | 144233 | Hall | 0.0012318
Ceiling Fixture | Incandescent |  | Standard A Lamp | 2 | 60 | Kitchen | 144234 | Kitchen | 0.0012318
Other | Incandescent |  | Other | 1 | 40 | Kitchen | 144234 | Kitchen | 0.0012318
Ceiling Fixture | Linear Fluorescent | 48 | T-12 | 4 | 40 | Kitchen | 144234 | Kitchen | 0.0012318
Torchiere | Incandescent |  | Standard A Lamp | 1 | 60 | Laundry Room | 144235 | Laundry Room | 0.0012318
Wall Mount | Incandescent |  | Decorative | 1 | 40 | Laundry Room | 144235 | Laundry Room | 0.0012318
Ceiling Fixture | Incandescent |  | Standard A Lamp | 2 | 60 | Family Room | 144236 | Family Room | 0.0012318
Ceiling Fixture | Incandescent |  | Standard A Lamp | 1 | 60 | Hall | 144237 | Hall | 0.0012318
Wall Mount | Incandescent |  | Decorative | 2 | 40 | Bathroom | 144238 | Bathroom | 0.0012318
Wall Mount | Compact Fluorescent |  | Twist | 2 | 14 | Bathroom | 144239 | Bathroom | 0.0012318
Wall Mount | Incandescent |  | Decorative | 1 | 40 | Master Bedroom | 1442310 | Master Bedroom | 0.0012318
Table | Incandescent |  | Other | 1 | 25 | Master Bedroom | 1442310 | Master Bedroom | 0.0012318
Wall Mount | Incandescent |  | Decorative | 1 | 60 | Closet | 1442311 | Closet | 0.0012318
Ceiling Fixture | Incandescent |  | Standard A Lamp | 2 | 60 | Bedroom | 1442312 | Bedroom | 0.0012318
Wall Mount | Incandescent |  | Decorative | 2 | 40 | Hall | 1442313 | Hall | 0.0012318
Ceiling Fixture | Incandescent |  | Standard A Lamp | 1 | 60 | Garage | 1442314 | Garage | 0.0012318
Garage door opener | Incandescent |  | Standard A Lamp | 1 | 60 | Garage | 1442314 | Garage | 0.0012318
Wall Mount | Incandescent |  | Globe | 4 | 40 | Bathroom | 144571 | Bathroom | 0.00028601
Ceiling Fixture | Incandescent |  | Standard A Lamp | 2 | 25 | Bathroom | 144571 | Bathroom | 0.00028601
Ceiling Fixture | Incandescent |  | Standard A Lamp | 2 | 40 | Bedroom | 144572 | Bedroom | 0.00028601
Table | Incandescent |  | Standard A Lamp | 1 | 40 | Bedroom | 144572 | Bedroom | 0.00028601
Chandelier (Hanging) | Incandescent |  | Decorative | 4 | 25 | Bedroom | 144573 | Bedroom | 0.00028601
Table | Incandescent |  | Standard A Lamp | 1 | 60 | Bedroom | 144573 | Bedroom | 0.00028601
Table | Incandescent |  | Standard A Lamp | 1 | 25 | Bedroom | 144573 | Bedroom | 0.00028601
Ceiling Fixture | Incandescent |  | Globe | 1 | 75 | Dining Room | 144574 | Dining Room | 0.00028601
Table | Incandescent |  | Standard A Lamp | 1 | 60 | Dining Room | 144574 | Dining Room | 0.00028601
Ceiling Fixture | Compact Fluorescent |  | Twist | 2 | 22 | Family Room | 144575 | Family Room | 0.00028601
Ceiling Fan | Incandescent |  | Standard A Lamp | 4 | 40 | Family Room | 144575 | Family Room | 0.00028601
Table | Incandescent |  | Standard A Lamp | 1 | 40 | Family Room | 144575 | Family Room | 0.00028601
Floor lamp | Compact Fluorescent |  | Twist | 1 | 22 | Family Room | 144575 | Family Room | 0.00028601
Floor lamp | Incandescent |  | Decorative | 3 | 25 | Family Room | 144575 | Family Room | 0.00028601
Table | Halogen |  | Quartz Tube | 1 | 100 | Family Room | 144575 | Family Room | 0.00028601
Ceiling Fixture | Incandescent |  | Standard A Lamp | 1 | 75 | Bathroom | 144576 | Bathroom | 0.00028601
Ceiling Fixture | Compact Fluorescent |  | Twist | 2 | 22 | Hall | 144577 | Hall | 0.00028601
Ceiling Fixture | Linear Fluorescent | 48 | T-8 | 4 | 32 | Kitchen | 144578 | Kitchen | 0.00028601
Ceiling Fixture | Incandescent |  | Decorative | 3 | 25 | Kitchen | 144578 | Kitchen | 0.00028601
Architectural | Incandescent |  | Standard A Lamp | 2 | 40 | Kitchen | 144578 | Kitchen | 0.00028601
Ceiling Fixture | Compact Fluorescent |  | Circline (Screw Base) | 1 | 22 | Laundry Room | 144579 | Laundry Room | 0.00028601
Ceiling Fixture | Compact Fluorescent |  | Twist | 2 | 15 | Living Room | 1445710 | Living Room | 0.00028601
Floor lamp | Incandescent |  | Standard A Lamp | 1 | 75 | Living Room | 1445710 | Living Room | 0.00028601
Torchiere | Incandescent |  | 3-Way Incandescent | 1 | 200 | Living Room | 1445710 | Living Room | 0.00028601
Ceiling Fixture | Incandescent |  | Standard A Lamp | 2 | 60 | Bedroom | 1445711 | Bedroom | 0.00028601
Ceiling Fixture | Compact Fluorescent |  | Twist | 1 | 23 | Hall | 145081 | Hall | 0.0012318
Chandelier (Hanging) | Incandescent |  | Globe | 5 | 40 | Dining Room | 145082 | Dining Room | 0.0012318
Chandelier (Hanging) | Incandescent |  | Reflector | 1 | 45 | Dining Room | 145082 | Dining Room | 0.0012318
Ceiling Fixture | Compact Fluorescent |  | Twist | 1 | 13 | Hall | 145083 | Hall | 0.0012318
Wall Mount | Incandescent |  | Decorative | 1 | 40 | Bathroom | 145084 | Bathroom | 0.0012318
Ceiling Fixture | Compact Fluorescent |  | Pin base | 1 | 22 | Kitchen | 145085 | Kitchen | 0.0012318
Recessed Can | Compact Fluorescent |  | Reflector | 1 | 15 | Kitchen | 145085 | Kitchen | 0.0012318
Recessed Can | Halogen |  | PAR | 1 | 50 | Kitchen | 145085 | Kitchen | 0.0012318
Other | Linear Fluorescent | 12 | T-5 | 1 | 7 | Kitchen | 145085 | Kitchen | 0.0012318
Other | Linear Fluorescent | 24 | T-5 | 2 | 13 | Kitchen | 145085 | Kitchen | 0.0012318
Other | Linear Fluorescent | 24 | T-5 | 1 | 13 | Kitchen | 145085 | Kitchen | 0.0012318
Ceiling Fixture | Incandescent |  | Clear | 1 | 75 | Laundry Room | 145086 | Laundry Room | 0.0012318
Track | Incandescent |  | Reflector | 4 | 45 | Laundry Room | 145087 | Laundry Room | 0.0012318
Table | Compact Fluorescent |  | Twist | 1 | 25 | Laundry Room | 145087 | Laundry Room | 0.0012318
Table | Compact Fluorescent |  | Twist | 1 | 23 | Laundry Room | 145087 | Laundry Room | 0.0012318
Table | Incandescent |  | Mini base | 1 | 8 | Laundry Room | 145087 | Laundry Room | 0.0012318
Wall Mount | Incandescent |  | Clear | 2 | 60 | Bathroom | 145088 | Bathroom | 0.0012318
Ceiling Fixture | Halogen |  | PAR | 3 | 50 | Family Room | 145089 | Family Room | 0.0012318
Table | Incandescent |  | 3-Way Incandescent | 1 | 250 | Family Room | 145089 | Family Room | 0.0012318
Ceiling Fixture | Linear Fluorescent | 48 | T-12 | 6 | 34 | Office | 1450810 | Office | 0.0012318
Ceiling Fixture | Incandescent |  | Clear | 1 | 60 | Office | 1450810 | Office | 0.0012318
Table | Incandescent |  | Other | 1 | 40 | Office | 1450810 | Office | 0.0012318
Ceiling Fixture | Incandescent |  | Clear | 1 | 60 | Closet | 1450811 | Closet | 0.0012318
Ceiling Fixture | Incandescent |  | Globe | 3 | 40 | Bedroom | 1450812 | Bedroom | 0.0012318
Table | Incandescent |  | Standard A Lamp | 1 | 60 | Bedroom | 1450812 | Bedroom | 0.0012318
Ceiling Fixture | Compact Fluorescent |  | Twist | 1 | 23 | Hall | 1450813 | Hall | 0.0012318
Wall Mount | Incandescent |  | Mini base | 1 | 5 | Hall | 1450813 | Hall | 0.0012318
Recessed - other | Incandescent |  | Heat Lamp | 1 | 250 | Bathroom | 1450814 | Bathroom | 0.0012318
Wall Mount | Halogen |  | Other | 2 | 100 | Bathroom | 1450814 | Bathroom | 0.0012318
Recessed Can | Halogen |  | PAR | 1 | 50 | Bathroom | 1450814 | Bathroom | 0.0012318
Recessed - other | Incandescent |  | Heat Lamp | 1 | 250 | Bathroom | 1450815 | Bathroom | 0.0012318
Ceiling Fixture | Halogen |  | PAR | 1 | 50 | Bathroom | 1450815 | Bathroom | 0.0012318
Recessed Can | Halogen |  | PAR | 1 | 50 | Bathroom | 1450815 | Bathroom | 0.0012318
Wall Mount | Halogen |  | Other | 2 | 150 | Bathroom | 1450815 | Bathroom | 0.0012318
Wall Mount | Halogen |  | Other | 2 | 100 | Bathroom | 1450815 | Bathroom | 0.0012318
Wall Mount | Incandescent |  | Mini base | 1 | 40 | Bathroom | 1450815 | Bathroom | 0.0012318
Ceiling Fixture | Compact Fluorescent |  | Twist | 1 | 23 | Master Bedroom | 1450816 | Master Bedroom | 0.0012318
Table | Incandescent |  | Standard A Lamp | 1 | 60 | Master Bedroom | 1450816 | Master Bedroom | 0.0012318
Table | Incandescent |  | Mini base | 1 | 75 | Master Bedroom | 1450816 | Master Bedroom | 0.0012318
Table | Incandescent |  | Standard A Lamp | 1 | 25 | Master Bedroom | 1450816 | Master Bedroom | 0.0012318
Wall Mount | Incandescent |  | Clear | 3 | 60 | Bathroom | 1450817 | Bathroom | 0.0012318
Wall Mount | Incandescent |  | Clear | 1 | 75 | Bathroom | 1450817 | Bathroom | 0.0012318
Wall Mount | Incandescent |  | Mini base | 1 | 40 | Bathroom | 1450817 | Bathroom | 0.0012318
Ceiling Fixture | Compact Fluorescent |  | Twist | 1 | 18 | Bathroom | 1450818 | Bathroom | 0.0012318
Ceiling Fixture | Incandescent |  | Clear | 1 | 60 | Bathroom | 1450818 | Bathroom | 0.0012318
Table | Incandescent |  | 3-Way Incandescent | 1 | 200 | Bathroom | 1450818 | Bathroom | 0.0012318
Recessed Can | Incandescent |  | Reflector | 1 | 65 | Bedroom | 1450819 | Bedroom | 0.0012318
Ceiling Fixture | Incandescent |  | Clear | 2 | 60 | Bedroom | 1450819 | Bedroom | 0.0012318
Wall Mount | Incandescent |  | Clear | 1 | 60 | Hall | 1450820 | Hall | 0.0012318
Track | Incandescent |  | Globe | 4 | 100 | Garage | 1450821 | Garage | 0.0012318
Ceiling Fixture | Linear Fluorescent | 96 | T-12 | 2 | 96 | Garage | 1450821 | Garage | 0.0012318
Garage door opener | Incandescent |  | Standard A Lamp | 2 | 60 | Garage | 1450821 | Garage | 0.0012318
Chandelier (Hanging) | Incandescent |  | Standard A Lamp | 1 | 75 | Hall | 1450822 | Hall | 0.0012318
Wall Mount | Compact Fluorescent |  | Twist | 1 | 13 | Hall | 1450822 | Hall | 0.0012318
Ceiling Fixture | Compact Fluorescent |  | Twist | 1 | 23 | Other | 1450823 | Other | 0.0012318
Ceiling Fixture | Compact Fluorescent |  | Twist | 1 | 15 | Other | 1450823 | Other | 0.0012318
Ceiling Fixture | Incandescent |  | Standard A Lamp | 1 | 75 | Other | 1450823 | Other | 0.0012318
Wall Mount | Incandescent |  | Standard A Lamp | 4 | 60 | Bathroom | 145421 | Bathroom | 0.00029524
Wall Mount | Incandescent |  | Standard A Lamp | 1 | 40 | Bathroom | 145422 | Bathroom | 0.00029524
Wall Mount | Compact Fluorescent |  | Twist | 2 | 14 | Bathroom | 145423 | Bathroom | 0.00029524
Ceiling Fixture | Incandescent |  | Standard A Lamp | 3 | 60 | Bedroom | 145424 | Bedroom | 0.00029524
Ceiling Fixture | Incandescent |  | Standard A Lamp | 1 | 60 | Bedroom | 145425 | Bedroom | 0.00029524
Ceiling Fixture | Incandescent |  | Standard A Lamp | 2 | 60 | Bedroom | 145426 | Bedroom | 0.00029524
Ceiling Fixture | Incandescent |  | Standard A Lamp | 10 | 60 | Dining Room | 145427 | Dining Room | 0.00029524
Ceiling Fixture | Incandescent |  | Standard A Lamp | 1 | 75 | Hall | 145428 | Hall | 0.00029524
Recessed Can | Incandescent |  | Reflector | 1 | 90 | Hall | 145429 | Hall | 0.00029524
Recessed Can | Compact Fluorescent |  | Twist | 1 | 13 | Hall | 145429 | Hall | 0.00029524
Recessed Can | Compact Fluorescent |  | Twist | 1 | 13 | Family Room | 1454210 | Family Room | 0.00029524
Chandelier (Hanging) | Incandescent |  | Mini base | 8 | 60 | Family Room | 1454210 | Family Room | 0.00029524
Ceiling Fan | Incandescent |  | Standard A Lamp | 2 | 60 | Family Room | 1454210 | Family Room | 0.00029524
Ceiling Fixture | Incandescent |  | Standard A Lamp | 1 | 85 | Family Room | 1454211 | Family Room | 0.00029524
Ceiling Fixture | Incandescent |  | Globe | 1 | 60 | Garage | 1454212 | Garage | 0.00029524
Chandelier (Hanging) | Incandescent |  | Standard A Lamp | 16 | 60 | Hall | 1454213 | Hall | 0.00029524
Chandelier (Hanging) | Incandescent |  | Standard A Lamp | 3 | 60 | Kitchen | 1454214 | Kitchen | 0.00029524
Ceiling Fixture | Compact Fluorescent |  | Twist | 1 | 13 | Laundry Room | 1454215 | Laundry Room | 0.00029524
Table | Incandescent |  | Standard A Lamp | 1 | 40 | Living Room | 1454216 | Living Room | 0.00029524
Table | Incandescent |  | Mini base | 4 | 60 | Living Room | 1454216 | Living Room | 0.00029524
Wall Mount | Incandescent |  | Standard A Lamp | 3 | 55 | Bathroom | 1454217 | Bathroom | 0.00029524
Chandelier (Hanging) | Incandescent |  | Globe | 1 | 75 | Master Bedroom | 1454218 | Master Bedroom | 0.00029524
Ceiling Fixture | Linear Fluorescent | 48 | T-12 | 2 | 40 | Closet | 1454219 | Closet | 0.00029524
Ceiling Fixture | Compact Fluorescent |  | Twist | 3 | 13 | Office | 1454220 | Office | 0.00029524
Chandelier (Hanging) | Incandescent |  | Mini base | 5 | 60 | Closet | 1454221 | Closet | 0.00029524
Ceiling Fixture | Compact Fluorescent |  | Twist | 1 | 13 | Closet | 1454221 | Closet | 0.00029524
Ceiling Fixture | Linear Fluorescent | 48 | T-12 | 2 | 40 | Closet | 1454221 | Closet | 0.00029524
Wall Mount | Incandescent |  | Standard A Lamp | 2 | 75 | Bathroom | 145451 | Bathroom | 0.00029524
Ceiling Fixture | Incandescent |  | Standard A Lamp | 1 | 75 | Bathroom | 145452 | Bathroom | 0.00029524
Table | Compact Fluorescent |  | Twist | 1 | 22 | Bedroom | 145453 | Bedroom | 0.00029524
Ceiling Fixture | Incandescent |  | Standard A Lamp | 1 | 60 | Bedroom | 145453 | Bedroom | 0.00029524
Floor lamp | Incandescent |  | Standard A Lamp | 4 | 75 | Bedroom | 145454 | Bedroom | 0.00029524
Ceiling Fixture | Compact Fluorescent |  | Twist | 1 | 15 | Bedroom | 145454 | Bedroom | 0.00029524
Ceiling Fan | Compact Fluorescent |  | Twist | 4 | 15 | Dining Room | 145455 | Dining Room | 0.00029524
Ceiling Fixture | Incandescent |  | Standard A Lamp | 1 | 60 | Hall | 145456 | Hall | 0.00029524
Ceiling Fixture | Incandescent |  | Standard A Lamp | 2 | 75 | Kitchen | 145457 | Kitchen | 0.00029524
Ceiling Fixture | Incandescent |  | Standard A Lamp | 1 | 60 | Laundry Room | 145458 | Laundry Room | 0.00029524
Table | Compact Fluorescent |  | Twist | 1 | 15 | Living Room | 145459 | Living Room | 0.00029524
Ceiling Fixture | Incandescent |  | Standard A Lamp | 1 | 60 | Living Room | 145459 | Living Room | 0.00029524
Ceiling Fixture | Compact Fluorescent |  | Twist | 1 | 22 | Living Room | 145459 | Living Room | 0.00029524
Ceiling Fixture | Incandescent |  | Standard A Lamp | 1 | 60 | Master Bedroom | 1454510 | Master Bedroom | 0.00029524
Table | Incandescent |  | Standard A Lamp | 1 | 75 | Master Bedroom | 1454510 | Master Bedroom | 0.00029524
Wall Mount | Compact Fluorescent |  | Twist | 2 | 14 | Bathroom | 145601 | Bathroom | 0.0017229
Wall Mount | Incandescent |  | Standard A Lamp | 5 | 100 | Bathroom | 145602 | Bathroom | 0.0017229
Ceiling Fixture | Compact Fluorescent |  | Twist | 2 | 14 | Bedroom | 145603 | Bedroom | 0.0017229
Ceiling Fixture | Compact Fluorescent |  | Twist | 2 | 14 | Bedroom | 145604 | Bedroom | 0.0017229
Chandelier (Hanging) | Incandescent |  | Standard A Lamp | 6 | 100 | Dining Room | 145605 | Dining Room | 0.0017229
Chandelier (Hanging) | Incandescent |  | Clear | 3 | 60 | Dining Room | 145605 | Dining Room | 0.0017229
Ceiling Fixture | Compact Fluorescent |  | Twist | 2 | 14 | Hall | 145606 | Hall | 0.0017229
Ceiling Fixture | Incandescent |  | Clear | 3 | 60 | Hall | 145606 | Hall | 0.0017229
Ceiling Fixture | Compact Fluorescent |  | Twist | 2 | 14 | Family Room | 145607 | Family Room | 0.0017229
Recessed Can | Compact Fluorescent |  | Flood | 1 | 14 | Hall | 145608 | Hall | 0.0017229
Recessed Can | Compact Fluorescent |  | Flood | 1 | 14 | Kitchen | 145609 | Kitchen | 0.0017229
Ceiling Fixture | Compact Fluorescent |  | Twist | 2 | 14 | Laundry Room | 1456010 | Laundry Room | 0.0017229
Recessed Can | Compact Fluorescent |  | Reflector |  | 14 | Living Room | 1456011 | Living Room | 0.0017229
Wall Mount | Incandescent |  | Standard A Lamp | 5 | 100 | Bathroom | 1456012 | Bathroom | 0.0017229
Ceiling Fixture | Compact Fluorescent |  | Twist | 2 | 14 | Bathroom | 1456012 | Bathroom | 0.0017229
Table | Compact Fluorescent |  | Twist | 2 | 14 | Master Bedroom | 1456013 | Master Bedroom | 0.0017229
Floor lamp | Incandescent |  | 3-Way Incandescent | 1 | 100 | Master Bedroom | 1456013 | Master Bedroom | 0.0017229
Ceiling Fixture | Compact Fluorescent |  | Twist | 2 | 14 | Closet | 1456014 | Closet | 0.0017229
Recessed Can | Compact Fluorescent |  | Flood | 1 | 14 | Office | 1456015 | Office | 0.0017229
Ceiling Fixture | Incandescent |  | Standard A Lamp | 2 | 60 | Closet | 1456016 | Closet | 0.0017229
Ceiling Fixture | Incandescent |  | Standard A Lamp | 1 | 100 | Other | 145771 | Other | 0.0017229
Ceiling Fixture | Compact Fluorescent |  | Twist | 1 | 13 | Other | 145771 | Other | 0.0017229
Low bay | Linear Fluorescent | 48 | T-8 | 2 | 32 | Other | 145771 | Other | 0.0017229
Ceiling Fixture | Incandescent |  | Decorative | 2 | 40 | Bathroom | 145772 | Bathroom | 0.0017229
Ceiling Fixture | Compact Fluorescent |  | Twist | 4 | 15 | Bedroom | 145773 | Bedroom | 0.0017229
Ceiling Fixture | Incandescent |  | Standard A Lamp | 2 | 60 | Bedroom | 145774 | Bedroom | 0.0017229
Ceiling Fixture | Compact Fluorescent |  | Twist | 3 | 15 | Bedroom | 145775 | Bedroom | 0.0017229
Table | Incandescent |  | Standard A Lamp | 2 | 40 | Bedroom | 145775 | Bedroom | 0.0017229
Ceiling Fixture | Incandescent |  | Mini base | 6 | 40 | Dining Room | 145776 | Dining Room | 0.0017229
Low bay | Linear Fluorescent | 48 | T-12 | 2 | 40 | Garage | 145777 | Garage | 0.0017229
Ceiling Fixture | Incandescent |  | Standard A Lamp | 1 | 60 | Garage | 145777 | Garage | 0.0017229
Ceiling Fixture | Compact Fluorescent |  | Twist | 1 | 15 | Hall | 145778 | Hall | 0.0017229
Ceiling Fixture | Linear Fluorescent | 48 | T-8 | 2 | 32 | Kitchen | 145779 | Kitchen | 0.0017229
Ceiling Fixture | Compact Fluorescent |  | Twist | 1 | 14 | Kitchen | 145779 | Kitchen | 0.0017229
Table | Incandescent |  | 3-Way Incandescent | 1 | 100 | Living Room | 1457710 | Living Room | 0.0017229
Table | Compact Fluorescent |  | 3-Way CFL | 1 | 23 | Living Room | 1457710 | Living Room | 0.0017229
Wall Mount | Incandescent |  | Standard A Lamp | 1 | 40 | Bathroom | 1457711 | Bathroom | 0.0017229
Ceiling Fixture | Incandescent |  | Other | 2 | 55 | Bathroom | 1457711 | Bathroom | 0.0017229
Ceiling Fixture | Compact Fluorescent |  | Twist | 2 | 15 | Master Bedroom | 1457712 | Master Bedroom | 0.0017229
Table | Incandescent |  | 3-Way Incandescent | 1 | 100 | Master Bedroom | 1457712 | Master Bedroom | 0.0017229
Ceiling Fixture | Compact Fluorescent |  | Twist | 1 | 15 | Hall | 1457713 | Hall | 0.0017229
Wall Mount | Compact Fluorescent |  | Globe | 3 | 22 | Bathroom | 146461 | Bathroom | 0.00029524
Ceiling Fixture | Compact Fluorescent |  | Twist | 1 | 15 | Bedroom | 146462 | Bedroom | 0.00029524
Table | Compact Fluorescent |  | Twist | 1 | 22 | Bedroom | 146462 | Bedroom | 0.00029524
Ceiling Fixture | Compact Fluorescent |  | Twist | 1 | 15 | Hall | 146463 | Hall | 0.00029524
Ceiling Fixture | Compact Fluorescent |  | Circline (Screw Base) | 1 | 28 | Kitchen | 146464 | Kitchen | 0.00029524
Wall Mount | Linear Fluorescent | 20 | T-5 | 2 | 16 | Kitchen | 146464 | Kitchen | 0.00029524
Ceiling Fixture | Incandescent |  | Standard A Lamp | 2 | 60 | Laundry Room | 146465 | Laundry Room | 0.00029524
Wall Mount | Incandescent |  | Standard A Lamp | 3 | 60 | Laundry Room | 146465 | Laundry Room | 0.00029524
Ceiling Fan | Incandescent |  | Decorative | 3 | 40 | Living Room | 146466 | Living Room | 0.00029524
Recessed Can | Compact Fluorescent |  | Globe | 1 | 22 | Living Room | 146466 | Living Room | 0.00029524
Recessed Can | Incandescent |  | Standard A Lamp | 1 | 60 | Living Room | 146466 | Living Room | 0.00029524
Ceiling Fixture | Compact Fluorescent |  | Twist | 2 | 22 | Master Bedroom | 146467 | Master Bedroom | 0.00029524
Table | Incandescent |  | Decorative | 2 | 60 | Master Bedroom | 146467 | Master Bedroom | 0.00029524
Wall Mount | Incandescent |  | Globe | 8 | 60 | Bathroom | 146741 | Bathroom | 0.0017229
Chandelier (Hanging) | Incandescent |  | Clear | 3 | 100 | Dining Room | 146743 | Dining Room | 0.0017229
Ceiling Fixture | Incandescent |  | Standard A Lamp | 1 | 75 | Hall | 146744 | Hall | 0.0017229
Ceiling Fixture | Incandescent |  | Mini base | 3 | 60 | Hall | 146744 | Hall | 0.0017229
Ceiling Fixture | Incandescent |  | Standard A Lamp | 2 | 60 | Family Room | 146745 | Family Room | 0.0017229
Exterior | Linear Fluorescent | 48 | T-12 | 2 | 40 | Other | 146746 | Other | 0.0017229
Ceiling Fixture | Linear Fluorescent | 48 | T-12 | 6 | 40 | Kitchen | 146747 | Kitchen | 0.0017229
Ceiling Fixture | Linear Fluorescent | 36 | T-12 | 1 | 30 | Kitchen | 146747 | Kitchen | 0.0017229
Ceiling Fixture | Linear Fluorescent | 24 | T-5 | 1 | 13 | Kitchen | 146747 | Kitchen | 0.0017229
Recessed Can | Incandescent |  | Reflector | 1 | 65 | Kitchen | 146747 | Kitchen | 0.0017229
Ceiling Fixture | Incandescent |  | Standard A Lamp | 2 | 60 | Laundry Room | 146748 | Laundry Room | 0.0017229
Table | Incandescent |  | 3-Way Incandescent | 1 | 100 | Living Room | 146749 | Living Room | 0.0017229
Table | Incandescent |  | Standard A Lamp | 1 | 60 | Living Room | 146749 | Living Room | 0.0017229
Torchiere | Halogen |  | Quartz Tube | 1 | 300 | Living Room | 146749 | Living Room | 0.0017229
Wall Mount | Incandescent |  | Globe | 4 | 60 | Bathroom | 1467410 | Bathroom | 0.0017229
Table | Incandescent |  | Standard A Lamp | 1 | 60 | Bedroom | 1467411 | Bedroom | 0.0017229
Table | Incandescent |  | 3-Way Incandescent | 1 | 100 | Bedroom | 1467411 | Bedroom | 0.0017229
Table | Incandescent |  | 3-Way Incandescent | 1 | 70 | Bedroom | 1467412 | Bedroom | 0.0017229
Table | Incandescent |  | Mini base | 1 | 40 | Bedroom | 1467412 | Bedroom | 0.0017229
Ceiling Fixture | Compact Fluorescent |  | Twist | 1 | 22 | Bathroom | 200071 | Bathroom | 0.0005169
Ceiling Fixture | Incandescent |  | Standard A Lamp | 2 | 60 | Bedroom | 200072 | Bedroom | 0.0005169
Ceiling Fixture | Incandescent |  | Standard A Lamp | 2 | 60 | Bedroom | 200073 | Bedroom | 0.0005169
Ceiling Fixture | Compact Fluorescent |  | Twist | 2 | 22 | Bedroom | 200073 | Bedroom | 0.0005169
Ceiling Fixture | Incandescent |  | Standard A Lamp | 3 | 60 | Bedroom | 200074 | Bedroom | 0.0005169
Ceiling Fixture | Compact Fluorescent |  | Twist | 1 | 22 | Bedroom | 200074 | Bedroom | 0.0005169
Ceiling Fixture | Incandescent |  | Decorative | 2 | 25 | Dining Room | 200075 | Dining Room | 0.0005169
Chandelier (Hanging) | Incandescent |  | Decorative | 8 | 25 | Dining Room | 200075 | Dining Room | 0.0005169
Wall Mount | Incandescent |  | Standard A Lamp | 2 | 60 | Other | 200076 | Other | 0.0005169
Ceiling Fixture | Incandescent |  | Standard A Lamp | 1 | 60 | Living Room | 200077 | Living Room | 0.0005169
Ceiling Fixture | Compact Fluorescent |  | Twist | 1 | 22 | Living Room | 200077 | Living Room | 0.0005169
Floor lamp | Incandescent |  | Standard A Lamp | 1 | 60 | Living Room | 200077 | Living Room | 0.0005169
Ceiling Fixture | Incandescent |  | Standard A Lamp | 1 | 60 | Bathroom | 200078 | Bathroom | 0.0005169
Wall Mount | Incandescent |  | Globe | 2 | 40 | Bathroom | 200078 | Bathroom | 0.0005169
Ceiling Fixture | Incandescent |  | Standard A Lamp | 1 | 60 | Master Bedroom | 200079 | Master Bedroom | 0.0005169
Ceiling Fixture | Compact Fluorescent |  | Twist | 2 | 22 | Master Bedroom | 200079 | Master Bedroom | 0.0005169
Ceiling Fixture | Incandescent |  | Standard A Lamp | 1 | 100 | Other | 2000710 | Other | 0.0005169
Ceiling Fixture | Linear Fluorescent | 36 | T-12 | 4 | 40 | Kitchen | 2000711 | Kitchen | 0.0005169
Ceiling Fixture | Compact Fluorescent |  | Twist | 1 | 22 | Hall | 2000712 | Hall | 0.0005169
Ceiling Fixture | Compact Fluorescent |  | Twist | 1 | 22 | Laundry Room | 2000713 | Laundry Room | 0.0005169
Wall Mount | Linear Fluorescent | 48 | T-12 | 2 | 40 | Bathroom | 200161 | Bathroom | 0.0030496
Ceiling Fixture | Compact Fluorescent |  | Twist | 1 | 15 | Bathroom | 200161 | Bathroom | 0.0030496
Ceiling Fixture | Compact Fluorescent |  | Twist | 1 | 22 | Bedroom | 200162 | Bedroom | 0.0030496
Table | Incandescent |  | Standard A Lamp | 1 | 60 | Bedroom | 200162 | Bedroom | 0.0030496
Ceiling Fixture | Compact Fluorescent |  | Twist | 2 | 22 | Bedroom | 200163 | Bedroom | 0.0030496
Ceiling Fixture | Incandescent |  | Standard A Lamp | 1 | 75 | Other | 200164 | Other | 0.0030496
Ceiling Fixture | Compact Fluorescent |  | Twist | 1 | 22 | Other | 200164 | Other | 0.0030496
Ceiling Fixture | Compact Fluorescent |  | Twist | 1 | 15 | Hall | 200165 | Hall | 0.0030496
Ceiling Fixture | Linear Fluorescent | 48 | T-8 | 2 | 32 | Kitchen | 200166 | Kitchen | 0.0030496
Floor lamp | Compact Fluorescent |  | Straight Tube | 1 | 28 | Living Room | 200167 | Living Room | 0.0030496
Table | Incandescent |  | 3-Way Incandescent | 1 | 100 | Living Room | 200167 | Living Room | 0.0030496
Table | Incandescent |  | Mini base | 2 | 25 | Living Room | 200167 | Living Room | 0.0030496
Wall Mount | Incandescent |  | Mini base | 3 | 60 | Living Room | 200167 | Living Room | 0.0030496
Wall Mount | Incandescent |  | Standard A Lamp | 2 | 60 | Bathroom | 200201 | Bathroom | 0.00047324
Wall Mount | Compact Fluorescent |  | Twist | 3 | 13 | Bathroom | 200202 | Bathroom | 0.00047324
Recessed Can | Incandescent |  | Heat Lamp | 1 | 250 | Bathroom | 200202 | Bathroom | 0.00047324
Floor lamp | Incandescent |  | Standard A Lamp | 1 | 100 | Bedroom | 200203 | Bedroom | 0.00047324
Table | Incandescent |  | Decorative | 1 | 60 | Bedroom | 200203 | Bedroom | 0.00047324
Floor lamp | Compact Fluorescent |  | Twist | 3 | 13 | Bedroom | 200204 | Bedroom | 0.00047324
Table | Incandescent |  | Standard A Lamp | 1 | 60 | Bedroom | 200204 | Bedroom | 0.00047324
Chandelier (Hanging) | Incandescent |  | Globe | 5 | 40 | Dining Room | 200205 | Dining Room | 0.00047324
Ceiling Fixture | Compact Fluorescent |  | Twist | 1 | 13 | Hall | 200206 | Hall | 0.00047324
Ceiling Fan | Incandescent |  | Standard A Lamp | 1 | 100 | Family Room | 200207 | Family Room | 0.00047324
Wall Mount | Incandescent |  | Mini base | 1 | 5 | Family Room | 200207 | Family Room | 0.00047324
Ceiling Fixture | Compact Fluorescent |  | Twist | 1 | 22 | Garage | 200208 | Garage | 0.00047324
Ceiling Fixture | Incandescent |  | Standard A Lamp | 1 | 100 | Garage | 200208 | Garage | 0.00047324
Recessed - other | Compact Fluorescent |  | Twist | 1 | 13 | Kitchen | 200209 | Kitchen | 0.00047324
Chandelier (Hanging) | Incandescent |  | Mini base | 3 | 40 | Kitchen | 200209 | Kitchen | 0.00047324
Architectural | Compact Fluorescent |  | Twist | 1 | 13 | Kitchen | 200209 | Kitchen | 0.00047324
Recessed Can | Compact Fluorescent |  | Flood | 1 | 15 | Kitchen | 200209 | Kitchen | 0.00047324
Ceiling Fixture | Compact Fluorescent |  | Twist | 1 | 22 | Laundry Room | 2002010 | Laundry Room | 0.00047324
Table | Compact Fluorescent |  | Twist | 1 | 13 | Living Room | 2002011 | Living Room | 0.00047324
Floor lamp | Incandescent |  | 3-Way Incandescent | 1 | 100 | Living Room | 2002011 | Living Room | 0.00047324
Floor lamp | Incandescent |  | Decorative | 1 | 40 | Living Room | 2002011 | Living Room | 0.00047324
Wall Mount | Incandescent |  | Standard A Lamp | 2 | 60 | Bathroom | 2002012 | Bathroom | 0.00047324
Recessed Can | Incandescent |  | Heat Lamp | 1 | 250 | Bathroom | 2002012 | Bathroom | 0.00047324
Ceiling Fixture | Incandescent |  | Reflector | 1 | 65 | Bathroom | 2002012 | Bathroom | 0.00047324
Ceiling Fixture | Incandescent |  | Standard A Lamp | 1 | 40 | Bathroom | 2002012 | Bathroom | 0.00047324
Floor lamp | Compact Fluorescent |  | Twist | 1 | 13 | Master Bedroom | 2002013 | Master Bedroom | 0.00047324
Table | Incandescent |  | Standard A Lamp | 1 | 25 | Master Bedroom | 2002013 | Master Bedroom | 0.00047324
Floor lamp | Incandescent |  | Mini base | 3 | 40 | Office | 2002014 | Office | 0.00047324
Table | Incandescent |  | Standard A Lamp | 1 | 25 | Office | 2002014 | Office | 0.00047324
Table | Incandescent |  | Decorative | 1 | 60 | Office | 2002014 | Office | 0.00047324
Wall Mount | Incandescent |  | Standard A Lamp | 3 | 60 | Bathroom | 200281 | Bathroom | 0.0017229
Wall Mount | Incandescent |  | Standard A Lamp | 3 | 60 | Bathroom | 200282 | Bathroom | 0.0017229
Wall Mount | Incandescent |  | Standard A Lamp | 3 | 60 | Bathroom | 200283 | Bathroom | 0.0017229
Chandelier (Hanging) | Incandescent |  | Standard A Lamp | 3 | 60 | Bedroom | 200284 | Bedroom | 0.0017229
Ceiling Fixture | Incandescent |  | Standard A Lamp | 2 | 40 | Bedroom | 200285 | Bedroom | 0.0017229
Ceiling Fixture | Incandescent |  | Standard A Lamp | 2 | 60 | Bedroom | 200286 | Bedroom | 0.0017229
Table | Incandescent |  | Standard A Lamp | 1 | 60 | Bedroom | 200286 | Bedroom | 0.0017229
Ceiling Fixture | Incandescent |  | Standard A Lamp | 1 | 60 | Garage | 200287 | Garage | 0.0017229
Garage door opener | Incandescent |  | Standard A Lamp | 2 | 60 | Garage | 200287 | Garage | 0.0017229
Chandelier (Hanging) | Incandescent |  | Standard A Lamp | 3 | 60 | Other | 200288 | Other | 0.0017229
Table | Compact Fluorescent |  | Twist | 1 | 7 | Other | 200288 | Other | 0.0017229
Table | Linear Fluorescent | 24 | T-8 | 1 | 20 | Other | 200288 | Other | 0.0017229
Ceiling Fixture | Incandescent |  | Standard A Lamp | 2 | 60 | Hall | 200289 | Hall | 0.0017229
Wall Mount | Incandescent |  | Decorative | 1 | 40 | Hall | 200289 | Hall | 0.0017229
Chandelier (Hanging) | Incandescent |  | Globe | 5 | 40 | Kitchen | 2002810 | Kitchen | 0.0017229
Recessed Can | Compact Fluorescent |  | Twist | 1 | 15 | Kitchen | 2002810 | Kitchen | 0.0017229
Ceiling Fixture | Incandescent |  | Standard A Lamp | 1 | 60 | Laundry Room | 2002811 | Laundry Room | 0.0017229
Table | Incandescent |  | Standard A Lamp | 1 | 60 | Living Room | 2002812 | Living Room | 0.0017229
Ceiling Fixture | Incandescent |  | Standard A Lamp | 1 | 60 | Living Room | 2002812 | Living Room | 0.0017229
Ceiling Fixture | Compact Fluorescent |  | Twist | 1 | 22 | Other | 200341 | Other | 0.00094081
Ceiling Fixture | Linear Fluorescent | 48 | T-12 | 2 | 32 | Other | 200341 | Other | 0.00094081
Ceiling Fixture | Compact Fluorescent |  | Twist | 2 | 22 | Bathroom | 200342 | Bathroom | 0.00094081
Ceiling Fixture | Compact Fluorescent |  | Twist | 1 | 22 | Bedroom | 200343 | Bedroom | 0.00094081
Ceiling Fixture | Compact Fluorescent |  | Twist | 2 | 15 | Bedroom | 200343 | Bedroom | 0.00094081
Table | Compact Fluorescent |  | Twist | 1 | 15 | Bedroom | 200343 | Bedroom | 0.00094081
Floor lamp | Compact Fluorescent |  | Circline (Screw Base) | 1 | 15 | Bedroom | 200343 | Bedroom | 0.00094081
Ceiling Fixture | Linear Fluorescent | 48 | T-12 | 2 | 32 | Kitchen | 200344 | Kitchen | 0.00094081
Ceiling Fixture | Compact Fluorescent |  | Twist | 1 | 22 | Kitchen | 200344 | Kitchen | 0.00094081
Floor lamp | Compact Fluorescent |  | Twist | 1 | 22 | Living Room | 200345 | Living Room | 0.00094081
Table | Compact Fluorescent |  | Twist | 1 | 22 | Living Room | 200345 | Living Room | 0.00094081
Ceiling Fixture | Compact Fluorescent |  | Twist | 2 | 15 | Office | 200346 | Office | 0.00094081
Floor lamp | Compact Fluorescent |  | Twist | 2 | 15 | Office | 200346 | Office | 0.00094081
Floor lamp | Compact Fluorescent |  | Twist | 3 | 15 | Office | 200346 | Office | 0.00094081
Torchiere | Compact Fluorescent |  | Twist | 1 | 22 | Office | 200346 | Office | 0.00094081
Table | Compact Fluorescent |  | Twist | 1 | 22 | Office | 200346 | Office | 0.00094081
Table | Incandescent |  | Standard A Lamp | 1 | 40 | Office | 200346 | Office | 0.00094081
Table | Compact Fluorescent |  | Twist | 1 | 15 | Office | 200346 | Office | 0.00094081
Floor lamp | Halogen |  | Quartz Tube | 3 | 150 | Office | 200346 | Office | 0.00094081
Ceiling Fixture | Linear Fluorescent | 48 | T-12 | 2 | 32 | Other | 200347 | Other | 0.00094081
Ceiling Fixture | Incandescent |  | Standard A Lamp | 1 | 75 | Other | 200381 | Other | 0.00028447
Wall Mount | Incandescent |  | Standard A Lamp | 3 | 60 | Bathroom | 200382 | Bathroom | 0.00028447
Ceiling Fixture | Incandescent |  | Standard A Lamp | 2 | 60 | Bathroom | 200382 | Bathroom | 0.00028447
Ceiling Fixture | Incandescent |  | Standard A Lamp | 1 | 75 | Bedroom | 200383 | Bedroom | 0.00028447
Table | Incandescent |  | Standard A Lamp | 1 | 75 | Bedroom | 200383 | Bedroom | 0.00028447
Ceiling Fixture | Incandescent |  | Globe | 2 | 75 | Family Room | 200384 | Family Room | 0.00028447
Wall Mount | Incandescent |  | Standard A Lamp | 1 | 75 | Family Room | 200384 | Family Room | 0.00028447
Ceiling Fixture | Incandescent |  | Standard A Lamp | 1 | 60 | Hall | 200385 | Hall | 0.00028447
Ceiling Fixture | Incandescent |  | Standard A Lamp | 1 | 60 | Hall | 200386 | Hall | 0.00028447
Ceiling Fixture | Compact Fluorescent |  | Twist | 2 | 15 | Kitchen | 200387 | Kitchen | 0.00028447
Ceiling Fan | Incandescent |  | Standard A Lamp | 5 | 75 | Kitchen | 200387 | Kitchen | 0.00028447
Ceiling Fixture | Incandescent |  | Standard A Lamp | 2 | 75 | Laundry Room | 200388 | Laundry Room | 0.00028447
Ceiling Fan | Compact Fluorescent |  | Twist | 1 | 15 | Living Room | 200389 | Living Room | 0.00028447
Ceiling Fixture | Incandescent |  | Standard A Lamp | 1 | 75 | Bathroom | 2003810 | Bathroom | 0.00028447
Wall Mount | Incandescent |  | Standard A Lamp | 3 | 60 | Bathroom | 2003810 | Bathroom | 0.00028447
Ceiling Fixture | Incandescent |  | Standard A Lamp | 2 | 60 | Master Bedroom | 2003811 | Master Bedroom | 0.00028447
Table | Incandescent |  | Standard A Lamp | 1 | 75 | Master Bedroom | 2003811 | Master Bedroom | 0.00028447
Ceiling Fixture | Linear Fluorescent | 48 | T-5 | 2 | 40 | Other | 2003812 | Other | 0.00028447
Ceiling Fixture | Compact Fluorescent |  | Twist | 2 | 15 | Office | 2003813 | Office | 0.00028447
Floor lamp | Compact Fluorescent |  | Twist | 1 | 15 | Office | 2003813 | Office | 0.00028447
Ceiling Fixture | Halogen |  | PAR | 1 | 150 | Other | 2003814 | Other | 0.00028447
Ceiling Fixture | Incandescent |  | Standard A Lamp | 1 | 75 | Other | 2003814 | Other | 0.00028447
Wall Mount | Incandescent |  | Globe | 3 | 60 | Bathroom | 200421 | Bathroom | 0.00052955
Ceiling Fixture | Compact Fluorescent |  | Twist | 3 | 15 | Bathroom | 200422 | Bathroom | 0.00052955
Ceiling Fixture | Compact Fluorescent |  | Twist | 4 | 22 | Bathroom | 200422 | Bathroom | 0.00052955
Ceiling Fixture | Incandescent |  | Standard A Lamp | 2 | 60 | Bathroom | 200423 | Bathroom | 0.00052955
Ceiling Fan | Compact Fluorescent |  | Twist | 1 | 22 | Bedroom | 200424 | Bedroom | 0.00052955
Table | Incandescent |  | Standard A Lamp | 1 | 60 | Bedroom | 200424 | Bedroom | 0.00052955
Ceiling Fixture | Linear Fluorescent | 48 | T-12 | 2 | 60 | Bedroom | 200425 | Bedroom | 0.00052955
Table | Incandescent |  | Standard A Lamp | 1 | 60 | Bedroom | 200425 | Bedroom | 0.00052955
Ceiling Fixture | Compact Fluorescent |  | Twist | 2 | 22 | Bedroom | 200426 | Bedroom | 0.00052955
Ceiling Fixture | Incandescent |  | Standard A Lamp | 1 | 65 | Bedroom | 200427 | Bedroom | 0.00052955
Chandelier (Hanging) | Incandescent |  | Standard A Lamp | 5 | 60 | Kitchen | 200428 | Kitchen | 0.00052955
Ceiling Fan | Incandescent |  | Mini base | 3 | 40 | Kitchen | 200428 | Kitchen | 0.00052955
Ceiling Fixture | Incandescent |  | Standard A Lamp | 1 | 60 | Garage | 200429 | Garage | 0.00052955
Garage door opener | Incandescent |  | Standard A Lamp | 1 | 65 | Garage | 200429 | Garage | 0.00052955
Ceiling Fixture | Incandescent |  | Standard A Lamp | 1 | 60 | Hall | 2004210 | Hall | 0.00052955
Ceiling Fixture | Incandescent |  | Standard A Lamp | 2 | 60 | Kitchen | 2004211 | Kitchen | 0.00052955
Ceiling Fan | Incandescent |  | Mini base | 3 | 40 | Kitchen | 2004211 | Kitchen | 0.00052955
Ceiling Fixture | Compact Fluorescent |  | Twist | 2 | 15 | Laundry Room | 2004212 | Laundry Room | 0.00052955
Ceiling Fixture | Incandescent |  | Standard A Lamp | 1 | 40 | Living Room | 2004213 | Living Room | 0.00052955
Torchiere | Incandescent |  | 3-Way Incandescent | 1 | 100 | Living Room | 2004213 | Living Room | 0.00052955
Table | Incandescent |  | 3-Way Incandescent | 1 | 100 | Living Room | 2004213 | Living Room | 0.00052955
Floor lamp | Incandescent |  | Standard A Lamp | 1 | 60 | Living Room | 2004213 | Living Room | 0.00052955
Ceiling Fixture | Linear Fluorescent | 36 | T-12 | 2 | 60 | Closet | 2004214 | Closet | 0.00052955
Ceiling Fixture | Incandescent |  | Standard A Lamp | 1 | 40 | Closet | 2004214 | Closet | 0.00052955
Ceiling Fixture | Incandescent |  | Standard A Lamp | 1 | 60 | Closet | 2004214 | Closet | 0.00052955
Ceiling Fan | Compact Fluorescent |  | Twist | 3 | 15 | Office | 2004215 | Office | 0.00052955
Table | Incandescent |  | Standard A Lamp | 1 | 25 | Office | 2004215 | Office | 0.00052955
Ceiling Fixture | Compact Fluorescent |  | Twist | 2 | 15 | Family Room | 2004216 | Family Room | 0.00052955
Chandelier (Hanging) | Incandescent |  | Standard A Lamp | 3 | 40 | Family Room | 2004216 | Family Room | 0.00052955
Ceiling Fixture | Incandescent |  | Standard A Lamp | 1 | 75 | Family Room | 2004216 | Family Room | 0.00052955
Torchiere | Incandescent |  | 3-Way Incandescent | 1 | 90 | Family Room | 2004216 | Family Room | 0.00052955
Floor lamp | Incandescent |  | Standard A Lamp | 1 | 60 | Family Room | 2004216 | Family Room | 0.00052955
Ceiling Fixture | Linear Fluorescent | 48 | T-12 | 2 | 60 | Family Room | 2004216 | Family Room | 0.00052955
Ceiling Fixture | Incandescent |  | Standard A Lamp | 2 | 60 | Closet | 2004217 | Closet | 0.00052955
Ceiling Fixture | Incandescent |  | Standard A Lamp | 1 | 60 | Living Room | 200431 | Living Room | 0.00047324
Ceiling Fan | Incandescent |  | Standard A Lamp | 1 | 60 | Hall | 200432 | Hall | 0.00047324
Ceiling Fixture | Incandescent |  | Standard A Lamp | 2 | 60 | Kitchen | 200433 | Kitchen | 0.00047324
Ceiling Fixture | Incandescent |  | Standard A Lamp | 2 | 75 | Bathroom | 200434 | Bathroom | 0.00047324
Ceiling Fixture | Incandescent |  | Standard A Lamp | 1 | 60 | Bedroom | 200435 | Bedroom | 0.00047324
Table | Incandescent |  | Standard A Lamp | 1 | 75 | Bedroom | 200435 | Bedroom | 0.00047324
Ceiling Fixture | Compact Fluorescent |  | Twist | 1 | 15 | Office | 200436 | Office | 0.00047324
Ceiling Fixture | Incandescent |  | Standard A Lamp | 1 | 75 | Laundry Room | 200437 | Laundry Room | 0.00047324
Ceiling Fixture | Linear Fluorescent | 48 | T-12 | 2 | 40 | Other | 200438 | Other | 0.00047324
Ceiling Fan | Compact Fluorescent |  | Twist | 1 | 15 | Bathroom | 200511 | Bathroom | 0.00028447
Wall Mount | Incandescent |  | Standard A Lamp | 6 | 60 | Bathroom | 200511 | Bathroom | 0.00028447
Garage door opener | Incandescent |  | Standard A Lamp | 1 | 60 | Garage | 200512 | Garage | 0.00028447
Ceiling Fixture | Incandescent |  | Standard A Lamp | 1 | 60 | Garage | 200512 | Garage | 0.00028447
Ceiling Fan | Compact Fluorescent |  | Twist | 3 | 15 | Hall | 200513 | Hall | 0.00028447
Ceiling Fixture | Compact Fluorescent |  | Twist | 2 | 15 | Hall | 200514 | Hall | 0.00028447
Ceiling Fixture | Linear Fluorescent | 48 | T-8 | 3 | 40 | Kitchen | 200515 | Kitchen | 0.00028447
Recessed Can | Incandescent |  | Standard A Lamp | 1 | 65 | Kitchen | 200515 | Kitchen | 0.00028447
Ceiling Fan | Compact Fluorescent |  | Twist | 3 | 15 | Living Room | 200516 | Living Room | 0.00028447
Table | Compact Fluorescent |  | Twist | 1 | 15 | Living Room | 200516 | Living Room | 0.00028447
Ceiling Fan | Compact Fluorescent |  | Twist | 3 | 15 | Master Bedroom | 200517 | Master Bedroom | 0.00028447
Table | Compact Fluorescent |  | Twist | 1 | 15 | Master Bedroom | 200517 | Master Bedroom | 0.00028447
Ceiling Fan | Compact Fluorescent |  | Twist | 3 | 15 | Office | 200518 | Office | 0.00028447
Ceiling Fixture | Incandescent |  | Standard A Lamp | 5 | 40 | Garage | 200581 | Garage | 0.00094081
Ceiling Fixture | Incandescent |  | Standard A Lamp | 1 | 60 | Garage | 200582 | Garage | 0.00094081
Wall Mount | Incandescent |  | Standard A Lamp | 3 | 40 | Bathroom | 200583 | Bathroom | 0.00094081
Table | Incandescent |  | Standard A Lamp | 1 | 60 | Bedroom | 200584 | Bedroom | 0.00094081
Ceiling Fixture | Incandescent |  | Standard A Lamp | 1 | 100 | Bedroom | 200584 | Bedroom | 0.00094081
Ceiling Fixture | Incandescent |  | Standard A Lamp | 2 | 60 | Hall | 200585 | Hall | 0.00094081
Recessed - other | Linear Fluorescent | 48 | T-12 | 4 | 40 | Kitchen | 200586 | Kitchen | 0.00094081
Recessed Can | Incandescent |  | Standard A Lamp | 1 | 65 | Kitchen | 200586 | Kitchen | 0.00094081
Ceiling Fixture | Incandescent |  | Standard A Lamp | 1 | 60 | Laundry Room | 200587 | Laundry Room | 0.00094081
Torchiere | Incandescent |  | Standard A Lamp | 1 | 100 | Living Room | 200588 | Living Room | 0.00094081
Ceiling Fixture | Incandescent |  | Standard A Lamp | 2 | 60 | Living Room | 200588 | Living Room | 0.00094081
Wall Mount | Incandescent |  | Standard A Lamp | 2 | 40 | Bathroom | 200589 | Bathroom | 0.00094081
Ceiling Fixture | Incandescent |  | Standard A Lamp | 2 | 75 | Master Bedroom | 2005810 | Master Bedroom | 0.00094081
Ceiling Fixture | Compact Fluorescent |  | Twist | 1 | 22 | Laundry Room | 200651 | Laundry Room | 0.00094081
Wall Mount | Compact Fluorescent |  | Twist | 3 | 22 | Bathroom | 200652 | Bathroom | 0.00094081
Ceiling Fixture | Incandescent |  | Standard A Lamp | 1 | 60 | Bedroom | 200653 | Bedroom | 0.00094081
Ceiling Fixture | Compact Fluorescent |  | Twist | 1 | 15 | Bedroom | 200654 | Bedroom | 0.00094081
Ceiling Fixture | Compact Fluorescent |  | Twist | 1 | 15 | Family Room | 200655 | Family Room | 0.00094081
Chandelier (Hanging) | Compact Fluorescent |  | Twist | 1 | 15 | Family Room | 200655 | Family Room | 0.00094081
Ceiling Fixture | Incandescent |  | Standard A Lamp | 1 | 100 | Garage | 200656 | Garage | 0.00094081
Ceiling Fixture | Compact Fluorescent |  | Twist | 2 | 15 | Kitchen | 200657 | Kitchen | 0.00094081
Ceiling Fan | Compact Fluorescent |  | Twist | 3 | 15 | Living Room | 200658 | Living Room | 0.00094081
Other | Linear Fluorescent | 24 | T-5 | 4 | 24 | Living Room | 200658 | Living Room | 0.00094081
Ceiling Fixture | Compact Fluorescent |  | Twist | 2 | 15 | Master Bedroom | 200659 | Master Bedroom | 0.00094081
Table | Incandescent |  | Standard A Lamp | 1 | 100 | Master Bedroom | 200659 | Master Bedroom | 0.00094081
Ceiling Fixture | Compact Fluorescent |  | Reflector | 3 | 15 | Dining Room | 200661 | Dining Room | 0.0005169
Floor lamp | Compact Fluorescent |  | Circline (Screw Base) | 1 | 15 | Dining Room | 200661 | Dining Room | 0.0005169
Table | Incandescent |  | Standard A Lamp | 1 | 40 | Dining Room | 200661 | Dining Room | 0.0005169
Table | Incandescent |  | Standard A Lamp | 1 | 100 | Dining Room | 200661 | Dining Room | 0.0005169
Ceiling Fixture | Linear Fluorescent | 18 | T-12 | 1 | 16 | Closet | 200662 | Closet | 0.0005169
Table | Incandescent |  | Standard A Lamp | 1 | 100 | Bedroom | 200663 | Bedroom | 0.0005169
Floor lamp | Incandescent |  | 3-Way Incandescent | 1 | 125 | Bedroom | 200663 | Bedroom | 0.0005169
Table | Incandescent |  | Standard A Lamp | 1 | 60 | Bedroom | 200663 | Bedroom | 0.0005169
Ceiling Fixture | Compact Fluorescent |  | Twist | 3 | 22 | Bedroom | 200663 | Bedroom | 0.0005169
Ceiling Fixture | Compact Fluorescent |  | Reflector | 3 | 15 | Living Room | 200664 | Living Room | 0.0005169
Ceiling Fixture | Linear Fluorescent | 18 | T-12 | 1 | 16 | Closet | 200665 | Closet | 0.0005169
Floor lamp | Compact Fluorescent |  | Twist | 1 | 15 | Closet | 200665 | Closet | 0.0005169
Ceiling Fixture | Linear Fluorescent | 18 | T-12 | 1 | 16 | Closet | 200666 | Closet | 0.0005169
Ceiling Fixture | Compact Fluorescent |  | Reflector | 3 | 15 | Kitchen | 200667 | Kitchen | 0.0005169
Ceiling Fixture | Compact Fluorescent |  | Reflector | 3 | 15 | Closet | 200668 | Closet | 0.0005169
Ceiling Fixture | Compact Fluorescent |  | Reflector | 1 | 15 | Other | 200669 | Other | 0.0005169
Ceiling Fan | Linear Fluorescent | 48 | T-8 | 2 | 32 | Office | 2006610 | Office | 0.0005169
Ceiling Fixture | Incandescent |  | Standard A Lamp | 1 | 100 | Office | 2006610 | Office | 0.0005169
Garage door opener | Incandescent |  | Standard A Lamp | 2 | 60 | Office | 2006610 | Office | 0.0005169
Exterior | Halogen |  | PAR | 2 | 50 | Office | 2006610 | Office | 0.0005169
Ceiling Fixture | Incandescent |  | Standard A Lamp | 1 | 60 | Garage | 2006611 | Garage | 0.0005169
Garage door opener | Incandescent |  | Standard A Lamp | 1 | 40 | Garage | 2006611 | Garage | 0.0005169
Ceiling Fixture | Compact Fluorescent |  | Reflector | 3 | 15 | Hall | 2006612 | Hall | 0.0005169
Ceiling Fixture | Compact Fluorescent |  | Reflector | 3 | 15 | Master Bedroom | 2006613 | Master Bedroom | 0.0005169
Table | Incandescent |  | Decorative | 1 | 60 | Master Bedroom | 2006613 | Master Bedroom | 0.0005169
Ceiling Fixture | Compact Fluorescent |  | Twist | 1 | 15 | Bathroom | 2006614 | Bathroom | 0.0005169
Ceiling Fixture | Compact Fluorescent |  | Reflector | 3 | 15 | Office | 2006615 | Office | 0.0005169
Ceiling Fixture | Linear Fluorescent | 18 | T-12 | 1 | 16 | Closet | 2006616 | Closet | 0.0005169
Ceiling Fixture | Compact Fluorescent |  | Twist | 1 | 15 | Bathroom | 2006617 | Bathroom | 0.0005169
Ceiling Fixture | Compact Fluorescent |  | Twist | 1 | 18 | Bathroom | 200761 | Bathroom | 0.00094081
Wall Mount | Compact Fluorescent |  | Twist | 1 | 18 | Bathroom | 200761 | Bathroom | 0.00094081
Ceiling Fixture | Compact Fluorescent |  | Twist | 2 | 7 | Closet | 200762 | Closet | 0.00094081
Recessed Can | Compact Fluorescent |  | Twist | 1 | 15 | Other | 200763 | Other | 0.00094081
Ceiling Fan | Compact Fluorescent |  | Twist | 3 | 18 | Family Room | 200764 | Family Room | 0.00094081
Ceiling Fixture | Compact Fluorescent |  | Twist | 3 | 15 | Bedroom | 200765 | Bedroom | 0.00094081
Recessed - other | Compact Fluorescent |  | Twist | 1 | 18 | Other | 200766 | Other | 0.00094081
Ceiling Fixture | Compact Fluorescent |  | Twist | 2 | 18 | Bedroom | 200767 | Bedroom | 0.00094081
Ceiling Fixture | Compact Fluorescent |  | Twist | 2 | 15 | Bathroom | 200768 | Bathroom | 0.00094081
Ceiling Fan | Compact Fluorescent |  | Twist | 4 | 18 | Living Room | 200769 | Living Room | 0.00094081
Recessed Can | Compact Fluorescent |  | Twist | 1 | 18 | Kitchen | 2007610 | Kitchen | 0.00094081
Ceiling Fixture | Compact Fluorescent |  | Twist | 2 | 18 | Other | 2007611 | Other | 0.00094081
Ceiling Fixture | Compact Fluorescent |  | Twist | 2 | 18 | Hall | 2007612 | Hall | 0.00094081
Ceiling Fixture | Compact Fluorescent |  | Twist | 1 | 18 | Bathroom | 2007613 | Bathroom | 0.00094081
Wall Mount | Compact Fluorescent |  | Twist | 2 | 18 | Bathroom | 2007613 | Bathroom | 0.00094081
Ceiling Fixture | Compact Fluorescent |  | Twist | 1 | 18 | Laundry Room | 2007614 | Laundry Room | 0.00094081
Ceiling Fan | Incandescent |  | Decorative | 2 | 60 | Master Bedroom | 2007615 | Master Bedroom | 0.00094081
Ceiling Fixture | Compact Fluorescent |  | Twist | 2 | 15 | Closet | 2007616 | Closet | 0.00094081
Ceiling Fixture | Incandescent |  | Standard A Lamp | 1 | 60 | Other | 200781 | Other | 0.00028447
Ceiling Fixture | Linear Fluorescent | 96 | T-12 | 2 | 60 | Other | 200781 | Other | 0.00028447
Ceiling Fixture | Linear Fluorescent | 48 | T-8 | 2 | 40 | Other | 200781 | Other | 0.00028447
Wall Mount | Incandescent |  | Globe | 4 | 40 | Bathroom | 200782 | Bathroom | 0.00028447
Ceiling Fan | Compact Fluorescent |  | Twist | 3 | 22 | Bedroom | 200783 | Bedroom | 0.00028447
Ceiling Fixture | Incandescent |  | Standard A Lamp | 2 | 60 | Dining Room | 200784 | Dining Room | 0.00028447
Garage door opener | Incandescent |  | Standard A Lamp | 1 | 60 | Garage | 200785 | Garage | 0.00028447
Ceiling Fixture | Incandescent |  | Standard A Lamp | 1 | 60 | Garage | 200785 | Garage | 0.00028447
Ceiling Fixture | Compact Fluorescent |  | Twist | 1 | 15 | Hall | 200786 | Hall | 0.00028447
Ceiling Fixture | Compact Fluorescent |  | Twist | 1 | 15 | Kitchen | 200787 | Kitchen | 0.00028447
Ceiling Fixture | Compact Fluorescent |  | Twist | 2 | 22 | Living Room | 200788 | Living Room | 0.00028447
Floor lamp | Incandescent |  | Standard A Lamp | 2 | 60 | Living Room | 200788 | Living Room | 0.00028447
Ceiling Fixture | Incandescent |  | Standard A Lamp | 1 | 60 | Master Bedroom | 200789 | Master Bedroom | 0.00028447
Table | Incandescent |  | Standard A Lamp | 1 | 60 | Master Bedroom | 200789 | Master Bedroom | 0.00028447
Ceiling Fixture | Incandescent |  | Standard A Lamp | 4 | 60 | Office | 2007810 | Office | 0.00028447
Ceiling Fixture | Incandescent |  | Standard A Lamp | 1 | 60 | Other | 2007811 | Other | 0.00028447
Ceiling Fixture | Incandescent |  | Standard A Lamp | 2 | 60 | Other | 2007812 | Other | 0.00028447
Wall Mount | Incandescent |  | Mini base | 4 | 60 | Bathroom | 200801 | Bathroom | 0.00047324
Ceiling Fixture | Compact Fluorescent |  | Twist | 1 | 22 | Bathroom | 200801 | Bathroom | 0.00047324
Ceiling Fixture | Incandescent |  | Standard A Lamp | 1 | 60 | Bedroom | 200802 | Bedroom | 0.00047324
Ceiling Fixture | Compact Fluorescent |  | Twist | 1 | 15 | Bedroom | 200802 | Bedroom | 0.00047324
Ceiling Fixture | Compact Fluorescent |  | Twist | 2 | 22 | Bedroom | 200803 | Bedroom | 0.00047324
Table | Compact Fluorescent |  | Twist | 1 | 15 | Bedroom | 200803 | Bedroom | 0.00047324
Chandelier (Hanging) | Incandescent |  | Mini base | 6 | 60 | Dining Room | 200804 | Dining Room | 0.00047324
Chandelier (Hanging) | Compact Fluorescent |  | Twist | 3 | 15 | Dining Room | 200804 | Dining Room | 0.00047324
Ceiling Fixture | Compact Fluorescent |  | Twist | 1 | 15 | Hall | 200805 | Hall | 0.00047324
Chandelier (Hanging) | Incandescent |  | Mini base | 3 | 60 | Hall | 200805 | Hall | 0.00047324
Recessed Can | Incandescent |  | Reflector | 1 | 65 | Kitchen | 200806 | Kitchen | 0.00047324
Ceiling Fixture | Compact Fluorescent |  | Twist | 2 | 22 | Kitchen | 200806 | Kitchen | 0.00047324
Chandelier (Hanging) | Compact Fluorescent |  | Twist | 3 | 15 | Kitchen | 200806 | Kitchen | 0.00047324
Ceiling Fixture | Incandescent |  | Standard A Lamp | 1 | 60 | Laundry Room | 200807 | Laundry Room | 0.00047324
Table | Compact Fluorescent |  | Twist | 2 | 28 | Living Room | 200808 | Living Room | 0.00047324
Floor lamp | Compact Fluorescent |  | Twist | 1 | 15 | Living Room | 200808 | Living Room | 0.00047324
Table | Incandescent |  | Mini base | 1 | 60 | Living Room | 200808 | Living Room | 0.00047324
Table | Compact Fluorescent |  | Twist | 1 | 28 | Living Room | 200808 | Living Room | 0.00047324
Other | Incandescent |  | Other | 1 | 25 | Living Room | 200808 | Living Room | 0.00047324
Ceiling Fixture | Compact Fluorescent |  | Twist | 2 | 15 | Master Bedroom | 200809 | Master Bedroom | 0.00047324
Table | Incandescent |  | Standard A Lamp | 1 | 60 | Master Bedroom | 200809 | Master Bedroom | 0.00047324
Table | Compact Fluorescent |  | Twist | 1 | 15 | Master Bedroom | 200809 | Master Bedroom | 0.00047324
Wall Mount | Incandescent |  | Mini base | 2 | 40 | Bathroom | 2008010 | Bathroom | 0.00047324
Ceiling Fixture | Compact Fluorescent |  | Twist | 1 | 15 | Bathroom | 2008010 | Bathroom | 0.00047324
Ceiling Fixture | Linear Fluorescent | 48 | T-8 | 4 | 32 | Other | 2008011 | Other | 0.00047324
Ceiling Fixture | Linear Fluorescent | 48 | T-8 | 4 | 32 | Office | 2008012 | Office | 0.00047324
Ceiling Fixture | Linear Fluorescent | 48 | T-8 | 2 | 32 | Family Room | 2008013 | Family Room | 0.00047324
Recessed Can | Incandescent |  | Reflector | 1 | 75 | Hall | 2008014 | Hall | 0.00047324
Wall Mount | Incandescent |  | Globe | 3 | 40 | Bathroom | 2008015 | Bathroom | 0.00047324
Ceiling Fixture | Incandescent |  | Reflector | 1 | 60 | Bathroom | 2008015 | Bathroom | 0.00047324
Ceiling Fixture | Incandescent |  | Standard A Lamp | 1 | 60 | Closet | 200811 | Closet | 0.00052955
Wall Mount | Incandescent |  | Clear | 5 | 40 | Bathroom | 200812 | Bathroom | 0.00052955
Recessed Can | Incandescent |  | Reflector | 1 | 65 | Bedroom | 200813 | Bedroom | 0.00052955
Ceiling Fixture | Incandescent |  | Standard A Lamp | 1 | 75 | Bedroom | 200813 | Bedroom | 0.00052955
Recessed Can | Incandescent |  | Reflector | 1 | 65 | Living Room | 200814 | Living Room | 0.00052955
Wall Mount | Incandescent |  | Standard A Lamp | 1 | 75 | Living Room | 200814 | Living Room | 0.00052955
Chandelier (Hanging) | Incandescent |  | Standard A Lamp | 1 | 75 | Living Room | 200814 | Living Room | 0.00052955
Table | Incandescent |  | 3-Way Incandescent | 1 | 125 | Living Room | 200814 | Living Room | 0.00052955
Table | Incandescent |  | 3-Way Incandescent | 1 | 100 | Living Room | 200814 | Living Room | 0.00052955
Recessed Can | Incandescent |  | Clear | 1 | 75 | Other | 200815 | Other | 0.00052955
Ceiling Fixture | Linear Fluorescent | 48 | T-12 | 2 | 25 | Other | 200815 | Other | 0.00052955
Ceiling Fixture | Incandescent |  | Globe | 1 | 65 | Other | 200816 | Other | 0.00052955
Recessed Can | Incandescent |  | Standard A Lamp | 1 | 65 | Other | 200816 | Other | 0.00052955
Table | Incandescent |  | Standard A Lamp | 1 | 40 | Other | 200816 | Other | 0.00052955
Ceiling Fixture | Incandescent |  | Standard A Lamp | 1 | 75 | Garage | 200817 | Garage | 0.00052955
Ceiling Fixture | Incandescent |  | Standard A Lamp | 2 | 60 | Hall | 200818 | Hall | 0.00052955
Ceiling Fan | Incandescent |  | Standard A Lamp | 2 | 60 | Hall | 200818 | Hall | 0.00052955
Table | Incandescent |  | Decorative | 1 | 60 | Hall | 200818 | Hall | 0.00052955
Recessed Can | Incandescent |  | Reflector | 1 | 65 | Kitchen | 200819 | Kitchen | 0.00052955
Table | Incandescent |  | Standard A Lamp | 1 | 40 | Kitchen | 200819 | Kitchen | 0.00052955
Ceiling Fixture | Incandescent |  | Globe | 1 | 75 | Kitchen | 200819 | Kitchen | 0.00052955
Wall Mount | Incandescent |  | Mini base | 2 | 25 | Kitchen | 200819 | Kitchen | 0.00052955
Recessed Can | Incandescent |  | Reflector | 1 | 65 | Laundry Room | 2008110 | Laundry Room | 0.00052955
Recessed Can | Incandescent |  | Reflector | 1 | 65 | Living Room | 2008111 | Living Room | 0.00052955
Table | Incandescent |  | 3-Way Incandescent | 1 | 100 | Living Room | 2008111 | Living Room | 0.00052955
Table | Incandescent |  | Decorative | 2 | 45 | Living Room | 2008111 | Living Room | 0.00052955
Chandelier (Hanging) | Incandescent |  | Decorative | 5 | 65 | Bathroom | 2008112 | Bathroom | 0.00052955
Wall Mount | Incandescent |  | Clear | 3 | 60 | Bathroom | 2008112 | Bathroom | 0.00052955
Recessed Can | Incandescent |  | Standard A Lamp | 1 | 60 | Closet | 2008113 | Closet | 0.00052955
Chandelier (Hanging) | Incandescent |  | Standard A Lamp | 1 | 100 | Master Bedroom | 2008114 | Master Bedroom | 0.00052955
Table | Incandescent |  | Standard A Lamp | 1 | 100 | Master Bedroom | 2008114 | Master Bedroom | 0.00052955
Table | Incandescent |  | Decorative | 1 | 45 | Master Bedroom | 2008114 | Master Bedroom | 0.00052955
Chandelier (Hanging) | Incandescent |  | Decorative | 3 | 60 | Master Bedroom | 2008114 | Master Bedroom | 0.00052955
Table | Incandescent |  | Decorative | 2 | 65 | Office | 2008115 | Office | 0.00052955
Recessed Can | Incandescent |  | Reflector | 1 | 65 | Office | 2008115 | Office | 0.00052955
Table | Incandescent |  | Standard A Lamp | 1 | 100 | Office | 2008115 | Office | 0.00052955
Floor lamp | Incandescent |  | Clear | 1 | 100 | Family Room | 2008116 | Family Room | 0.00052955
Wall Mount | Incandescent |  | Decorative | 1 | 60 | Family Room | 2008116 | Family Room | 0.00052955
Table | Incandescent |  | 3-Way Incandescent | 1 | 100 | Family Room | 2008116 | Family Room | 0.00052955
Chandelier (Hanging) | Incandescent |  | Clear | 5 | 65 | Family Room | 2008116 | Family Room | 0.00052955
Ceiling Fixture | Compact Fluorescent |  | Twist | 2 | 15 | Kitchen | 200851 | Kitchen | 0.0010836
Ceiling Fixture | Compact Fluorescent |  | Twist | 2 | 15 | Bedroom | 200852 | Bedroom | 0.0010836
Table | Compact Fluorescent |  | Twist | 1 | 22 | Bedroom | 200852 | Bedroom | 0.0010836
Ceiling Fixture | Compact Fluorescent |  | Twist | 1 | 22 | Bedroom | 200853 | Bedroom | 0.0010836
Ceiling Fixture | Compact Fluorescent |  | Twist | 2 | 22 | Laundry Room | 200854 | Laundry Room | 0.0010836
Ceiling Fan | Compact Fluorescent |  | Twist | 3 | 15 | Dining Room | 200855 | Dining Room | 0.0010836
Ceiling Fixture | Compact Fluorescent |  | Twist | 4 | 15 | Living Room | 200856 | Living Room | 0.0010836
Chandelier (Hanging) | Compact Fluorescent |  | Straight Tube | 1 | 22 | Living Room | 200856 | Living Room | 0.0010836
Ceiling Fixture | Compact Fluorescent |  | Twist | 1 | 15 | Closet | 200857 | Closet | 0.0010836
Ceiling Fixture | Compact Fluorescent |  | Twist | 2 | 15 | Bathroom | 200858 | Bathroom | 0.0010836
Wall Mount | Compact Fluorescent |  | A shape bulb | 2 | 15 | Bathroom | 200858 | Bathroom | 0.0010836
Ceiling Fixture | Compact Fluorescent |  | Twist | 2 | 15 | Bedroom | 200859 | Bedroom | 0.0010836
Floor lamp | Compact Fluorescent |  | Twist | 1 | 22 | Family Room | 2008510 | Family Room | 0.0010836
Table | Compact Fluorescent |  | 3-Way CFL | 1 | 22 | Family Room | 2008510 | Family Room | 0.0010836
Wall Mount | Compact Fluorescent |  | Twist | 1 | 15 | Bedroom | 2008511 | Bedroom | 0.0010836
Track | Compact Fluorescent |  | Twist | 4 | 15 | Bedroom | 2008511 | Bedroom | 0.0010836
Chandelier (Hanging) | Incandescent |  | Standard A Lamp | 2 | 40 | Bathroom | 200881 | Bathroom | 0.00094081
Ceiling Fixture | Compact Fluorescent |  | Twist | 2 | 22 | Bedroom | 200882 | Bedroom | 0.00094081
Torchiere | Incandescent |  | Standard A Lamp | 1 | 60 | Bedroom | 200882 | Bedroom | 0.00094081
Table | Incandescent |  | 3-Way Incandescent | 1 | 100 | Bedroom | 200882 | Bedroom | 0.00094081
Ceiling Fixture | Compact Fluorescent |  | Straight Tube | 1 | 13 | Bedroom | 200883 | Bedroom | 0.00094081
Table | Compact Fluorescent |  | Twist | 1 | 13 | Bedroom | 200883 | Bedroom | 0.00094081
Ceiling Fixture | Incandescent |  | Standard A Lamp | 2 | 65 | Living Room | 200884 | Living Room | 0.00094081
Torchiere | Incandescent |  | Standard A Lamp | 1 | 60 | Living Room | 200884 | Living Room | 0.00094081
Torchiere | Halogen |  | Quartz Tube | 1 | 300 | Living Room | 200884 | Living Room | 0.00094081
Table | Incandescent |  | 3-Way Incandescent | 1 | 100 | Living Room | 200884 | Living Room | 0.00094081
Wall Mount | Incandescent |  | Standard A Lamp | 4 | 60 | Bathroom | 200886 | Bathroom | 0.00094081
Ceiling Fixture | Incandescent |  | Standard A Lamp | 2 | 40 | Bedroom | 200887 | Bedroom | 0.00094081
Torchiere | Halogen |  | Quartz Tube | 1 | 300 | Bedroom | 200887 | Bedroom | 0.00094081
Table | Incandescent |  | Standard A Lamp | 1 | 60 | Bedroom | 200887 | Bedroom | 0.00094081
Table | Halogen |  | MR | 1 | 20 | Bedroom | 200888 | Bedroom | 0.00094081
Ceiling Fixture | Compact Fluorescent |  | Twist | 2 | 22 | Bedroom | 200888 | Bedroom | 0.00094081
Torchiere | Halogen |  | Quartz Tube | 1 | 300 | Bedroom | 200888 | Bedroom | 0.00094081
Table | Incandescent |  | Standard A Lamp | 1 | 60 | Bedroom | 200888 | Bedroom | 0.00094081
Ceiling Fixture | Compact Fluorescent |  | Twist | 1 | 22 | Hall | 200889 | Hall | 0.00094081
Chandelier (Hanging) | Incandescent |  | Decorative | 3 | 60 | Dining Room | 2008810 | Dining Room | 0.00094081
Garage door opener | Compact Fluorescent |  | Twist | 1 | 15 | Garage | 2008811 | Garage | 0.00094081
Ceiling Fixture | Compact Fluorescent |  | Straight Tube | 1 | 15 | Garage | 2008811 | Garage | 0.00094081
Ceiling Fixture | Incandescent |  | Standard A Lamp | 1 | 40 | Hall | 2008812 | Hall | 0.00094081
Ceiling Fixture | Linear Fluorescent | 48 | T-12 | 5 | 40 | Kitchen | 2008813 | Kitchen | 0.00094081
Table | Incandescent |  | 3-Way Incandescent | 1 | 70 | Living Room | 2008814 | Living Room | 0.00094081
Floor lamp | Incandescent |  | 3-Way Incandescent | 1 | 100 | Living Room | 2008814 | Living Room | 0.00094081
Table | Incandescent |  | 3-Way Incandescent | 1 | 100 | Living Room | 2008814 | Living Room | 0.00094081
Torchiere | Halogen |  | Quartz Tube | 1 | 300 | Living Room | 2008814 | Living Room | 0.00094081
Chandelier (Hanging) | Incandescent |  | Standard A Lamp | 1 | 40 | Garage | 2008815 | Garage | 0.00094081
Torchiere | Incandescent |  | Standard A Lamp | 4 | 125 | Laundry Room | 2008816 | Laundry Room | 0.00094081
Ceiling Fixture | Incandescent |  | Standard A Lamp | 2 | 40 | Laundry Room | 2008816 | Laundry Room | 0.00094081
Table | Compact Fluorescent |  | Straight Tube | 1 | 15 | Laundry Room | 2008816 | Laundry Room | 0.00094081
Wall Mount | Incandescent |  | Standard A Lamp | 2 | 60 | Bathroom | 200891 | Bathroom | 0.00028447
Wall Mount | Incandescent |  | Standard A Lamp | 3 | 40 | Bathroom | 200892 | Bathroom | 0.00028447
Ceiling Fixture | Incandescent |  | Standard A Lamp | 2 | 65 | Bedroom | 200893 | Bedroom | 0.00028447
Table | Incandescent |  | Standard A Lamp | 1 | 60 | Bedroom | 200893 | Bedroom | 0.00028447
Ceiling Fixture | Incandescent |  | Standard A Lamp | 2 | 60 | Bedroom | 200894 | Bedroom | 0.00028447
Ceiling Fixture | Compact Fluorescent |  | Twist | 2 | 22 | Bedroom | 200895 | Bedroom | 0.00028447
Ceiling Fan | Incandescent |  | Standard A Lamp | 4 | 60 | Bedroom | 200896 | Bedroom | 0.00028447
Wall Mount | Incandescent |  | Standard A Lamp | 4 | 60 | Bedroom | 200896 | Bedroom | 0.00028447
Chandelier (Hanging) | Compact Fluorescent |  | Twist | 5 | 28 | Hall | 200897 | Hall | 0.00028447
Ceiling Fixture | Compact Fluorescent |  | Twist | 2 | 22 | Hall | 200897 | Hall | 0.00028447
Table | Compact Fluorescent |  | Twist | 1 | 22 | Family Room | 200898 | Family Room | 0.00028447
Ceiling Fixture | Incandescent |  | Standard A Lamp | 1 | 60 | Garage | 200899 | Garage | 0.00028447
Ceiling Fixture | Incandescent |  | Standard A Lamp | 2 | 60 | Hall | 2008910 | Hall | 0.00028447
Recessed Can | Incandescent |  | Reflector | 1 | 40 | Dining Room | 2008911 | Dining Room | 0.00028447
Ceiling Fixture | Compact Fluorescent |  | Twist | 2 | 22 | Dining Room | 2008911 | Dining Room | 0.00028447
Table | Compact Fluorescent |  | Twist | 1 | 22 | Dining Room | 2008911 | Dining Room | 0.00028447
Ceiling Fixture | Linear Fluorescent | 48 | T-8 | 4 | 40 | Laundry Room | 2008912 | Laundry Room | 0.00028447
Ceiling Fixture | Compact Fluorescent |  | Twist | 2 | 22 | Office | 2008913 | Office | 0.00028447
Ceiling Fixture | Incandescent |  | Standard A Lamp | 2 | 60 | Office | 200951 | Office | 0.00047324
Table | Incandescent |  | Standard A Lamp | 1 | 60 | Office | 200951 | Office | 0.00047324
Ceiling Fixture | Compact Fluorescent |  | Pin base | 1 | 22 | Other | 200952 | Other | 0.00047324
Ceiling Fixture | Compact Fluorescent |  | Pin base | 1 | 22 | Other | 200952 | Other | 0.00047324
Ceiling Fixture | Compact Fluorescent |  | Twist | 2 | 15 | Bedroom | 200953 | Bedroom | 0.00047324
Recessed Can | Incandescent |  | Reflector | 1 | 65 | Bedroom | 200953 | Bedroom | 0.00047324
Table | Incandescent |  | Mini base | 1 | 40 | Bedroom | 200953 | Bedroom | 0.00047324
Ceiling Fixture | Incandescent |  | Standard A Lamp | 1 | 60 | Master Bedroom | 200954 | Master Bedroom | 0.00047324
Recessed Can | Incandescent |  | Reflector | 1 | 65 | Hall | 200955 | Hall | 0.00047324
Recessed Can | Compact Fluorescent |  | Twist | 1 | 20 | Hall | 200955 | Hall | 0.00047324
Ceiling Fixture | Compact Fluorescent |  | Pin base | 1 | 22 | Bedroom | 200956 | Bedroom | 0.00047324
Ceiling Fixture | Compact Fluorescent |  | Pin base | 1 | 15 | Closet | 200957 | Closet | 0.00047324
Ceiling Fixture | Compact Fluorescent |  | Twist | 1 | 15 | Bathroom | 200958 | Bathroom | 0.00047324
Wall Mount | Incandescent |  | Standard A Lamp | 4 | 60 | Bathroom | 200958 | Bathroom | 0.00047324
Ceiling Fixture | Compact Fluorescent |  | Pin base | 1 | 22 | Bedroom | 200959 | Bedroom | 0.00047324
Ceiling Fixture | Compact Fluorescent |  | Pin base | 1 | 22 | Bedroom | 2009510 | Bedroom | 0.00047324
Recessed Can | Incandescent |  | Reflector | 1 | 65 | Hall | 2009511 | Hall | 0.00047324
Recessed Can | Compact Fluorescent |  | Flood | 1 | 15 | Hall | 2009511 | Hall | 0.00047324
Ceiling Fixture | Incandescent |  | Standard A Lamp | 2 | 60 | Family Room | 2009512 | Family Room | 0.00047324
Ceiling Fixture | Compact Fluorescent |  | Twist | 2 | 15 | Family Room | 2009512 | Family Room | 0.00047324
Wall Mount | Incandescent |  | Globe | 5 | 40 | Bathroom | 2009513 | Bathroom | 0.00047324
Ceiling Fixture | Incandescent |  | Standard A Lamp | 2 | 60 | Bathroom | 2009513 | Bathroom | 0.00047324
Recessed Can | Incandescent |  | Reflector | 1 | 65 | Kitchen | 2009514 | Kitchen | 0.00047324
Recessed Can | Compact Fluorescent |  | Flood | 1 | 15 | Kitchen | 2009514 | Kitchen | 0.00047324
Chandelier (Hanging) | Incandescent |  | Standard A Lamp | 1 | 60 | Kitchen | 2009514 | Kitchen | 0.00047324
Chandelier (Hanging) | Incandescent |  | Globe | 1 | 60 | Living Room | 2009515 | Living Room | 0.00047324
Chandelier (Hanging) | Incandescent |  | Standard A Lamp | 1 | 60 | Living Room | 2009515 | Living Room | 0.00047324
Table | Incandescent |  | Standard A Lamp | 1 | 100 | Living Room | 2009515 | Living Room | 0.00047324
Floor lamp | Compact Fluorescent |  | Twist | 1 | 22 | Living Room | 2009515 | Living Room | 0.00047324
Chandelier (Hanging) | Compact Fluorescent |  | Globe | 5 | 15 | Living Room | 2009515 | Living Room | 0.00047324
Ceiling Fixture | Incandescent |  | Standard A Lamp | 1 | 60 | Closet | 2009516 | Closet | 0.00047324
Ceiling Fixture | Incandescent |  | Standard A Lamp | 1 | 60 | Hall | 2009517 | Hall | 0.00047324
Ceiling Fixture | Compact Fluorescent |  | Pin base | 1 | 22 | Laundry Room | 2009518 | Laundry Room | 0.00047324
Ceiling Fixture | Compact Fluorescent |  | Twist | 1 | 15 | Bathroom | 201001 | Bathroom | 0.00052955
Ceiling Fixture | Compact Fluorescent |  | Twist | 2 | 15 | Bedroom | 201002 | Bedroom | 0.00052955
Ceiling Fixture | Compact Fluorescent |  | Twist | 2 | 15 | Bedroom | 201003 | Bedroom | 0.00052955
Ceiling Fixture | Compact Fluorescent |  | Twist | 2 | 15 | Bedroom | 201004 | Bedroom | 0.00052955
Ceiling Fixture | Compact Fluorescent |  | Twist | 1 | 15 | Other | 201005 | Other | 0.00052955
Ceiling Fan | Incandescent |  | Decorative | 4 | 40 | Family Room | 201006 | Family Room | 0.00052955
Floor lamp | Compact Fluorescent |  | Twist | 1 | 15 | Family Room | 201006 | Family Room | 0.00052955
Table | Compact Fluorescent |  | Twist | 1 | 15 | Family Room | 201006 | Family Room | 0.00052955
Ceiling Fixture | Incandescent |  | Standard A Lamp | 1 | 60 | Garage | 201007 | Garage | 0.00052955
Ceiling Fixture | Compact Fluorescent |  | Twist | 1 | 15 | Hall | 201008 | Hall | 0.00052955
Ceiling Fixture | Compact Fluorescent |  | Twist | 2 | 15 | Kitchen | 201009 | Kitchen | 0.00052955
Ceiling Fixture | Compact Fluorescent |  | Twist | 1 | 15 | Laundry Room | 2010010 | Laundry Room | 0.00052955
Wall Mount | Incandescent |  | Clear | 4 | 40 | Bathroom | 201061 | Bathroom | 0.00094081
Ceiling Fixture | Incandescent |  | Colored | 2 | 60 | Bathroom | 201061 | Bathroom | 0.00094081
Ceiling Fan | Compact Fluorescent |  | Circline (Screw Base) | 1 | 22 | Dining Room | 201062 | Dining Room | 0.00094081
Ceiling Fixture | Incandescent |  | Standard A Lamp | 2 | 60 | Hall | 201063 | Hall | 0.00094081
Track | Halogen |  | MR | 4 | 50 | Kitchen | 201064 | Kitchen | 0.00094081
Torchiere | Compact Fluorescent |  | Twist | 1 | 22 | Master Bedroom | 201065 | Master Bedroom | 0.00094081
Chandelier (Hanging) | Compact Fluorescent |  | Twist | 1 | 15 | Master Bedroom | 201065 | Master Bedroom | 0.00094081
Ceiling Fixture | Incandescent |  | Standard A Lamp | 1 | 60 | Master Bedroom | 201066 | Master Bedroom | 0.00094081
Ceiling Fixture | Compact Fluorescent |  | Twist | 1 | 15 | Master Bedroom | 201066 | Master Bedroom | 0.00094081
Ceiling Fixture | Incandescent |  | Standard A Lamp | 1 | 100 | Other | 201067 | Other | 0.00094081
Ceiling Fixture | Incandescent |  | Standard A Lamp | 1 | 100 | Bedroom | 201068 | Bedroom | 0.00094081
Wall Mount | Incandescent |  | Standard A Lamp | 3 | 60 | Bathroom | 201081 | Bathroom | 0.00094081
Ceiling Fan | Incandescent |  | Reflector | 2 | 250 | Bathroom | 201081 | Bathroom | 0.00094081
Ceiling Fixture | Incandescent |  | Standard A Lamp | 2 | 60 | Bedroom | 201082 | Bedroom | 0.00094081
Ceiling Fixture | Incandescent |  | Standard A Lamp | 1 | 60 | Bedroom | 201083 | Bedroom | 0.00094081
Ceiling Fixture | Incandescent |  | Standard A Lamp | 2 | 60 | Bedroom | 201083 | Bedroom | 0.00094081
Ceiling Fixture | Compact Fluorescent |  | Twist | 2 | 22 | Bedroom | 201084 | Bedroom | 0.00094081
Ceiling Fixture | Incandescent |  | Standard A Lamp | 1 | 60 | Hall | 201085 | Hall | 0.00094081
Ceiling Fixture | Compact Fluorescent |  | Twist | 1 | 15 | Garage | 201086 | Garage | 0.00094081
Garage door opener | Incandescent |  | Standard A Lamp | 1 | 60 | Garage | 201086 | Garage | 0.00094081
Ceiling Fixture | Incandescent |  | Standard A Lamp | 1 | 60 | Hall | 201087 | Hall | 0.00094081
Ceiling Fixture | Incandescent |  | Standard A Lamp | 1 | 60 | Hall | 201088 | Hall | 0.00094081
Ceiling Fan | Incandescent |  | Mini base | 3 | 40 | Hall | 201089 | Hall | 0.00094081
Ceiling Fixture | Incandescent |  | Standard A Lamp | 1 | 60 | Hall | 201089 | Hall | 0.00094081
Ceiling Fixture | Linear Fluorescent | 48 | T-12 | 2 | 40 | Hall | 201089 | Hall | 0.00094081
Recessed Can | Incandescent |  | Reflector | 1 | 65 | Hall | 201089 | Hall | 0.00094081
Ceiling Fixture | Linear Fluorescent | 48 | T-12 | 2 | 40 | Laundry Room | 2010810 | Laundry Room | 0.00094081
Ceiling Fan | Compact Fluorescent |  | Twist | 4 | 22 | Living Room | 2010811 | Living Room | 0.00094081
Wall Mount | Incandescent |  | Standard A Lamp | 3 | 60 | Bathroom | 2010812 | Bathroom | 0.00094081
Ceiling Fan | Incandescent |  | Standard A Lamp | 1 | 60 | Bathroom | 2010812 | Bathroom | 0.00094081
Ceiling Fan | Incandescent |  | Reflector | 2 | 250 | Bathroom | 2010812 | Bathroom | 0.00094081
Ceiling Fixture | Incandescent |  | Standard A Lamp | 1 | 60 | Bathroom | 2010812 | Bathroom | 0.00094081
Recessed Can | Incandescent |  | Reflector | 2 | 65 | Bathroom | 2010812 | Bathroom | 0.00094081
Ceiling Fan | Compact Fluorescent |  | Twist | 4 | 22 | Master Bedroom | 2010813 | Master Bedroom | 0.00094081
Ceiling Fixture | Compact Fluorescent |  | Twist | 1 | 15 | Bathroom | 201091 | Bathroom | 0.00040077
Ceiling Fixture | Compact Fluorescent |  | Twist | 1 | 15 | Bedroom | 201092 | Bedroom | 0.00040077
Ceiling Fixture | Compact Fluorescent |  | Twist | 1 | 15 | Bedroom | 201093 | Bedroom | 0.00040077
Table | Linear Fluorescent | 15 | T-8 | 1 | 12 | Bedroom | 201093 | Bedroom | 0.00040077
Ceiling Fixture | Incandescent |  | Standard A Lamp | 1 | 60 | Garage | 201094 | Garage | 0.00040077
Ceiling Fixture | Incandescent |  | Standard A Lamp | 1 | 25 | Kitchen | 201095 | Kitchen | 0.00040077
Ceiling Fixture | Incandescent |  | Standard A Lamp | 2 | 40 | Kitchen | 201096 | Kitchen | 0.00040077
Ceiling Fixture | Incandescent |  | Standard A Lamp | 1 | 60 | Laundry Room | 201097 | Laundry Room | 0.00040077
Ceiling Fan | Incandescent |  | Standard A Lamp | 2 | 25 | Living Room | 201098 | Living Room | 0.00040077
Ceiling Fan | Compact Fluorescent |  | Twist | 2 | 15 | Living Room | 201098 | Living Room | 0.00040077
Ceiling Fixture | Incandescent |  | Standard A Lamp | 1 | 60 | Other | 201099 | Other | 0.00040077
Ceiling Fixture | Compact Fluorescent |  | Pin base | 3 | 15 | Bathroom | 201111 | Bathroom | 0.0005169
Ceiling Fixture | Incandescent |  | Standard A Lamp | 2 | 60 | Bedroom | 201112 | Bedroom | 0.0005169
Ceiling Fixture | Halogen |  | MR | 3 | 20 | Kitchen | 201113 | Kitchen | 0.0005169
Ceiling Fixture | Incandescent |  | Standard A Lamp | 1 | 60 | Kitchen | 201113 | Kitchen | 0.0005169
Torchiere | Halogen |  | Quartz Tube | 1 | 50 | Living Room | 201114 | Living Room | 0.0005169
Ceiling Fixture | Incandescent |  | Standard A Lamp | 1 | 60 | Office | 201115 | Office | 0.0005169
Floor lamp | Compact Fluorescent |  | Twist | 3 | 22 | Office | 201115 | Office | 0.0005169
Ceiling Fixture | Linear Fluorescent | 48 | T-5 | 3 | 20 | Office | 201115 | Office | 0.0005169
Wall Mount | Linear Fluorescent | 24 | T-8 | 1 | 32 | Bathroom | 201171 | Bathroom | 0.00052955
Ceiling Fixture | Incandescent |  | Standard A Lamp | 2 | 60 | Bedroom | 201172 | Bedroom | 0.00052955
Ceiling Fixture | Compact Fluorescent |  | Twist | 2 | 15 | Bedroom | 201173 | Bedroom | 0.00052955
Ceiling Fixture | Linear Fluorescent | 48 | T-8 | 2 | 40 | Kitchen | 201174 | Kitchen | 0.00052955
Ceiling Fixture | Compact Fluorescent |  | Twist | 1 | 15 | Kitchen | 201174 | Kitchen | 0.00052955
Ceiling Fixture | Incandescent |  | Standard A Lamp | 2 | 60 | Laundry Room | 201175 | Laundry Room | 0.00052955
Ceiling Fixture | Linear Fluorescent | 48 | T-8 | 2 | 40 | Living Room | 201176 | Living Room | 0.00052955
Table | Incandescent |  | Standard A Lamp | 1 | 60 | Living Room | 201176 | Living Room | 0.00052955
Ceiling Fixture | Incandescent |  | Standard A Lamp | 2 | 60 | Hall | 201177 | Hall | 0.00052955
Ceiling Fixture | Compact Fluorescent |  | Twist | 2 | 15 | Bedroom | 201251 | Bedroom | 0.00094081
Table | Incandescent |  | Standard A Lamp | 1 | 60 | Bedroom | 201251 | Bedroom | 0.00094081
Ceiling Fan | Compact Fluorescent |  | Twist | 1 | 22 | Master Bedroom | 201252 | Master Bedroom | 0.00094081
Wall Mount | Incandescent |  | Globe | 3 | 60 | Bathroom | 201253 | Bathroom | 0.00094081
Ceiling Fixture | Linear Fluorescent | 48 | T-12 | 2 | 40 | Garage | 201254 | Garage | 0.00094081
Ceiling Fixture | Incandescent |  | Reflector | 3 | 65 | Garage | 201254 | Garage | 0.00094081
Ceiling Fixture | Linear Fluorescent | 24 | T-12 | 1 | 40 | Hall | 201255 | Hall | 0.00094081
Ceiling Fixture | Incandescent |  | Reflector | 3 | 40 | Hall | 201255 | Hall | 0.00094081
Ceiling Fixture | Incandescent |  | Globe | 2 | 100 | Hall | 201255 | Hall | 0.00094081
Ceiling Fixture | Linear Fluorescent | 48 | T-12 | 2 | 40 | Kitchen | 201256 | Kitchen | 0.00094081
Other | Incandescent |  | Standard A Lamp | 1 | 40 | Kitchen | 201256 | Kitchen | 0.00094081
Table | Compact Fluorescent |  | Twist | 2 | 15 | Living Room | 201257 | Living Room | 0.00094081
Floor lamp | Compact Fluorescent |  | Twist | 2 | 15 | Living Room | 201257 | Living Room | 0.00094081
Table | Incandescent |  | Standard A Lamp | 1 | 100 | Living Room | 201257 | Living Room | 0.00094081
Ceiling Fixture | Linear Fluorescent | 48 | T-12 | 2 | 40 | Master Bedroom | 201258 | Master Bedroom | 0.00094081
Table | Compact Fluorescent |  | Twist | 1 | 15 | Master Bedroom | 201258 | Master Bedroom | 0.00094081
Wall Mount | Linear Fluorescent | 24 | T-12 | 2 | 20 | Bathroom | 201259 | Bathroom | 0.00094081
Chandelier (Hanging) | Incandescent |  | Mini base | 5 | 40 | Dining Room | 2012510 | Dining Room | 0.00094081
Wall Mount | Incandescent |  | Globe | 8 | 40 | Bathroom | 201521 | Bathroom | 0.00094081
Ceiling Fixture | Incandescent |  | Standard A Lamp | 1 | 60 | Bathroom | 201521 | Bathroom | 0.00094081
Ceiling Fixture | Incandescent |  | Standard A Lamp | 1 | 100 | Hall | 201522 | Hall | 0.00094081
Ceiling Fixture | Incandescent |  | Standard A Lamp | 1 | 100 | Bedroom | 201523 | Bedroom | 0.00094081
Table | Incandescent |  | Standard A Lamp | 1 | 150 | Bedroom | 201523 | Bedroom | 0.00094081
Ceiling Fixture | Linear Fluorescent | 48 | T-12 | 2 | 40 | Family Room | 201524 | Family Room | 0.00094081
Ceiling Fixture | Linear Fluorescent | 48 | T-12 | 2 | 40 | Other | 201525 | Other | 0.00094081
Recessed Can | Incandescent |  | Heat Lamp | 1 | 150 | Bathroom | 201526 | Bathroom | 0.00094081
Wall Mount | Incandescent |  | Globe | 4 | 40 | Bathroom | 201526 | Bathroom | 0.00094081
Ceiling Fixture | Incandescent |  | Standard A Lamp | 1 | 100 | Bedroom | 201527 | Bedroom | 0.00094081
Ceiling Fixture | Incandescent |  | Standard A Lamp | 1 | 100 | Bedroom | 201528 | Bedroom | 0.00094081
Table | Compact Fluorescent |  | Pin base | 1 | 7 | Bedroom | 201528 | Bedroom | 0.00094081
Ceiling Fixture | Incandescent |  | Standard A Lamp | 1 | 60 | Bedroom | 201529 | Bedroom | 0.00094081
Ceiling Fixture | Incandescent |  | Standard A Lamp | 1 | 100 | Bedroom | 2015210 | Bedroom | 0.00094081
Ceiling Fixture | Incandescent |  | Standard A Lamp | 1 | 60 | Other | 2015211 | Other | 0.00094081
Ceiling Fixture | Compact Fluorescent |  | Twist | 1 | 22 | Other | 2015211 | Other | 0.00094081
Ceiling Fixture | Linear Fluorescent | 96 | T-12 | 2 | 60 | Garage | 2015212 | Garage | 0.00094081
Garage door opener | Incandescent |  | Standard A Lamp | 1 | 60 | Garage | 2015212 | Garage | 0.00094081
Table | Incandescent |  | Standard A Lamp | 1 | 60 | Garage | 2015212 | Garage | 0.00094081
Ceiling Fixture | Linear Fluorescent | 48 | T-12 | 2 | 40 | Garage | 2015212 | Garage | 0.00094081
Ceiling Fixture | Incandescent |  | Standard A Lamp | 1 | 100 | Hall | 2015213 | Hall | 0.00094081
Ceiling Fixture | Linear Fluorescent | 48 | T-12 | 2 | 40 | Kitchen | 2015214 | Kitchen | 0.00094081
Ceiling Fixture | Incandescent |  | Standard A Lamp | 1 | 60 | Kitchen | 2015214 | Kitchen | 0.00094081
Chandelier (Hanging) | Incandescent |  | Standard A Lamp | 4 | 60 | Kitchen | 2015214 | Kitchen | 0.00094081
Ceiling Fixture | Compact Fluorescent |  | Pin base | 1 | 22 | Laundry Room | 2015215 | Laundry Room | 0.00094081
Ceiling Fixture | Incandescent |  | Standard A Lamp | 1 | 100 | Living Room | 2015216 | Living Room | 0.00094081
Ceiling Fixture | Incandescent |  | Standard A Lamp | 3 | 60 | Living Room | 2015216 | Living Room | 0.00094081
Wall Mount | Incandescent |  | Globe | 3 | 40 | Bathroom | 2015217 | Bathroom | 0.00094081
Ceiling Fixture | Incandescent |  | Standard A Lamp | 1 | 100 | Master Bedroom | 2015218 | Master Bedroom | 0.00094081
Table | Incandescent |  | Decorative | 1 | 60 | Master Bedroom | 2015218 | Master Bedroom | 0.00094081
Ceiling Fixture | Incandescent |  | Standard A Lamp | 1 | 60 | Laundry Room | 201541 | Laundry Room | 0.00094081
Wall Mount | Incandescent |  | Standard A Lamp | 1 | 60 | Bathroom | 201542 | Bathroom | 0.00094081
Chandelier (Hanging) | Incandescent |  | Mini base | 5 | 40 | Dining Room | 201543 | Dining Room | 0.00094081
Chandelier (Hanging) | Incandescent |  | Mini base | 5 | 40 | Hall | 201544 | Hall | 0.00094081
Recessed Can | Incandescent |  | Reflector | 1 | 65 | Family Room | 201545 | Family Room | 0.00094081
Ceiling Fan | Incandescent |  | Standard A Lamp | 4 | 60 | Living Room | 201546 | Living Room | 0.00094081
Ceiling Fixture | Linear Fluorescent | 48 | T-12 | 4 | 40 | Garage | 201547 | Garage | 0.00094081
Garage door opener | Incandescent |  | Standard A Lamp | 2 | 40 | Garage | 201547 | Garage | 0.00094081
Recessed Can | Incandescent |  | Reflector | 1 | 65 | Kitchen | 201548 | Kitchen | 0.00094081
Ceiling Fan | Incandescent |  | Standard A Lamp | 2 | 60 | Master Bedroom | 201549 | Master Bedroom | 0.00094081
Wall Mount | Incandescent |  | Standard A Lamp | 4 | 60 | Bathroom | 2015410 | Bathroom | 0.00094081
Ceiling Fixture | Incandescent |  | Standard A Lamp | 2 | 60 | Closet | 2015411 | Closet | 0.00094081
Recessed Can | Incandescent |  | Standard A Lamp | 1 | 60 | Bathroom | 2015412 | Bathroom | 0.00094081
Ceiling Fixture | Incandescent |  | Standard A Lamp | 3 | 60 | Bedroom | 2015413 | Bedroom | 0.00094081
Ceiling Fixture | Incandescent |  | Standard A Lamp | 2 | 60 | Bedroom | 2015414 | Bedroom | 0.00094081
Table | Incandescent |  | Mini base | 1 | 5 | Bedroom | 2015414 | Bedroom | 0.00094081
Ceiling Fixture | Incandescent |  | Standard A Lamp | 2 | 60 | Bedroom | 2015415 | Bedroom | 0.00094081
Ceiling Fixture | Compact Fluorescent |  | Twist | 2 | 22 | Hall | 2015416 | Hall | 0.00094081
Ceiling Fixture | Incandescent |  | Standard A Lamp | 2 | 60 | Hall | 2015417 | Hall | 0.00094081
Wall Mount | Incandescent |  | Standard A Lamp | 3 | 40 | Bathroom | 2015418 | Bathroom | 0.00094081
Ceiling Fixture | Incandescent |  | Standard A Lamp | 3 | 100 | Bedroom | 201551 | Bedroom | 0.00040077
Floor lamp | Incandescent |  | Standard A Lamp | 1 | 100 | Bedroom | 201551 | Bedroom | 0.00040077
Ceiling Fixture | Incandescent |  | Standard A Lamp | 3 | 60 | Bedroom | 201552 | Bedroom | 0.00040077
Table | Incandescent |  | Standard A Lamp | 1 | 75 | Bedroom | 201552 | Bedroom | 0.00040077
Torchiere | Incandescent |  | Standard A Lamp | 2 | 60 | Bedroom | 201552 | Bedroom | 0.00040077
Wall Mount | Incandescent |  | Standard A Lamp | 4 | 60 | Bathroom | 201553 | Bathroom | 0.00040077
Ceiling Fan | Incandescent |  | Reflector | 2 | 125 | Bathroom | 201553 | Bathroom | 0.00040077
Wall Mount | Incandescent |  | Standard A Lamp | 4 | 75 | Bathroom | 201554 | Bathroom | 0.00040077
Ceiling Fan | Incandescent |  | Reflector | 2 | 125 | Bathroom | 201554 | Bathroom | 0.00040077
Recessed Can | Incandescent |  | Reflector | 1 | 125 | Dining Room | 201555 | Dining Room | 0.00040077
Recessed Can | Incandescent |  | Reflector | 1 | 65 | Family Room | 201556 | Family Room | 0.00040077
Track | Incandescent |  | Reflector | 4 | 65 | Family Room | 201556 | Family Room | 0.00040077
Torchiere | Incandescent |  | Standard A Lamp | 1 | 75 | Family Room | 201556 | Family Room | 0.00040077
Ceiling Fixture | Compact Fluorescent |  | Pin base | 2 | 15 | Hall | 201557 | Hall | 0.00040077
Ceiling Fixture | Compact Fluorescent |  | Twist | 2 | 15 | Hall | 201558 | Hall | 0.00040077
Recessed Can | Compact Fluorescent |  | Reflector | 1 | 22 | Kitchen | 201559 | Kitchen | 0.00040077
Ceiling Fixture | Linear Fluorescent | 44 | T-12 | 2 | 20 | Kitchen | 201559 | Kitchen | 0.00040077
Other | Incandescent |  | Clear | 1 | 25 | Kitchen | 201559 | Kitchen | 0.00040077
Ceiling Fixture | Incandescent |  | Standard A Lamp | 1 | 100 | Laundry Room | 2015510 | Laundry Room | 0.00040077
Recessed Can | Incandescent |  | Reflector | 1 | 65 | Laundry Room | 2015510 | Laundry Room | 0.00040077
Table | Incandescent |  | Standard A Lamp | 1 | 40 | Living Room | 2015511 | Living Room | 0.00040077
Torchiere | Incandescent |  | Standard A Lamp | 1 | 75 | Living Room | 2015511 | Living Room | 0.00040077
Ceiling Fixture | Incandescent |  | Standard A Lamp | 3 | 60 | Master Bedroom | 2015512 | Master Bedroom | 0.00040077
Table | Incandescent |  | Standard A Lamp | 1 | 40 | Master Bedroom | 2015512 | Master Bedroom | 0.00040077
Other | Linear Fluorescent | 23 | T-12 | 1 | 16 | Master Bedroom | 2015512 | Master Bedroom | 0.00040077
Table | Incandescent |  | Mini base | 1 | 25 | Master Bedroom | 2015512 | Master Bedroom | 0.00040077
Ceiling Fixture | Linear Fluorescent | 96 | T-12 | 2 | 100 | Garage | 2015513 | Garage | 0.00040077
Ceiling Fixture | Linear Fluorescent | 96 | T-12 | 2 | 100 | Other | 2015514 | Other | 0.00040077
Ceiling Fixture | Incandescent |  | Heat Lamp | 2 | 125 | Bathroom | 201561 | Bathroom | 0.00040077
Wall Mount | Incandescent |  | Globe | 4 | 60 | Bathroom | 201561 | Bathroom | 0.00040077
Wall Mount | Incandescent |  | Globe | 4 | 60 | Bathroom | 201562 | Bathroom | 0.00040077
Chandelier (Hanging) | Incandescent |  | Standard A Lamp | 1 | 75 | Bedroom | 201563 | Bedroom | 0.00040077
Table | Incandescent |  | Standard A Lamp | 1 | 65 | Bedroom | 201563 | Bedroom | 0.00040077
Ceiling Fixture | Incandescent |  | Standard A Lamp | 2 | 65 | Dining Room | 201564 | Dining Room | 0.00040077
Ceiling Fixture | Incandescent |  | Standard A Lamp | 1 | 65 | Hall | 201565 | Hall | 0.00040077
Chandelier (Hanging) | Compact Fluorescent |  | Twist | 1 | 22 | Family Room | 201566 | Family Room | 0.00040077
Table | Incandescent |  | Standard A Lamp | 1 | 75 | Family Room | 201566 | Family Room | 0.00040077
Ceiling Fixture | Incandescent |  | Decorative | 1 | 65 | Bedroom | 201567 | Bedroom | 0.00040077
Ceiling Fixture | Incandescent |  | Standard A Lamp | 2 | 75 | Hall | 201568 | Hall | 0.00040077
Ceiling Fixture | Incandescent |  | Standard A Lamp | 2 | 65 | Kitchen | 201569 | Kitchen | 0.00040077
Ceiling Fixture | Incandescent |  | Standard A Lamp | 1 | 65 | Office | 2015610 | Office | 0.00040077
Ceiling Fixture | Incandescent |  | Standard A Lamp | 2 | 65 | Bedroom | 2015611 | Bedroom | 0.00040077
Ceiling Fixture | Incandescent |  | Standard A Lamp | 2 | 65 | Laundry Room | 2015612 | Laundry Room | 0.00040077
Table | Incandescent |  | Standard A Lamp | 1 | 60 | Other | 201631 | Other | 0.0005169
Wall Mount | Incandescent |  | Standard A Lamp | 3 | 60 | Closet | 201632 | Closet | 0.0005169
Wall Mount | Compact Fluorescent |  | A shape bulb | 1 | 15 | Bathroom | 201633 | Bathroom | 0.0005169
Ceiling Fixture | Incandescent |  | Standard A Lamp | 1 | 60 | Bathroom | 201633 | Bathroom | 0.0005169
Floor lamp | Incandescent |  | Standard A Lamp | 1 | 60 | Closet | 201634 | Closet | 0.0005169
Ceiling Fixture | Incandescent |  | Standard A Lamp | 5 | 60 | Dining Room | 201635 | Dining Room | 0.0005169
Table | Compact Fluorescent |  | Straight Tube | 1 | 27 | Dining Room | 201635 | Dining Room | 0.0005169
Table | Incandescent |  | Standard A Lamp | 1 | 60 | Dining Room | 201635 | Dining Room | 0.0005169
Ceiling Fixture | Incandescent |  | Standard A Lamp | 2 | 60 | Garage | 201636 | Garage | 0.0005169
Garage door opener | Incandescent |  | Standard A Lamp | 2 | 60 | Garage | 201637 | Garage | 0.0005169
Garage door opener | Incandescent |  | Standard A Lamp | 1 | 60 | Garage | 201637 | Garage | 0.0005169
Ceiling Fixture | Linear Fluorescent | 48 | T-12 | 2 | 40 | Kitchen | 201638 | Kitchen | 0.0005169
Ceiling Fixture | Incandescent |  | Standard A Lamp | 1 | 60 | Laundry Room | 201639 | Laundry Room | 0.0005169
Floor lamp | Incandescent |  | 3-Way Incandescent | 1 | 300 | Living Room | 2016310 | Living Room | 0.0005169
Wall Mount | Incandescent |  | 3-Way Incandescent | 1 | 250 | Living Room | 2016310 | Living Room | 0.0005169
Wall Mount | Incandescent |  | 3-Way Incandescent | 1 | 150 | Living Room | 2016310 | Living Room | 0.0005169
Table | Incandescent |  | 3-Way Incandescent | 1 | 150 | Living Room | 2016310 | Living Room | 0.0005169
Floor lamp | Compact Fluorescent |  | Straight Tube | 1 | 27 | Living Room | 2016310 | Living Room | 0.0005169
Wall Mount | Incandescent |  | Standard A Lamp | 2 | 60 | Master Bedroom | 2016311 | Master Bedroom | 0.0005169
Table | Incandescent |  | Standard A Lamp | 1 | 60 | Master Bedroom | 2016311 | Master Bedroom | 0.0005169
Wall Mount | Incandescent |  | Standard A Lamp | 1 | 60 | Other | 2016312 | Other | 0.0005169
Wall Mount | Incandescent |  | Standard A Lamp | 1 | 100 | Office | 2016313 | Office | 0.0005169
Ceiling Fixture | Incandescent |  | Standard A Lamp | 1 | 60 | Office | 2016313 | Office | 0.0005169
Table | Incandescent |  | Standard A Lamp | 1 | 60 | Office | 2016313 | Office | 0.0005169
Ceiling Fixture | Linear Fluorescent | 48 | T-12 | 2 | 40 | Other | 2016314 | Other | 0.0005169
Ceiling Fixture | Incandescent |  | Reflector | 1 | 75 | Family Room | 201661 | Family Room | 0.0005169
Recessed Can | Incandescent |  | Reflector | 1 | 65 | Master Bedroom | 201662 | Master Bedroom | 0.0005169
Ceiling Fixture | Incandescent |  | Reflector | 3 | 75 | Closet | 201663 | Closet | 0.0005169
Wall Mount | Incandescent |  | Globe | 8 | 25 | Bathroom | 201664 | Bathroom | 0.0005169
Ceiling Fixture | Incandescent |  | Reflector | 2 | 150 | Bathroom | 201664 | Bathroom | 0.0005169
Ceiling Fixture | Linear Fluorescent | 48 | T-4 | 2 | 40 | Garage | 201665 | Garage | 0.0005169
Garage door opener | Incandescent |  | Standard A Lamp | 1 | 100 | Garage | 201665 | Garage | 0.0005169
Other | Halogen |  | MR | 2 | 150 | Garage | 201665 | Garage | 0.0005169
Ceiling Fixture | Incandescent |  | Standard A Lamp | 2 | 60 | Laundry Room | 201666 | Laundry Room | 0.0005169
Ceiling Fixture | Incandescent |  | Standard A Lamp | 2 | 60 | Bedroom | 201667 | Bedroom | 0.0005169
Table | Incandescent |  | Standard A Lamp | 1 | 100 | Bedroom | 201667 | Bedroom | 0.0005169
Recessed Can | Incandescent |  | Reflector | 1 | 65 | Dining Room | 201668 | Dining Room | 0.0005169
Recessed Can | Incandescent |  | Reflector | 1 | 75 | Kitchen | 201669 | Kitchen | 0.0005169
Table | Compact Fluorescent |  | Twist | 1 | 15 | Kitchen | 201669 | Kitchen | 0.0005169
Floor lamp | Halogen |  | Quartz Tube | 1 | 300 | Kitchen | 201669 | Kitchen | 0.0005169
Table | Incandescent |  | Standard A Lamp | 1 | 100 | Living Room | 2016610 | Living Room | 0.0005169
Recessed Can | Incandescent |  | Reflector | 1 | 75 | Living Room | 2016610 | Living Room | 0.0005169
Ceiling Fixture | Incandescent |  | Mini base | 4 | 25 | Hall | 2016611 | Hall | 0.0005169
Recessed Can | Incandescent |  | Reflector | 1 | 65 | Hall | 2016611 | Hall | 0.0005169
Ceiling Fixture | Incandescent |  | Standard A Lamp | 1 | 60 | Office | 2016612 | Office | 0.0005169
Floor lamp | Incandescent |  | Standard A Lamp | 1 | 60 | Office | 2016612 | Office | 0.0005169
Wall Mount | Incandescent |  | Globe | 6 | 25 | Bathroom | 2016613 | Bathroom | 0.0005169
Wall Mount | Incandescent |  | Standard A Lamp | 2 | 60 | Bathroom | 201681 | Bathroom | 0.00040077
Ceiling Fixture | Incandescent |  | Heat Lamp | 1 | 75 | Bathroom | 201681 | Bathroom | 0.00040077
Ceiling Fixture | Compact Fluorescent |  | Twist | 1 | 15 | Bathroom | 201682 | Bathroom | 0.00040077
Wall Mount | Compact Fluorescent |  | Twist | 1 | 15 | Bathroom | 201682 | Bathroom | 0.00040077
Chandelier (Hanging) | Compact Fluorescent |  | Twist | 4 | 15 | Dining Room | 201683 | Dining Room | 0.00040077
Table | Compact Fluorescent |  | Twist | 1 | 15 | Family Room | 201684 | Family Room | 0.00040077
Ceiling Fan | Incandescent |  | Decorative | 4 | 40 | Family Room | 201684 | Family Room | 0.00040077
Ceiling Fixture | Incandescent |  | Standard A Lamp | 2 | 60 | Family Room | 201684 | Family Room | 0.00040077
Ceiling Fixture | Compact Fluorescent |  | Twist | 1 | 22 | Garage | 201685 | Garage | 0.00040077
Garage door opener | Compact Fluorescent |  | Twist | 2 | 15 | Garage | 201685 | Garage | 0.00040077
Ceiling Fixture | Compact Fluorescent |  | Twist | 3 | 15 | Bedroom | 201686 | Bedroom | 0.00040077
Floor lamp | Incandescent |  | Decorative | 3 | 40 | Bedroom | 201686 | Bedroom | 0.00040077
Recessed Can | Incandescent |  | Reflector | 1 | 60 | Hall | 201687 | Hall | 0.00040077
Recessed Can | Incandescent |  | Reflector | 1 | 60 | Hall | 201688 | Hall | 0.00040077
Torchiere | Compact Fluorescent |  | Twist | 2 | 15 | Kitchen | 201689 | Kitchen | 0.00040077
Ceiling Fixture | Linear Fluorescent | 48 | T-12 | 2 | 40 | Kitchen | 201689 | Kitchen | 0.00040077
Recessed Can | Incandescent |  | Reflector | 1 | 60 | Kitchen | 201689 | Kitchen | 0.00040077
Ceiling Fixture | Linear Fluorescent | 48 | T-8 | 4 | 32 | Laundry Room | 2016810 | Laundry Room | 0.00040077
Recessed Can | Compact Fluorescent |  | Twist | 1 | 15 | Bathroom | 2016811 | Bathroom | 0.00040077
Wall Mount | Compact Fluorescent |  | A shape bulb | 3 | 15 | Bathroom | 2016811 | Bathroom | 0.00040077
Ceiling Fixture | Incandescent |  | Standard A Lamp | 2 | 60 | Master Bedroom | 2016812 | Master Bedroom | 0.00040077
Table | Incandescent |  | Decorative | 1 | 60 | Master Bedroom | 2016812 | Master Bedroom | 0.00040077
Recessed Can | Compact Fluorescent |  | Twist | 1 | 15 | Closet | 2016813 | Closet | 0.00040077
Ceiling Fixture | Compact Fluorescent |  | Twist | 3 | 15 | Office | 2016814 | Office | 0.00040077
Floor lamp | Compact Fluorescent |  | Twist | 1 | 15 | Office | 2016814 | Office | 0.00040077
Ceiling Fixture | Linear Fluorescent | 96 | T-12 | 2 | 110 | Other | 201801 | Other | 0.00040077
Wall Mount | Compact Fluorescent |  | Globe | 6 | 14 | Bathroom | 201802 | Bathroom | 0.00040077
Ceiling Fan | Compact Fluorescent |  | Twist | 1 | 15 | Bedroom | 201803 | Bedroom | 0.00040077
Table | Incandescent |  | Standard A Lamp | 1 | 60 | Bedroom | 201803 | Bedroom | 0.00040077
Ceiling Fan | Compact Fluorescent |  | Twist | 1 | 15 | Bedroom | 201804 | Bedroom | 0.00040077
Ceiling Fixture | Compact Fluorescent |  | Twist | 2 | 15 | Bedroom | 201805 | Bedroom | 0.00040077
Table | Incandescent |  | Standard A Lamp | 1 | 60 | Bedroom | 201805 | Bedroom | 0.00040077
Ceiling Fixture | Compact Fluorescent |  | Twist | 1 | 15 | Other | 201806 | Other | 0.00040077
Wall Mount | Compact Fluorescent |  | Globe | 8 | 14 | Bathroom | 201807 | Bathroom | 0.00040077
Ceiling Fixture | Compact Fluorescent |  | Twist | 1 | 15 | Bathroom | 201807 | Bathroom | 0.00040077
Wall Mount | Compact Fluorescent |  | Twist | 1 | 15 | Other | 201808 | Other | 0.00040077
Ceiling Fan | Compact Fluorescent |  | Twist | 4 | 22 | Other | 201808 | Other | 0.00040077
Table | Compact Fluorescent |  | Twist | 1 | 15 | Other | 201808 | Other | 0.00040077
Chandelier (Hanging) | Compact Fluorescent |  | Twist | 1 | 15 | Hall | 201809 | Hall | 0.00040077
Recessed Can | Compact Fluorescent |  | Reflector | 1 | 15 | Hall | 201809 | Hall | 0.00040077
Chandelier (Hanging) | Incandescent |  | Decorative | 3 | 40 | Kitchen | 2018010 | Kitchen | 0.00040077
Ceiling Fixture | Linear Fluorescent | 48 | T-12 | 4 | 40 | Kitchen | 2018010 | Kitchen | 0.00040077
Chandelier (Hanging) | Incandescent |  | Reflector | 1 | 60 | Kitchen | 2018010 | Kitchen | 0.00040077
Recessed - other | Halogen |  | PAR | 1 | 20 | Kitchen | 2018010 | Kitchen | 0.00040077
Ceiling Fixture | Compact Fluorescent |  | Twist | 2 | 15 | Laundry Room | 2018011 | Laundry Room | 0.00040077
Floor lamp | Compact Fluorescent |  | 3-Way CFL | 2 | 15 | Living Room | 2018012 | Living Room | 0.00040077
Track | Halogen |  | PAR | 2 | 20 | Living Room | 2018012 | Living Room | 0.00040077
Ceiling Fixture | Compact Fluorescent |  | Twist | 2 | 15 | Living Room | 2018012 | Living Room | 0.00040077
Table | Incandescent |  | Standard A Lamp | 1 | 60 | Living Room | 2018012 | Living Room | 0.00040077
Recessed Can | Compact Fluorescent |  | Reflector | 1 | 15 | Living Room | 2018012 | Living Room | 0.00040077
Wall Mount | Compact Fluorescent |  | 3-Way CFL | 3 | 11 | Bathroom | 2018013 | Bathroom | 0.00040077
Ceiling Fixture | Compact Fluorescent |  | Twist | 1 | 15 | Bathroom | 2018013 | Bathroom | 0.00040077
Recessed Can | Compact Fluorescent |  | Reflector | 1 | 15 | Master Bedroom | 2018014 | Master Bedroom | 0.00040077
Ceiling Fixture | Compact Fluorescent |  | Twist | 1 | 15 | Master Bedroom | 2018014 | Master Bedroom | 0.00040077
Ceiling Fixture | Compact Fluorescent |  | Twist | 1 | 15 | Master Bedroom | 2018014 | Master Bedroom | 0.00040077
Ceiling Fixture | Compact Fluorescent |  | Twist | 1 | 15 | Office | 2018015 | Office | 0.00040077
Recessed Can | Compact Fluorescent |  | Twist | 1 | 15 | Office | 2018015 | Office | 0.00040077
Ceiling Fixture | Incandescent |  | Reflector | 1 | 40 | Office | 2018015 | Office | 0.00040077
Ceiling Fixture | Compact Fluorescent |  | Circline (Screw Base) | 1 | 28 | Closet | 2018016 | Closet | 0.00040077
Ceiling Fixture | Linear Fluorescent | 48 | T-12 | 1 | 40 | Other | 2018017 | Other | 0.00040077
Ceiling Fixture | Linear Fluorescent | 48 | T-12 | 2 | 40 | Other | 2018018 | Other | 0.00040077
Recessed Can | Incandescent |  | Reflector | 1 | 75 | Bathroom | 201821 | Bathroom | 0.002127
Ceiling Fan | Incandescent |  | Standard A Lamp | 1 | 60 | Bathroom | 201821 | Bathroom | 0.002127
Ceiling Fixture | Incandescent |  | Standard A Lamp | 1 | 60 | Bedroom | 201822 | Bedroom | 0.002127
Ceiling Fixture | Incandescent |  | Standard A Lamp | 1 | 60 | Hall | 201823 | Hall | 0.002127
Recessed Can | Incandescent |  | Reflector | 1 | 75 | Kitchen | 201824 | Kitchen | 0.002127
Ceiling Fixture | Linear Fluorescent | 44 | T-12 | 2 | 40 | Kitchen | 201824 | Kitchen | 0.002127
Ceiling Fixture | Linear Fluorescent | 44 | T-12 | 2 | 40 | Laundry Room | 201825 | Laundry Room | 0.002127
Table | Incandescent |  | Standard A Lamp | 1 | 125 | Living Room | 201826 | Living Room | 0.002127
Table | Incandescent |  | Standard A Lamp | 1 | 60 | Living Room | 201826 | Living Room | 0.002127
Table | Compact Fluorescent |  | Twist | 1 | 15 | Living Room | 201826 | Living Room | 0.002127
Ceiling Fixture | Incandescent |  | Standard A Lamp | 3 | 60 | Living Room | 201826 | Living Room | 0.002127
Recessed Can | Incandescent |  | Reflector | 1 | 75 | Bathroom | 201827 | Bathroom | 0.002127
Recessed Can | Incandescent |  | Standard A Lamp | 1 | 60 | Bathroom | 201827 | Bathroom | 0.002127
Ceiling Fan | Incandescent |  | Standard A Lamp | 1 | 60 | Bathroom | 201827 | Bathroom | 0.002127
Ceiling Fixture | Linear Fluorescent | 20 | Fluorescent Unknown | 2 | 20 | Bathroom | 201827 | Bathroom | 0.002127
Ceiling Fixture | Linear Fluorescent | 96 | T-12 | 2 | 100 | Garage | 201828 | Garage | 0.002127
Garage door opener | Incandescent |  | Standard A Lamp | 2 | 60 | Garage | 201828 | Garage | 0.002127
Ceiling Fan | Incandescent |  | Standard A Lamp | 1 | 60 | Bedroom | 201829 | Bedroom | 0.002127
Table | Compact Fluorescent |  | Twist | 1 | 15 | Bedroom | 201829 | Bedroom | 0.002127
Wall Mount | Incandescent |  | Clear | 2 | 75 | Other | 2018210 | Other | 0.002127
Ceiling Fixture | Incandescent |  | Standard A Lamp | 1 | 75 | Other | 201841 | Other | 0.00040077
Ceiling Fixture | Incandescent |  | Standard A Lamp | 1 | 75 | Bathroom | 201842 | Bathroom | 0.00040077
Ceiling Fixture | Incandescent |  | Standard A Lamp | 1 | 75 | Bedroom | 201843 | Bedroom | 0.00040077
Table | Incandescent |  | Standard A Lamp | 1 | 75 | Bedroom | 201843 | Bedroom | 0.00040077
Ceiling Fan | Compact Fluorescent |  | Twist | 4 | 15 | Dining Room | 201844 | Dining Room | 0.00040077
Ceiling Fixture | Incandescent |  | Standard A Lamp | 1 | 75 | Kitchen | 201845 | Kitchen | 0.00040077
Ceiling Fixture | Incandescent |  | Standard A Lamp | 2 | 60 | Master Bedroom | 201846 | Master Bedroom | 0.00040077
Ceiling Fixture | Incandescent |  | Decorative | 4 | 40 | Master Bedroom | 201846 | Master Bedroom | 0.00040077
Ceiling Fan | Compact Fluorescent |  | Twist | 1 | 22 | Living Room | 201847 | Living Room | 0.00040077
Floor lamp | Compact Fluorescent |  | Twist | 3 | 22 | Living Room | 201847 | Living Room | 0.00040077
Ceiling Fixture | Incandescent |  | Standard A Lamp | 1 | 60 | Laundry Room | 201848 | Laundry Room | 0.00040077
Ceiling Fixture | Compact Fluorescent |  | Twist | 1 | 15 | Kitchen | 201851 | Kitchen | 0.00047324
Recessed Can | Compact Fluorescent |  | Flood | 1 | 15 | Kitchen | 201851 | Kitchen | 0.00047324
Ceiling Fixture | Compact Fluorescent |  | Twist | 1 | 15 | Bathroom | 201852 | Bathroom | 0.00047324
Wall Mount | Incandescent |  | Mini base | 2 | 60 | Bathroom | 201852 | Bathroom | 0.00047324
Ceiling Fixture | Compact Fluorescent |  | Twist | 2 | 15 | Master Bedroom | 201853 | Master Bedroom | 0.00047324
Table | Compact Fluorescent |  | Twist | 2 | 15 | Master Bedroom | 201853 | Master Bedroom | 0.00047324
Table | Incandescent |  | Standard A Lamp | 2 | 60 | Master Bedroom | 201853 | Master Bedroom | 0.00047324
Ceiling Fixture | Incandescent |  | Standard A Lamp | 1 | 60 | Closet | 201854 | Closet | 0.00047324
Chandelier (Hanging) | Incandescent |  | Standard A Lamp | 3 | 60 | Dining Room | 201855 | Dining Room | 0.00047324
Table | Compact Fluorescent |  | Twist | 1 | 22 | Living Room | 201856 | Living Room | 0.00047324
Floor lamp | Compact Fluorescent |  | Twist | 1 | 28 | Living Room | 201856 | Living Room | 0.00047324
Ceiling Fixture | Compact Fluorescent |  | Twist | 2 | 15 | Hall | 201857 | Hall | 0.00047324
Chandelier (Hanging) | Incandescent |  | Clear | 3 | 60 | Hall | 201857 | Hall | 0.00047324
Ceiling Fixture | Compact Fluorescent |  | Twist | 2 | 15 | Bedroom | 201858 | Bedroom | 0.00047324
Wall Mount | Compact Fluorescent |  | Twist | 3 | 15 | Bathroom | 201859 | Bathroom | 0.00047324
Ceiling Fixture | Compact Fluorescent |  | Pin base | 2 | 15 | Bedroom | 2018510 | Bedroom | 0.00047324
Table | Compact Fluorescent |  | Twist | 1 | 15 | Bedroom | 2018510 | Bedroom | 0.00047324
Ceiling Fixture | Compact Fluorescent |  | Twist | 2 | 15 | Bedroom | 2018511 | Bedroom | 0.00047324
Table | Compact Fluorescent |  | Twist | 1 | 15 | Bedroom | 2018511 | Bedroom | 0.00047324
Floor lamp | Compact Fluorescent |  | Straight Tube | 1 | 15 | Bedroom | 2018511 | Bedroom | 0.00047324
Ceiling Fixture | Linear Fluorescent | 48 | T-12 | 2 | 40 | Garage | 2018512 | Garage | 0.00047324
Wall Mount | Compact Fluorescent |  | A shape bulb | 4 | 7 | Bathroom | 201881 | Bathroom | 0.00040077
Chandelier (Hanging) | Compact Fluorescent |  | Twist | 6 | 15 | Bathroom | 201882 | Bathroom | 0.00040077
Ceiling Fan | Incandescent |  | Standard A Lamp | 5 | 40 | Dining Room | 201883 | Dining Room | 0.00040077
Ceiling Fixture | Compact Fluorescent |  | Twist | 1 | 22 | Hall | 201884 | Hall | 0.00040077
Ceiling Fixture | Compact Fluorescent |  | Pin base | 1 | 28 | Garage | 201885 | Garage | 0.00040077
Ceiling Fixture | Incandescent |  | Standard A Lamp | 2 | 40 | Bedroom | 201886 | Bedroom | 0.00040077
Table | Incandescent |  | Standard A Lamp | 1 | 60 | Bedroom | 201886 | Bedroom | 0.00040077
Table | Compact Fluorescent |  | Twist | 1 | 22 | Bedroom | 201887 | Bedroom | 0.00040077
Ceiling Fixture | Compact Fluorescent |  | Twist | 1 | 22 | Bedroom | 201887 | Bedroom | 0.00040077
Ceiling Fixture | Compact Fluorescent |  | Twist | 1 | 22 | Hall | 201888 | Hall | 0.00040077
Ceiling Fixture | Incandescent |  | Standard A Lamp | 2 | 40 | Kitchen | 201889 | Kitchen | 0.00040077
High bay | Compact Fluorescent |  | Twist | 1 | 15 | Kitchen | 201889 | Kitchen | 0.00040077
High bay | Compact Fluorescent |  | Twist | 1 | 22 | Kitchen | 201889 | Kitchen | 0.00040077
Table | Compact Fluorescent |  | A shape bulb | 1 | 15 | Living Room | 2018810 | Living Room | 0.00040077
Ceiling Fixture | Incandescent |  | Standard A Lamp | 2 | 40 | Master Bedroom | 2018811 | Master Bedroom | 0.00040077
Track | Incandescent |  | Standard A Lamp | 1 | 40 | Master Bedroom | 2018811 | Master Bedroom | 0.00040077
Ceiling Fixture | Incandescent |  | Standard A Lamp | 1 | 60 | Laundry Room | 2018812 | Laundry Room | 0.00040077
Wall Mount | Incandescent |  | Globe | 4 | 40 | Bathroom | 202001 | Bathroom | 0.0004784
Ceiling Fixture | Incandescent |  | Heat Lamp | 1 | 150 | Bathroom | 202001 | Bathroom | 0.0004784
Wall Mount | Compact Fluorescent |  | Twist | 3 | 15 | Bathroom | 202002 | Bathroom | 0.0004784
Ceiling Fixture | Incandescent |  | Heat Lamp | 1 | 150 | Bathroom | 202002 | Bathroom | 0.0004784
Ceiling Fixture | Incandescent |  | Standard A Lamp | 1 | 60 | Bedroom | 202003 | Bedroom | 0.0004784
Ceiling Fixture | Compact Fluorescent |  | Twist | 2 | 15 | Closet | 202004 | Closet | 0.0004784
Ceiling Fixture | Compact Fluorescent |  | A shape bulb | 1 | 15 | Garage | 202005 | Garage | 0.0004784
Recessed Can | Compact Fluorescent |  | Twist | 1 | 15 | Hall | 202006 | Hall | 0.0004784
Recessed Can | Compact Fluorescent |  | Reflector | 1 | 22 | Kitchen | 202007 | Kitchen | 0.0004784
Chandelier (Hanging) | Incandescent |  | Globe | 1 | 60 | Kitchen | 202007 | Kitchen | 0.0004784
Torchiere | Compact Fluorescent |  | A shape bulb | 1 | 15 | Living Room | 202008 | Living Room | 0.0004784
Ceiling Fixture | Incandescent |  | Reflector | 1 | 75 | Living Room | 202008 | Living Room | 0.0004784
Ceiling Fan | Compact Fluorescent |  | A shape bulb | 3 | 7 | Office | 202009 | Office | 0.0004784
Ceiling Fixture | Compact Fluorescent |  | Twist | 2 | 15 | Office | 2020010 | Office | 0.0004784
Ceiling Fan | Incandescent |  | Standard A Lamp | 1 | 60 | Master Bedroom | 2020011 | Master Bedroom | 0.0004784
Ceiling Fan | Incandescent |  | Standard A Lamp | 1 | 60 | Bedroom | 202061 | Bedroom | 0.00040077
Ceiling Fan | Incandescent |  | Standard A Lamp | 1 | 60 | Bedroom | 202062 | Bedroom | 0.00040077
Track | Incandescent |  | Clear | 1 | 60 | Bedroom | 202062 | Bedroom | 0.00040077
Ceiling Fan | Incandescent |  | Standard A Lamp | 1 | 40 | Bedroom | 202063 | Bedroom | 0.00040077
Table | Incandescent |  | Standard A Lamp | 1 | 60 | Bedroom | 202063 | Bedroom | 0.00040077
Ceiling Fixture | Halogen |  | MR | 3 | 75 | Bathroom | 202064 | Bathroom | 0.00040077
Ceiling Fixture | Incandescent |  | Standard A Lamp | 1 | 60 | Bathroom | 202065 | Bathroom | 0.00040077
Ceiling Fixture | Incandescent |  | Standard A Lamp | 1 | 75 | Closet | 202066 | Closet | 0.00040077
Ceiling Fan | Incandescent |  | Standard A Lamp | 1 | 60 | Family Room | 202067 | Family Room | 0.00040077
Ceiling Fixture | Incandescent |  | Standard A Lamp | 1 | 60 | Hall | 202068 | Hall | 0.00040077
Ceiling Fixture | Incandescent |  | Standard A Lamp | 1 | 60 | Hall | 202069 | Hall | 0.00040077
Ceiling Fixture | Incandescent |  | Standard A Lamp | 1 | 60 | Kitchen | 2020610 | Kitchen | 0.00040077
Ceiling Fixture | Compact Fluorescent |  | Twist | 2 | 15 | Kitchen | 2020610 | Kitchen | 0.00040077
Ceiling Fan | Incandescent |  | Standard A Lamp | 1 | 60 | Kitchen | 2020610 | Kitchen | 0.00040077
Ceiling Fixture | Incandescent |  | Standard A Lamp | 2 | 60 | Living Room | 2020611 | Living Room | 0.00040077
Floor lamp | Incandescent |  | Mini base | 3 | 60 | Living Room | 2020611 | Living Room | 0.00040077
Ceiling Fan | Incandescent |  | Standard A Lamp | 1 | 60 | Master Bedroom | 2020612 | Master Bedroom | 0.00040077
Table | Incandescent |  | Standard A Lamp | 1 | 60 | Master Bedroom | 2020612 | Master Bedroom | 0.00040077
Ceiling Fixture | Incandescent |  | Standard A Lamp | 3 | 100 | Bedroom | 202151 | Bedroom | 0.00040077
Table | Incandescent |  | Standard A Lamp | 1 | 75 | Bedroom | 202151 | Bedroom | 0.00040077
Ceiling Fixture | Incandescent |  | Standard A Lamp | 3 | 75 | Bedroom | 202152 | Bedroom | 0.00040077
Table | Incandescent |  | Mini base | 3 | 40 | Bedroom | 202152 | Bedroom | 0.00040077
Chandelier (Hanging) | Incandescent |  | Decorative | 6 | 40 | Dining Room | 202153 | Dining Room | 0.00040077
Ceiling Fixture | Linear Fluorescent | 12 | T-8 | 1 | 15 | Dining Room | 202153 | Dining Room | 0.00040077
Ceiling Fixture | Incandescent |  | Standard A Lamp | 1 | 150 | Bathroom | 202154 | Bathroom | 0.00040077
Chandelier (Hanging) | Incandescent |  | Standard A Lamp | 2 | 75 | Bathroom | 202154 | Bathroom | 0.00040077
Ceiling Fixture | Incandescent |  | Standard A Lamp | 4 | 60 | Family Room | 202155 | Family Room | 0.00040077
Ceiling Fixture | Incandescent |  | Standard A Lamp | 1 | 100 | Hall | 202156 | Hall | 0.00040077
Ceiling Fixture | Incandescent |  | Standard A Lamp | 2 | 40 | Hall | 202157 | Hall | 0.00040077
Table | Incandescent |  | Standard A Lamp | 2 | 40 | Hall | 202157 | Hall | 0.00040077
Wall Mount | Incandescent |  | Mini base | 1 | 40 | Hall | 202157 | Hall | 0.00040077
Ceiling Fixture | Linear Fluorescent | 12 | T-8 | 1 | 20 | Hall | 202157 | Hall | 0.00040077
Ceiling Fixture | Incandescent |  | Standard A Lamp | 1 | 100 | Other | 202158 | Other | 0.00040077
Ceiling Fixture | Linear Fluorescent | 48 | T-12 | 2 | 40 | Kitchen | 202159 | Kitchen | 0.00040077
Recessed Can | Incandescent |  | Reflector | 1 | 75 | Kitchen | 202159 | Kitchen | 0.00040077
Ceiling Fixture | Incandescent |  | Standard A Lamp | 1 | 100 | Laundry Room | 2021510 | Laundry Room | 0.00040077
Ceiling Fixture | Incandescent |  | Standard A Lamp | 5 | 100 | Bathroom | 2021511 | Bathroom | 0.00040077
Ceiling Fixture | Incandescent |  | Standard A Lamp | 3 | 60 | Master Bedroom | 2021512 | Master Bedroom | 0.00040077
Table | Incandescent |  | Standard A Lamp | 1 | 75 | Master Bedroom | 2021512 | Master Bedroom | 0.00040077
Table | Compact Fluorescent |  | Twist | 1 | 13 | Master Bedroom | 2021512 | Master Bedroom | 0.00040077
Ceiling Fixture | Incandescent |  | Standard A Lamp | 2 | 60 | Office | 2021513 | Office | 0.00040077
Ceiling Fixture | Halogen |  | PAR | 2 | 75 | Office | 2021513 | Office | 0.00040077
Ceiling Fixture | Linear Fluorescent | 12 | T-8 | 1 | 20 | Office | 2021513 | Office | 0.00040077
Table | Incandescent |  | Standard A Lamp | 1 | 100 | Living Room | 2021514 | Living Room | 0.00040077
Chandelier (Hanging) | Incandescent |  | Globe | 1 | 60 | Living Room | 2021514 | Living Room | 0.00040077
Table | Compact Fluorescent |  | Twist | 1 | 22 | Living Room | 2021514 | Living Room | 0.00040077
Chandelier (Hanging) | Halogen |  | Quartz Tube | 3 | 50 | Living Room | 2021514 | Living Room | 0.00040077
Wall Mount | Incandescent |  | Globe | 4 | 40 | Bathroom | 2021515 | Bathroom | 0.00040077
Wall Mount | Compact Fluorescent |  | Globe | 7 | 14 | Bathroom | 202301 | Bathroom | 0.00028447
Chandelier (Hanging) | Incandescent |  | Clear | 1 | 75 | Bathroom | 202301 | Bathroom | 0.00028447
Chandelier (Hanging) | Compact Fluorescent |  | Twist | 3 | 13 | Bedroom | 202302 | Bedroom | 0.00028447
Table | Incandescent |  | Standard A Lamp | 1 | 100 | Bedroom | 202302 | Bedroom | 0.00028447
Ceiling Fixture | Linear Fluorescent | 48 | T-12 | 4 | 40 | Bedroom | 202303 | Bedroom | 0.00028447
Ceiling Fixture | Incandescent |  | Standard A Lamp | 1 | 75 | Closet | 202304 | Closet | 0.00028447
Chandelier (Hanging) | Compact Fluorescent |  | Twist | 3 | 13 | Dining Room | 202305 | Dining Room | 0.00028447
Ceiling Fixture | Compact Fluorescent |  | Twist | 1 | 18 | Hall | 202306 | Hall | 0.00028447
Chandelier (Hanging) | Compact Fluorescent |  | Twist | 1 | 23 | Hall | 202307 | Hall | 0.00028447
Chandelier (Hanging) | Incandescent |  | Standard A Lamp | 1 | 100 | Hall | 202307 | Hall | 0.00028447
Ceiling Fixture | Linear Fluorescent | 48 | T-12 | 4 | 40 | Kitchen | 202308 | Kitchen | 0.00028447
Ceiling Fixture | Compact Fluorescent |  | Twist | 1 | 23 | Kitchen | 202308 | Kitchen | 0.00028447
Chandelier (Hanging) | Incandescent |  | Standard A Lamp | 1 | 100 | Laundry Room | 202309 | Laundry Room | 0.00028447
Chandelier (Hanging) | Compact Fluorescent |  | Twist | 5 | 13 | Living Room | 2023010 | Living Room | 0.00028447
Chandelier (Hanging) | Compact Fluorescent |  | Twist | 2 | 13 | Living Room | 2023010 | Living Room | 0.00028447
Chandelier (Hanging) | Compact Fluorescent |  | Twist | 1 | 23 | Bathroom | 2023011 | Bathroom | 0.00028447
Chandelier (Hanging) | Incandescent |  | 3-Way Incandescent | 1 | 200 | Master Bedroom | 2023012 | Master Bedroom | 0.00028447
Table | Compact Fluorescent |  | Twist | 1 | 23 | Master Bedroom | 2023012 | Master Bedroom | 0.00028447
Ceiling Fixture | Incandescent |  | Standard A Lamp | 1 | 60 | Closet | 2023013 | Closet | 0.00028447
Chandelier (Hanging) | Incandescent |  | Standard A Lamp | 2 | 100 | Office | 2023014 | Office | 0.00028447
Ceiling Fixture | Incandescent |  | Standard A Lamp | 1 | 60 | Office | 2023014 | Office | 0.00028447
Ceiling Fixture | Compact Fluorescent |  | Straight Tube | 1 | 18 | Closet | 2023015 | Closet | 0.00028447
Ceiling Fixture | Linear Fluorescent | 48 | T-12 | 2 | 40 | Other | 2023016 | Other | 0.00028447
Ceiling Fixture | Compact Fluorescent |  | Circline (Screw Base) | 1 | 22 | Other | 2023016 | Other | 0.00028447
Wall Mount | Incandescent |  | Standard A Lamp | 1 | 60 | Hall | 2023017 | Hall | 0.00028447
Ceiling Fixture | Compact Fluorescent |  | Circline (Screw Base) | 1 | 22 | Other | 2023018 | Other | 0.00028447
Table | Incandescent |  | Standard A Lamp | 2 | 25 | Living Room | 202441 | Living Room | 0.0005169
Floor lamp | Halogen |  | MR | 1 | 150 | Living Room | 202441 | Living Room | 0.0005169
Ceiling Fixture | Linear Fluorescent | 48 | T-12 | 2 | 40 | Garage | 202442 | Garage | 0.0005169
Ceiling Fixture | Incandescent |  | Standard A Lamp | 1 | 60 | Hall | 202443 | Hall | 0.0005169
Wall Mount | Incandescent |  | Standard A Lamp | 1 | 25 | Closet | 202444 | Closet | 0.0005169
Ceiling Fixture | Incandescent |  | Standard A Lamp | 1 | 75 | Bathroom | 202445 | Bathroom | 0.0005169
Wall Mount | Incandescent |  | Standard A Lamp | 2 | 75 | Bathroom | 202445 | Bathroom | 0.0005169
Ceiling Fixture | Incandescent |  | Standard A Lamp | 2 | 100 | Bedroom | 202446 | Bedroom | 0.0005169
Ceiling Fixture | Incandescent |  | Standard A Lamp | 2 | 100 | Bedroom | 202447 | Bedroom | 0.0005169
Chandelier (Hanging) | Incandescent |  | Standard A Lamp | 6 | 40 | Dining Room | 202448 | Dining Room | 0.0005169
Table | Incandescent |  | Mini base | 1 | 60 | Dining Room | 202448 | Dining Room | 0.0005169
Ceiling Fixture | Compact Fluorescent |  | Twist | 2 | 15 | Kitchen | 202449 | Kitchen | 0.0005169
Ceiling Fixture | Incandescent |  | Clear | 3 | 40 | Hall | 2024410 | Hall | 0.0005169
Table | Incandescent |  | Standard A Lamp | 1 | 40 | Hall | 2024410 | Hall | 0.0005169
Ceiling Fixture | Incandescent |  | Standard A Lamp | 2 | 60 | Bedroom | 2024411 | Bedroom | 0.0005169
Ceiling Fixture | Incandescent |  | Standard A Lamp | 3 | 75 | Master Bedroom | 2024412 | Master Bedroom | 0.0005169
Table | Incandescent |  | Mini base | 1 | 60 | Master Bedroom | 2024412 | Master Bedroom | 0.0005169
Wall Mount | Incandescent |  | Standard A Lamp | 2 | 100 | Bathroom | 2024413 | Bathroom | 0.0005169
Ceiling Fixture | Incandescent |  | Heat Lamp | 2 | 150 | Bathroom | 2024413 | Bathroom | 0.0005169
Ceiling Fan | Incandescent |  | Standard A Lamp | 2 | 60 | Hall | 2024414 | Hall | 0.0005169
Ceiling Fixture | Incandescent |  | Standard A Lamp | 2 | 75 | Family Room | 2024415 | Family Room | 0.0005169
Ceiling Fixture | Compact Fluorescent |  | Twist | 1 | 15 | Bathroom | 202451 | Bathroom | 0.0005169
Table | Compact Fluorescent |  | A shape bulb | 1 | 14 | Kitchen | 202452 | Kitchen | 0.0005169
Wall Mount | Compact Fluorescent |  | Twist | 1 | 15 | Kitchen | 202452 | Kitchen | 0.0005169
Ceiling Fixture | Compact Fluorescent |  | Twist | 2 | 22 | Kitchen | 202452 | Kitchen | 0.0005169
Ceiling Fixture | Incandescent |  | Standard A Lamp | 1 | 60 | Other | 202501 | Other | 0.0030496
Ceiling Fixture | Incandescent |  | Standard A Lamp | 2 | 60 | Bathroom | 202502 | Bathroom | 0.0030496
Wall Mount | Compact Fluorescent |  | Twist | 1 | 15 | Bathroom | 202503 | Bathroom | 0.0030496
Ceiling Fixture | Incandescent |  | Standard A Lamp | 3 | 60 | Bedroom | 202504 | Bedroom | 0.0030496
Ceiling Fixture | Incandescent |  | Standard A Lamp | 2 | 60 | Bedroom | 202505 | Bedroom | 0.0030496
Floor lamp | Incandescent |  | Standard A Lamp | 1 | 60 | Bedroom | 202505 | Bedroom | 0.0030496
Ceiling Fixture | Incandescent |  | Standard A Lamp | 1 | 60 | Bedroom | 202506 | Bedroom | 0.0030496
Table | Incandescent |  | Standard A Lamp | 1 | 60 | Bedroom | 202506 | Bedroom | 0.0030496
Ceiling Fixture | Incandescent |  | Standard A Lamp | 1 | 60 | Bedroom | 202507 | Bedroom | 0.0030496
Recessed Can | Incandescent |  | Reflector | 1 | 65 | Bedroom | 202508 | Bedroom | 0.0030496
Table | Incandescent |  | Standard A Lamp | 1 | 60 | Bedroom | 202508 | Bedroom | 0.0030496
Ceiling Fixture | Linear Fluorescent | 16 | T-12 | 3 | 75 | Garage | 202509 | Garage | 0.0030496
Ceiling Fixture | Linear Fluorescent | 48 | T-12 | 2 | 40 | Garage | 202509 | Garage | 0.0030496
Garage door opener | Incandescent |  | Standard A Lamp | 1 | 60 | Garage | 202509 | Garage | 0.0030496
Ceiling Fixture | Compact Fluorescent |  | Twist | 2 | 15 | Garage | 202509 | Garage | 0.0030496
Chandelier (Hanging) | Incandescent |  | Decorative | 3 | 40 | Hall | 2025010 | Hall | 0.0030496
Ceiling Fixture | Incandescent |  | Standard A Lamp | 1 | 60 | Hall | 2025010 | Hall | 0.0030496
Ceiling Fixture | Linear Fluorescent | 48 | T-12 | 4 | 40 | Kitchen | 2025011 | Kitchen | 0.0030496
Recessed Can | Incandescent |  | Reflector | 1 | 65 | Kitchen | 2025011 | Kitchen | 0.0030496
Ceiling Fixture | Compact Fluorescent |  | Twist | 2 | 15 | Laundry Room | 2025012 | Laundry Room | 0.0030496
Ceiling Fixture | Linear Fluorescent | 48 | T-12 | 2 | 40 | Laundry Room | 2025012 | Laundry Room | 0.0030496
Table | Compact Fluorescent |  | Twist | 1 | 15 | Living Room | 2025013 | Living Room | 0.0030496
Chandelier (Hanging) | Incandescent |  | Standard A Lamp | 3 | 60 | Living Room | 2025013 | Living Room | 0.0030496
Ceiling Fixture | Compact Fluorescent |  | Twist | 1 | 15 | Other | 202641 | Other | 0.00029634
Ceiling Fixture | Incandescent |  | Standard A Lamp | 2 | 60 | Other | 202641 | Other | 0.00029634
Recessed Can | Compact Fluorescent |  | Flood | 1 | 22 | Kitchen | 202642 | Kitchen | 0.00029634
Recessed Can | Compact Fluorescent |  | Flood | 1 | 22 | Living Room | 202643 | Living Room | 0.00029634
Floor lamp | Incandescent |  | 3-Way Incandescent | 1 | 100 | Living Room | 202643 | Living Room | 0.00029634
Wall Mount | Compact Fluorescent |  | Twist | 1 | 15 | Hall | 202644 | Hall | 0.00029634
Ceiling Fixture | Compact Fluorescent |  | Twist | 1 | 15 | Hall | 202644 | Hall | 0.00029634
Ceiling Fixture | Compact Fluorescent |  | Twist | 3 | 22 | Bedroom | 202645 | Bedroom | 0.00029634
Wall Mount | Halogen |  | MR | 3 | 50 | Bathroom | 202646 | Bathroom | 0.00029634
Ceiling Fixture | Compact Fluorescent |  | Twist | 1 | 15 | Bathroom | 202646 | Bathroom | 0.00029634
Ceiling Fixture | Compact Fluorescent |  | Twist | 3 | 22 | Bedroom | 202647 | Bedroom | 0.00029634
Wall Mount | Compact Fluorescent |  | Flood | 4 | 15 | Bathroom | 202648 | Bathroom | 0.00029634
Ceiling Fixture | Compact Fluorescent |  | Twist | 1 | 15 | Bathroom | 202648 | Bathroom | 0.00029634
Ceiling Fixture | Compact Fluorescent |  | Twist | 1 | 15 | Closet | 202649 | Closet | 0.00029634
Ceiling Fixture | Compact Fluorescent |  | Twist | 1 | 15 | Master Bedroom | 2026410 | Master Bedroom | 0.00029634
Ceiling Fan | Compact Fluorescent |  | Twist | 1 | 15 | Master Bedroom | 2026411 | Master Bedroom | 0.00029634
Table | Incandescent |  | 3-Way Incandescent | 1 | 65 | Master Bedroom | 2026411 | Master Bedroom | 0.00029634
Table | Incandescent |  | Standard A Lamp | 1 | 100 | Master Bedroom | 2026411 | Master Bedroom | 0.00029634
Ceiling Fixture | Compact Fluorescent |  | Twist | 2 | 22 | Family Room | 2026412 | Family Room | 0.00029634
Ceiling Fixture | Compact Fluorescent |  | Twist | 3 | 22 | Laundry Room | 2026413 | Laundry Room | 0.00029634
Ceiling Fixture | Compact Fluorescent |  | Twist | 3 | 22 | Other | 2026414 | Other | 0.00029634
Wall Mount | Compact Fluorescent |  | Twist | 1 | 15 | Other | 2026414 | Other | 0.00029634
Ceiling Fixture | Compact Fluorescent |  | Twist | 1 | 22 | Garage | 2026415 | Garage | 0.00029634
Garage door opener | Incandescent |  | Standard A Lamp | 1 | 40 | Garage | 2026415 | Garage | 0.00029634
Ceiling Fixture | Compact Fluorescent |  | Twist | 2 | 22 | Bedroom | 2026416 | Bedroom | 0.00029634
Ceiling Fixture | Compact Fluorescent |  | Twist | 1 | 22 | Closet | 2026417 | Closet | 0.00029634
Ceiling Fixture | Compact Fluorescent |  | Twist | 2 | 22 | Bedroom | 2026418 | Bedroom | 0.00029634
Table | Linear Fluorescent | 24 | T-8 | 1 | 16 | Bedroom | 2026418 | Bedroom | 0.00029634
Ceiling Fixture | Compact Fluorescent |  | Twist | 1 | 22 | Closet | 2026419 | Closet | 0.00029634
Ceiling Fixture | Compact Fluorescent |  | Twist | 1 | 22 | Hall | 2026420 | Hall | 0.00029634
Wall Mount | Compact Fluorescent |  | Twist | 1 | 22 | Hall | 2026420 | Hall | 0.00029634
Wall Mount | Halogen |  | MR | 3 | 50 | Bathroom | 2026421 | Bathroom | 0.00029634
Ceiling Fixture | Compact Fluorescent |  | Twist | 1 | 15 | Bathroom | 2026421 | Bathroom | 0.00029634
Ceiling Fixture | Compact Fluorescent |  | Twist | 2 | 22 | Other | 2026422 | Other | 0.00029634
Table | Incandescent |  | Standard A Lamp | 1 | 60 | Other | 2026422 | Other | 0.00029634
Ceiling Fixture | Incandescent |  | Standard A Lamp | 1 | 40 | Bathroom | 202651 | Bathroom | 0.0004784
Ceiling Fixture | Incandescent |  | Standard A Lamp | 1 | 40 | Bathroom | 202652 | Bathroom | 0.0004784
Wall Mount | Incandescent |  | Standard A Lamp | 5 | 25 | Bathroom | 202652 | Bathroom | 0.0004784
Ceiling Fixture | Compact Fluorescent |  | Twist | 2 | 22 | Bedroom | 202653 | Bedroom | 0.0004784
Table | Incandescent |  | Standard A Lamp | 1 | 75 | Bedroom | 202653 | Bedroom | 0.0004784
Table | Incandescent |  | Standard A Lamp | 1 | 60 | Bedroom | 202654 | Bedroom | 0.0004784
Ceiling Fixture | Incandescent |  | Standard A Lamp | 1 | 75 | Bedroom | 202654 | Bedroom | 0.0004784
Ceiling Fixture | Incandescent |  | Standard A Lamp | 2 | 75 | Bedroom | 202655 | Bedroom | 0.0004784
Table | Linear Fluorescent | 16 | T-8 | 1 | 16 | Bedroom | 202655 | Bedroom | 0.0004784
Ceiling Fixture | Incandescent |  | Clear | 5 | 40 | Dining Room | 202656 | Dining Room | 0.0004784
Ceiling Fixture | Incandescent |  | Decorative | 3 | 25 | Hall | 202657 | Hall | 0.0004784
Table | Compact Fluorescent |  | Twist | 1 | 15 | Family Room | 202658 | Family Room | 0.0004784
Table | Incandescent |  | 3-Way Incandescent | 1 | 75 | Family Room | 202658 | Family Room | 0.0004784
Table | Incandescent |  | Standard A Lamp | 1 | 60 | Family Room | 202658 | Family Room | 0.0004784
Wall Mount | Incandescent |  | Standard A Lamp | 1 | 60 | Family Room | 202658 | Family Room | 0.0004784
Ceiling Fixture | Linear Fluorescent | 48 | T-12 | 2 | 40 | Hall | 202659 | Hall | 0.0004784
Garage door opener | Incandescent |  | Standard A Lamp | 1 | 40 | Hall | 202659 | Hall | 0.0004784
Ceiling Fixture | Incandescent |  | Standard A Lamp | 1 | 100 | Hall | 2026510 | Hall | 0.0004784
Wall Mount | Linear Fluorescent | 12 | T-5 | 1 | 12 | Kitchen | 2026511 | Kitchen | 0.0004784
Ceiling Fixture | Linear Fluorescent | 48 | T-12 | 2 | 40 | Kitchen | 2026511 | Kitchen | 0.0004784
Wall Mount | Incandescent |  | Standard A Lamp | 1 | 75 | Laundry Room | 2026512 | Laundry Room | 0.0004784
Table | Incandescent |  | Standard A Lamp | 1 | 40 | Living Room | 2026513 | Living Room | 0.0004784
Ceiling Fan | Compact Fluorescent |  | Twist | 3 | 15 | Living Room | 2026513 | Living Room | 0.0004784
Floor lamp | Compact Fluorescent |  | Straight Tube | 1 | 28 | Living Room | 2026513 | Living Room | 0.0004784
Ceiling Fixture | Incandescent |  | Other | 3 | 40 | Master Bedroom | 2026514 | Master Bedroom | 0.0004784
Floor lamp | Compact Fluorescent |  | Twist | 1 | 15 | Master Bedroom | 2026514 | Master Bedroom | 0.0004784
Ceiling Fixture | Incandescent |  | Standard A Lamp | 1 | 75 | Closet | 2026515 | Closet | 0.0004784
Ceiling Fixture | Incandescent |  | Standard A Lamp | 1 | 100 | Closet | 2026516 | Closet | 0.0004784
Recessed Can | Compact Fluorescent |  | Reflector | 1 | 22 | Family Room | 202661 | Family Room | 0.0004784
Wall Mount | Incandescent |  | Mini base | 1 | 40 | Family Room | 202661 | Family Room | 0.0004784
Ceiling Fan | Incandescent |  | Standard A Lamp | 2 | 60 | Family Room | 202661 | Family Room | 0.0004784
Wall Mount | Compact Fluorescent |  | Globe | 3 | 22 | Bathroom | 202662 | Bathroom | 0.0004784
Recessed Can | Compact Fluorescent |  | Reflector | 1 | 22 | Bathroom | 202662 | Bathroom | 0.0004784
Ceiling Fan | Incandescent |  | Standard A Lamp | 3 | 60 | Bedroom | 202663 | Bedroom | 0.0004784
Table | Incandescent |  | Standard A Lamp | 1 | 60 | Bedroom | 202663 | Bedroom | 0.0004784
Wall Mount | Compact Fluorescent |  | Globe | 3 | 22 | Bathroom | 202664 | Bathroom | 0.0004784
Recessed Can | Compact Fluorescent |  | Reflector | 1 | 22 | Bathroom | 202664 | Bathroom | 0.0004784
Wall Mount | Compact Fluorescent |  | Globe | 3 | 22 | Bathroom | 202665 | Bathroom | 0.0004784
Ceiling Fixture | Linear Fluorescent | 48 | T-8 | 2 | 32 | Closet | 202666 | Closet | 0.0004784
Chandelier (Hanging) | Incandescent |  | Standard A Lamp | 5 | 60 | Dining Room | 202667 | Dining Room | 0.0004784
Chandelier (Hanging) | Incandescent |  | Standard A Lamp | 3 | 60 | Hall | 202668 | Hall | 0.0004784
Recessed Can | Incandescent |  | Reflector | 1 | 60 | Hall | 202668 | Hall | 0.0004784
Ceiling Fixture | Linear Fluorescent | 48 | T-12 | 1 | 20 | Hall | 202668 | Hall | 0.0004784
Ceiling Fixture | Incandescent |  | Standard A Lamp | 2 | 60 | Other | 202669 | Other | 0.0004784
Ceiling Fixture | Linear Fluorescent | 48 | T-8 | 2 | 32 | Garage | 2026610 | Garage | 0.0004784
Garage door opener | Incandescent |  | Standard A Lamp | 2 | 60 | Garage | 2026610 | Garage | 0.0004784
Ceiling Fixture | Incandescent |  | Standard A Lamp | 1 | 60 | Garage | 2026611 | Garage | 0.0004784
Table | Incandescent |  | Standard A Lamp | 1 | 100 | Hall | 2026612 | Hall | 0.0004784
Recessed Can | Compact Fluorescent |  | Reflector | 1 | 28 | Hall | 2026612 | Hall | 0.0004784
Recessed Can | Compact Fluorescent |  | Reflector | 1 | 22 | Hall | 2026613 | Hall | 0.0004784
Chandelier (Hanging) | Compact Fluorescent |  | A shape bulb | 1 | 22 | Kitchen | 2026614 | Kitchen | 0.0004784
Recessed Can | Compact Fluorescent |  | Reflector | 1 | 28 | Kitchen | 2026614 | Kitchen | 0.0004784
Other | Compact Fluorescent |  | Twist | 2 | 15 | Kitchen | 2026614 | Kitchen | 0.0004784
Other | Linear Fluorescent | 48 | T-12 | 1 | 40 | Kitchen | 2026614 | Kitchen | 0.0004784
Ceiling Fixture | Linear Fluorescent | 48 | T-8 | 2 | 32 | Laundry Room | 2026615 | Laundry Room | 0.0004784
Ceiling Fan | Incandescent |  | Standard A Lamp | 4 | 75 | Living Room | 2026616 | Living Room | 0.0004784
Table | Incandescent |  | Standard A Lamp | 1 | 100 | Living Room | 2026616 | Living Room | 0.0004784
Wall Mount | Incandescent |  | Standard A Lamp | 1 | 60 | Living Room | 2026616 | Living Room | 0.0004784
Recessed Can | Incandescent |  | Reflector | 1 | 65 | Living Room | 2026616 | Living Room | 0.0004784
Ceiling Fan | Compact Fluorescent |  | Twist | 3 | 15 | Master Bedroom | 2026617 | Master Bedroom | 0.0004784
Table | Incandescent |  | Standard A Lamp | 1 | 60 | Master Bedroom | 2026617 | Master Bedroom | 0.0004784
Recessed Can | Compact Fluorescent |  | Reflector | 1 | 22 | Master Bedroom | 2026617 | Master Bedroom | 0.0004784
Wall Mount | Compact Fluorescent |  | Globe | 3 | 22 | Master Bedroom | 2026618 | Master Bedroom | 0.0004784
Recessed Can | Compact Fluorescent |  | Reflector | 1 | 22 | Master Bedroom | 2026618 | Master Bedroom | 0.0004784
Ceiling Fixture | Linear Fluorescent | 48 | T-8 | 2 | 32 | Closet | 2026619 | Closet | 0.0004784
Ceiling Fixture | Linear Fluorescent | 24 | T-8 | 2 | 16 | Closet | 2026619 | Closet | 0.0004784
Recessed Can | Compact Fluorescent |  | Reflector | 1 | 22 | Office | 2026620 | Office | 0.0004784
Wall Mount | Compact Fluorescent |  | Twist | 2 | 22 | Bathroom | 202741 | Bathroom | 0.00040077
Chandelier (Hanging) | Compact Fluorescent |  | Twist | 4 | 22 | Dining Room | 202742 | Dining Room | 0.00040077
Ceiling Fixture | Compact Fluorescent |  | Twist | 2 | 15 | Hall | 202743 | Hall | 0.00040077
Ceiling Fixture | Compact Fluorescent |  | Twist | 1 | 22 | Garage | 202744 | Garage | 0.00040077
Garage door opener | Compact Fluorescent |  | Twist | 1 | 22 | Garage | 202744 | Garage | 0.00040077
Ceiling Fixture | Compact Fluorescent |  | Twist | 2 | 22 | Bedroom | 202745 | Bedroom | 0.00040077
Ceiling Fixture | Compact Fluorescent |  | Twist | 2 | 15 | Hall | 202746 | Hall | 0.00040077
Recessed Can | Compact Fluorescent |  | Reflector | 1 | 28 | Kitchen | 202747 | Kitchen | 0.00040077
Ceiling Fixture | Compact Fluorescent |  | Twist | 2 | 22 | Kitchen | 202747 | Kitchen | 0.00040077
Ceiling Fixture | Linear Fluorescent | 48 | T-12 | 2 | 40 | Laundry Room | 202748 | Laundry Room | 0.00040077
Ceiling Fan | Compact Fluorescent |  | Twist | 4 | 22 | Living Room | 202749 | Living Room | 0.00040077
Floor lamp | Halogen |  | Quartz Tube | 2 | 50 | Living Room | 202749 | Living Room | 0.00040077
Floor lamp | Compact Fluorescent |  | Twist | 1 | 22 | Living Room | 202749 | Living Room | 0.00040077
Wall Mount | Compact Fluorescent |  | Twist | 3 | 22 | Bathroom | 2027410 | Bathroom | 0.00040077
Ceiling Fixture | Compact Fluorescent |  | Reflector | 1 | 28 | Bathroom | 2027410 | Bathroom | 0.00040077
Ceiling Fan | Compact Fluorescent |  | Twist | 2 | 22 | Master Bedroom | 2027411 | Master Bedroom | 0.00040077
Ceiling Fixture | Compact Fluorescent |  | Twist | 2 | 22 | Closet | 2027412 | Closet | 0.00040077
Ceiling Fan | Compact Fluorescent |  | Twist | 1 | 22 | Office | 2027413 | Office | 0.00040077
Table | Compact Fluorescent |  | Twist | 1 | 15 | Office | 2027413 | Office | 0.00040077
Ceiling Fixture | Compact Fluorescent |  | Twist | 1 | 22 | Garage | 2027414 | Garage | 0.00040077
Low bay | Linear Fluorescent | 48 | T-8 | 2 | 32 | Garage | 2027414 | Garage | 0.00040077
Low bay | Linear Fluorescent | 22 | T-12 | 1 | 20 | Garage | 2027414 | Garage | 0.00040077
Recessed Can | Compact Fluorescent |  | Twist | 1 | 15 | Bathroom | 202871 | Bathroom | 0.0005169
Wall Mount | Incandescent |  | Globe | 4 | 60 | Bathroom | 202871 | Bathroom | 0.0005169
Recessed Can | Compact Fluorescent |  | Twist | 1 | 15 | Bathroom | 202872 | Bathroom | 0.0005169
Wall Mount | Compact Fluorescent |  | Twist | 4 | 15 | Bathroom | 202872 | Bathroom | 0.0005169
Wall Mount | Incandescent |  | Globe | 1 | 60 | Bathroom | 202873 | Bathroom | 0.0005169
Recessed Can | Compact Fluorescent |  | Twist | 1 | 15 | Bathroom | 202873 | Bathroom | 0.0005169
Recessed Can | Compact Fluorescent |  | Reflector | 1 | 15 | Bedroom | 202874 | Bedroom | 0.0005169
Table | Incandescent |  | Standard A Lamp | 1 | 60 | Bedroom | 202874 | Bedroom | 0.0005169
Recessed Can | Incandescent |  | Reflector | 1 | 65 | Bedroom | 202875 | Bedroom | 0.0005169
Table | Compact Fluorescent |  | Twist | 1 | 15 | Bedroom | 202875 | Bedroom | 0.0005169
Recessed Can | Compact Fluorescent |  | Reflector | 1 | 15 | Bedroom | 202876 | Bedroom | 0.0005169
Other | Incandescent |  | Standard A Lamp | 1 | 90 | Bedroom | 202876 | Bedroom | 0.0005169
Other | Compact Fluorescent |  | Twist | 1 | 22 | Bedroom | 202876 | Bedroom | 0.0005169
Table | Compact Fluorescent |  | Twist | 1 | 15 | Bedroom | 202876 | Bedroom | 0.0005169
Recessed - other | Incandescent |  | Reflector | 1 | 65 | Closet | 202877 | Closet | 0.0005169
Chandelier (Hanging) | Incandescent |  | Decorative | 1 | 40 | Dining Room | 202878 | Dining Room | 0.0005169
Recessed Can | Compact Fluorescent |  | Reflector | 1 | 15 | Dining Room | 202878 | Dining Room | 0.0005169
Ceiling Fixture | Linear Fluorescent | 48 | T-8 | 2 | 32 | Garage | 2028710 | Garage | 0.0005169
Recessed Can | Compact Fluorescent |  | Reflector | 1 | 15 | Hall | 2028711 | Hall | 0.0005169
Recessed Can | Compact Fluorescent |  | Twist | 1 | 15 | Hall | 2028712 | Hall | 0.0005169
Recessed Can | Compact Fluorescent |  | Twist | 1 | 15 | Kitchen | 2028713 | Kitchen | 0.0005169
Other | Halogen |  | MR | 1 | 50 | Kitchen | 2028713 | Kitchen | 0.0005169
Other | Linear Fluorescent | 24 | Fluorescent Other | 2 | 16 | Kitchen | 2028713 | Kitchen | 0.0005169
Other | Linear Fluorescent | 18 | Fluorescent Other | 1 | 16 | Kitchen | 2028713 | Kitchen | 0.0005169
Recessed Can | Compact Fluorescent |  | Reflector | 1 | 15 | Living Room | 2028715 | Living Room | 0.0005169
Table | Compact Fluorescent |  | Twist | 1 | 15 | Master Bedroom | 2028716 | Master Bedroom | 0.0005169
Recessed Can | Compact Fluorescent |  | Twist | 1 | 15 | Master Bedroom | 2028716 | Master Bedroom | 0.0005169
Wall Mount | Compact Fluorescent |  | Twist | 3 | 15 | Bathroom | 202881 | Bathroom | 0.00028447
Ceiling Fixture | Compact Fluorescent |  | Twist | 2 | 15 | Bathroom | 202882 | Bathroom | 0.00028447
Ceiling Fixture | Compact Fluorescent |  | Twist | 2 | 15 | Bedroom | 202883 | Bedroom | 0.00028447
Table | Compact Fluorescent |  | Twist | 1 | 15 | Bedroom | 202883 | Bedroom | 0.00028447
Ceiling Fixture | Compact Fluorescent |  | Twist | 1 | 15 | Closet | 202884 | Closet | 0.00028447
Garage door opener | Incandescent |  | Standard A Lamp | 1 | 60 | Garage | 202885 | Garage | 0.00028447
Ceiling Fixture | Compact Fluorescent |  | Twist | 1 | 15 | Garage | 202885 | Garage | 0.00028447
Ceiling Fixture | Compact Fluorescent |  | Twist | 2 | 15 | Hall | 202886 | Hall | 0.00028447
Ceiling Fixture | Compact Fluorescent |  | Twist | 2 | 15 | Hall | 202887 | Hall | 0.00028447
Chandelier (Hanging) | Compact Fluorescent |  | Twist | 2 | 15 | Kitchen | 202888 | Kitchen | 0.00028447
Track | Incandescent |  | Clear | 5 | 100 | Kitchen | 202888 | Kitchen | 0.00028447
Ceiling Fixture | Compact Fluorescent |  | Twist | 1 | 15 | Kitchen | 202888 | Kitchen | 0.00028447
Ceiling Fixture | Compact Fluorescent |  | Twist | 2 | 15 | Laundry Room | 202889 | Laundry Room | 0.00028447
Ceiling Fan | Compact Fluorescent |  | Twist | 4 | 15 | Living Room | 2028810 | Living Room | 0.00028447
Table | Compact Fluorescent |  | Twist | 1 | 15 | Living Room | 2028810 | Living Room | 0.00028447
Wall Mount | Compact Fluorescent |  | Twist | 1 | 15 | Living Room | 2028810 | Living Room | 0.00028447
Ceiling Fan | Compact Fluorescent |  | Twist | 4 | 15 | Master Bedroom | 2028811 | Master Bedroom | 0.00028447
Ceiling Fixture | Compact Fluorescent |  | Twist | 2 | 15 | Office | 2028812 | Office | 0.00028447
Table | Compact Fluorescent |  | Twist | 1 | 15 | Office | 2028812 | Office | 0.00028447
Ceiling Fixture | Compact Fluorescent |  | Twist | 1 | 15 | Other | 2028813 | Other | 0.00028447
Ceiling Fan | Incandescent |  | Standard A Lamp | 4 | 60 | Bedroom | 2028814 | Bedroom | 0.00028447
Wall Mount | Compact Fluorescent |  | Twist | 4 | 15 | Bathroom | 202901 | Bathroom | 0.00028447
Wall Mount | Compact Fluorescent |  | Twist | 4 | 15 | Bathroom | 202902 | Bathroom | 0.00028447
Ceiling Fan | Incandescent |  | Standard A Lamp | 1 | 60 | Bedroom | 202903 | Bedroom | 0.00028447
Table | Compact Fluorescent |  | Twist | 1 | 15 | Bedroom | 202903 | Bedroom | 0.00028447
Ceiling Fan | Incandescent |  | Standard A Lamp | 1 | 60 | Bedroom | 202904 | Bedroom | 0.00028447
Table | Incandescent |  | Standard A Lamp | 1 | 40 | Bedroom | 202904 | Bedroom | 0.00028447
Ceiling Fixture | Incandescent |  | Standard A Lamp | 1 | 60 | Other | 202905 | Other | 0.00028447
Floor lamp | Incandescent |  | Standard A Lamp | 1 | 60 | Other | 202905 | Other | 0.00028447
Table | Incandescent |  | Standard A Lamp | 1 | 60 | Other | 202905 | Other | 0.00028447
Chandelier (Hanging) | Incandescent |  | Standard A Lamp | 1 | 60 | Family Room | 202906 | Family Room | 0.00028447
Table | Compact Fluorescent |  | Twist | 1 | 15 | Family Room | 202906 | Family Room | 0.00028447
Floor lamp | Incandescent |  | Standard A Lamp | 1 | 60 | Family Room | 202906 | Family Room | 0.00028447
Ceiling Fixture | Incandescent |  | Standard A Lamp | 1 | 60 | Garage | 202907 | Garage | 0.00028447
Garage door opener | Incandescent |  | Clear | 1 | 60 | Garage | 202907 | Garage | 0.00028447
Ceiling Fixture | Incandescent |  | Standard A Lamp | 1 | 60 | Hall | 202908 | Hall | 0.00028447
Ceiling Fixture | Incandescent |  | Standard A Lamp | 1 | 60 | Hall | 202909 | Hall | 0.00028447
Chandelier (Hanging) | Incandescent |  | Decorative | 8 | 25 | Kitchen | 2029010 | Kitchen | 0.00028447
Ceiling Fixture | Incandescent |  | Globe | 1 | 40 | Kitchen | 2029010 | Kitchen | 0.00028447
Ceiling Fixture | Incandescent |  | Standard A Lamp | 2 | 60 | Laundry Room | 2029011 | Laundry Room | 0.00028447
Ceiling Fixture | Incandescent |  | Standard A Lamp | 2 | 60 | Office | 2029012 | Office | 0.00028447
Table | Incandescent |  | Standard A Lamp | 1 | 60 | Office | 2029012 | Office | 0.00028447
Ceiling Fixture | Incandescent |  | Standard A Lamp | 1 | 60 | Other | 2029013 | Other | 0.00028447
Ceiling Fixture | Compact Fluorescent |  | Twist | 1 | 13 | Other | 202941 | Other | 0.0005169
Ceiling Fixture | Compact Fluorescent |  | Twist | 1 | 13 | Bathroom | 202942 | Bathroom | 0.0005169
Recessed Can | Incandescent |  | Reflector | 1 | 60 | Bathroom | 202942 | Bathroom | 0.0005169
Wall Mount | Incandescent |  | Standard A Lamp | 4 | 75 | Bathroom | 202943 | Bathroom | 0.0005169
Ceiling Fixture | Incandescent |  | Standard A Lamp | 1 | 65 | Closet | 202944 | Closet | 0.0005169
Ceiling Fixture | Compact Fluorescent |  | Twist | 2 | 13 | Closet | 202945 | Closet | 0.0005169
Ceiling Fixture | Linear Fluorescent | 36 | T-12 | 2 | 40 | Office | 202946 | Office | 0.0005169
Chandelier (Hanging) | Incandescent |  | Globe | 9 | 130 | Dining Room | 202947 | Dining Room | 0.0005169
Ceiling Fixture | Compact Fluorescent |  | Twist | 1 | 13 | Bedroom | 202948 | Bedroom | 0.0005169
Floor lamp | Compact Fluorescent |  | Twist | 1 | 13 | Bedroom | 202948 | Bedroom | 0.0005169
Floor lamp | Incandescent |  | Decorative | 35 | 1 | Bedroom | 202948 | Bedroom | 0.0005169
Ceiling Fixture | Compact Fluorescent |  | Twist | 2 | 13 | Bedroom | 202949 | Bedroom | 0.0005169
Floor lamp | Compact Fluorescent |  | Twist | 1 | 13 | Bedroom | 202949 | Bedroom | 0.0005169
Recessed Can | Incandescent |  | Reflector | 1 | 60 | Other | 2029410 | Other | 0.0005169
Recessed Can | Incandescent |  | Reflector | 1 | 60 | Hall | 2029411 | Hall | 0.0005169
Recessed Can | Incandescent |  | Reflector | 1 | 60 | Hall | 2029412 | Hall | 0.0005169
Ceiling Fixture | Incandescent |  | Standard A Lamp | 2 | 60 | Hall | 2029413 | Hall | 0.0005169
Recessed Can | Halogen |  | Other | 1 | 75 | Hall | 2029413 | Hall | 0.0005169
Ceiling Fixture | Compact Fluorescent |  | Twist | 2 | 13 | Hall | 2029414 | Hall | 0.0005169
Wall Mount | Incandescent |  | Clear | 1 | 100 | Hall | 2029414 | Hall | 0.0005169
Ceiling Fixture | Incandescent |  | Standard A Lamp | 1 | 60 | Hall | 2029415 | Hall | 0.0005169
Recessed Can | Compact Fluorescent |  | Twist | 1 | 13 | Kitchen | 2029416 | Kitchen | 0.0005169
High bay | Linear Fluorescent | 20 | T-4 | 1 | 16 | Kitchen | 2029416 | Kitchen | 0.0005169
Wall Mount | Linear Fluorescent | 12 | T-4 | 1 | 16 | Kitchen | 2029416 | Kitchen | 0.0005169
Ceiling Fixture | Compact Fluorescent |  | Twist | 1 | 13 | Closet | 2029417 | Closet | 0.0005169
Ceiling Fixture | Linear Fluorescent | 36 | T-12 | 2 | 40 | Living Room | 2029418 | Living Room | 0.0005169
Recessed Can | Compact Fluorescent |  | Twist | 1 | 13 | Living Room | 2029419 | Living Room | 0.0005169
Floor lamp | Incandescent |  | Standard A Lamp | 1 | 150 | Living Room | 2029419 | Living Room | 0.0005169
Ceiling Fixture | Compact Fluorescent |  | Twist | 1 | 13 | Other | 2029420 | Other | 0.0005169
Recessed Can | Incandescent |  | Reflector | 1 | 60 | Other | 2029420 | Other | 0.0005169
Recessed Can | Compact Fluorescent |  | Twist | 1 | 13 | Bathroom | 2029421 | Bathroom | 0.0005169
Wall Mount | Incandescent |  | Globe | 3 | 130 | Bathroom | 2029421 | Bathroom | 0.0005169
Wall Mount | Incandescent |  | Globe | 1 | 130 | Bathroom | 2029421 | Bathroom | 0.0005169
Floor lamp | Compact Fluorescent |  | A shape bulb | 1 | 13 | Master Bedroom | 2029422 | Master Bedroom | 0.0005169
Ceiling Fan | Incandescent |  | Standard A Lamp | 4 | 25 | Master Bedroom | 2029422 | Master Bedroom | 0.0005169
Ceiling Fixture | Incandescent |  | Mini base | 4 | 100 | Closet | 2029423 | Closet | 0.0005169
Ceiling Fixture | Halogen |  |  | 1 | 100 | Closet | 2029424 | Closet | 0.0005169
Ceiling Fixture | Compact Fluorescent |  | Twist | 2 | 13 | Office | 2029425 | Office | 0.0005169
Floor lamp | Compact Fluorescent |  | Twist | 1 | 13 | Office | 2029425 | Office | 0.0005169
Ceiling Fixture | Incandescent |  | Decorative | 1 | 100 | Other | 2029426 | Other | 0.0005169
Wall Mount | Incandescent |  | Decorative | 1 | 60 | Other | 2029427 | Other | 0.0005169
Floor lamp | Compact Fluorescent |  | Twist | 3 | 13 | Other | 2029427 | Other | 0.0005169
Ceiling Fixture | Linear Fluorescent | 36 | T-12 | 2 | 40 | Other | 2029428 | Other | 0.0005169
Ceiling Fixture | Compact Fluorescent |  | Twist | 1 | 22 | Other | 202971 | Other | 0.00040077
Ceiling Fixture | Linear Fluorescent | 48 | T-12 | 2 | 40 | Other | 202971 | Other | 0.00040077
Ceiling Fixture | Incandescent |  | Standard A Lamp | 1 | 60 | Other | 202971 | Other | 0.00040077
Ceiling Fixture | Incandescent |  | Standard A Lamp | 1 | 60 | Bathroom | 202972 | Bathroom | 0.00040077
Wall Mount | Incandescent |  | Standard A Lamp | 1 | 40 | Bathroom | 202972 | Bathroom | 0.00040077
Table | Incandescent |  | Standard A Lamp | 1 | 60 | Bedroom | 202973 | Bedroom | 0.00040077
Table | Incandescent |  | Decorative | 1 | 25 | Bedroom | 202973 | Bedroom | 0.00040077
Wall Mount | Incandescent |  | Standard A Lamp | 1 | 60 | Bedroom | 202973 | Bedroom | 0.00040077
Ceiling Fixture | Incandescent |  | Standard A Lamp | 2 | 60 | Dining Room | 202974 | Dining Room | 0.00040077
Ceiling Fixture | Compact Fluorescent |  | Twist | 2 | 15 | Kitchen | 202975 | Kitchen | 0.00040077
Ceiling Fixture | Incandescent |  | Globe | 1 | 60 | Kitchen | 202975 | Kitchen | 0.00040077
Architectural | Linear Fluorescent | 18 | T-8 | 1 | 16 | Kitchen | 202975 | Kitchen | 0.00040077
Table | Incandescent |  | 3-Way Incandescent | 1 | 170 | Living Room | 202976 | Living Room | 0.00040077
Floor lamp | Incandescent |  | 3-Way Incandescent | 1 | 200 | Living Room | 202976 | Living Room | 0.00040077
Torchiere | Incandescent |  | Standard A Lamp | 1 | 60 | Living Room | 202976 | Living Room | 0.00040077
Table | Compact Fluorescent |  | Twist | 1 | 15 | Living Room | 202976 | Living Room | 0.00040077
Floor lamp | Incandescent |  | 3-Way Incandescent | 1 | 50 | Living Room | 202976 | Living Room | 0.00040077
Ceiling Fixture | Incandescent |  | Standard A Lamp | 1 | 60 | Office | 202977 | Office | 0.00040077
Table | Compact Fluorescent |  | Twist | 1 | 15 | Office | 202977 | Office | 0.00040077
Wall Mount | Incandescent |  | Reflector | 1 | 65 | Office | 202977 | Office | 0.00040077
Ceiling Fixture | Incandescent |  | Standard A Lamp | 1 | 60 | Bathroom | 203031 | Bathroom | 0.00052955
Wall Mount | Incandescent |  | Globe | 6 | 40 | Bathroom | 203031 | Bathroom | 0.00052955
Ceiling Fixture | Incandescent |  | Standard A Lamp | 1 | 60 | Bathroom | 203032 | Bathroom | 0.00052955
Wall Mount | Incandescent |  | Clear | 3 | 40 | Bathroom | 203032 | Bathroom | 0.00052955
Ceiling Fixture | Incandescent |  | Standard A Lamp | 2 | 60 | Bedroom | 203033 | Bedroom | 0.00052955
Table | Compact Fluorescent |  | Twist | 1 | 15 | Bedroom | 203033 | Bedroom | 0.00052955
Ceiling Fixture | Compact Fluorescent |  | Twist | 2 | 22 | Bedroom | 203034 | Bedroom | 0.00052955
Ceiling Fixture | Incandescent |  | Standard A Lamp | 2 | 60 | Bedroom | 203035 | Bedroom | 0.00052955
Floor lamp | Incandescent |  | Standard A Lamp | 1 | 100 | Bedroom | 203035 | Bedroom | 0.00052955
Ceiling Fixture | Linear Fluorescent | 48 | T-8 | 2 | 32 | Other | 203036 | Other | 0.00052955
Floor lamp | Incandescent |  | Standard A Lamp | 1 | 60 | Other | 203036 | Other | 0.00052955
Ceiling Fixture | Linear Fluorescent | 48 | T-12 | 2 | 32 | Laundry Room | 203037 | Laundry Room | 0.00052955
Ceiling Fixture | Incandescent |  | Standard A Lamp | 1 | 40 | Other | 203038 | Other | 0.00052955
Ceiling Fixture | Linear Fluorescent | 48 | T-8 | 2 | 40 | Other | 203039 | Other | 0.00052955
Other | Incandescent |  | Standard A Lamp | 1 | 60 | Other | 2030310 | Other | 0.00052955
Ceiling Fixture | Compact Fluorescent |  | Twist | 1 | 22 | Hall | 2030311 | Hall | 0.00052955
Ceiling Fixture | Linear Fluorescent | 48 | T-8 | 2 | 60 | Kitchen | 2030312 | Kitchen | 0.00052955
Ceiling Fixture | Incandescent |  | Standard A Lamp | 2 | 65 | Kitchen | 2030312 | Kitchen | 0.00052955
Chandelier (Hanging) | Compact Fluorescent |  | Twist | 2 | 15 | Living Room | 2030313 | Living Room | 0.00052955
Ceiling Fixture | Incandescent |  | Standard A Lamp | 2 | 65 | Master Bedroom | 2030314 | Master Bedroom | 0.00052955
Table | Incandescent |  | Standard A Lamp | 1 | 60 | Master Bedroom | 2030314 | Master Bedroom | 0.00052955
Ceiling Fixture | Incandescent |  | Standard A Lamp | 1 | 40 | Hall | 2030315 | Hall | 0.00052955
Table | Compact Fluorescent |  | Twist | 1 | 15 | Hall | 2030315 | Hall | 0.00052955
Ceiling Fixture | Compact Fluorescent |  | Twist | 1 | 15 | Hall | 2030316 | Hall | 0.00052955
Ceiling Fixture | Incandescent |  | Standard A Lamp | 2 | 65 | Other | 2030317 | Other | 0.00052955
Ceiling Fixture | Incandescent |  | Standard A Lamp | 1 | 60 | Bathroom | 203051 | Bathroom | 0.00029634
Wall Mount | Incandescent |  | Globe | 3 | 60 | Bathroom | 203051 | Bathroom | 0.00029634
Ceiling Fixture | Incandescent |  | Standard A Lamp | 2 | 60 | Bathroom | 203052 | Bathroom | 0.00029634
Recessed Can | Incandescent |  | Standard A Lamp | 1 | 100 | Bathroom | 203052 | Bathroom | 0.00029634
Wall Mount | Incandescent |  | Globe | 3 | 60 | Bathroom | 203052 | Bathroom | 0.00029634
Ceiling Fixture | Incandescent |  | Standard A Lamp | 2 | 60 | Bedroom | 203053 | Bedroom | 0.00029634
Table | Incandescent |  | Decorative | 1 | 40 | Bedroom | 203053 | Bedroom | 0.00029634
Ceiling Fixture | Incandescent |  | Standard A Lamp | 2 | 60 | Bedroom | 203054 | Bedroom | 0.00029634
Ceiling Fixture | Incandescent |  | Standard A Lamp | 2 | 60 | Closet | 203055 | Closet | 0.00029634
Wall Mount | Incandescent |  | Globe | 3 | 60 | Closet | 203055 | Closet | 0.00029634
Ceiling Fixture | Incandescent |  | Standard A Lamp | 2 | 60 | Other | 203056 | Other | 0.00029634
Recessed Can | Incandescent |  | Reflector | 1 | 65 | Family Room | 203057 | Family Room | 0.00029634
Table | Incandescent |  | Standard A Lamp | 1 | 75 | Family Room | 203057 | Family Room | 0.00029634
Ceiling Fixture | Linear Fluorescent | 48 | T-12 | 2 | 40 | Garage | 203058 | Garage | 0.00029634
Garage door opener | Incandescent |  | Standard A Lamp | 1 | 60 | Garage | 203058 | Garage | 0.00029634
Recessed Can | Incandescent |  | Reflector | 1 | 65 | Kitchen | 203059 | Kitchen | 0.00029634
Track | Incandescent |  | Reflector | 3 | 65 | Kitchen | 203059 | Kitchen | 0.00029634
Other | Linear Fluorescent | 12 | T-4 | 2 | 16 | Kitchen | 203059 | Kitchen | 0.00029634
Ceiling Fixture | Incandescent |  | Standard A Lamp | 2 | 60 | Laundry Room | 2030510 | Laundry Room | 0.00029634
Chandelier (Hanging) | Incandescent |  | Standard A Lamp | 6 | 60 | Living Room | 2030511 | Living Room | 0.00029634
Table | Incandescent |  | Standard A Lamp | 1 | 100 | Living Room | 2030511 | Living Room | 0.00029634
Table | Compact Fluorescent |  | Twist | 1 | 22 | Living Room | 2030511 | Living Room | 0.00029634
Track | Halogen |  | PAR | 5 | 50 | Living Room | 2030511 | Living Room | 0.00029634
Table | Incandescent |  | Standard A Lamp | 1 | 75 | Master Bedroom | 2030512 | Master Bedroom | 0.00029634
Ceiling Fixture | Linear Fluorescent | 48 | T-12 | 2 | 40 | Other | 2030513 | Other | 0.00029634
Ceiling Fixture | Incandescent |  | Standard A Lamp | 2 | 60 | Bedroom | 2030514 | Bedroom | 0.00029634
Ceiling Fixture | Incandescent |  | Standard A Lamp | 1 | 60 | Hall | 2030515 | Hall | 0.00029634
Chandelier (Hanging) | Incandescent |  | Standard A Lamp | 2 | 75 | Other | 2030516 | Other | 0.00029634
Wall Mount | Compact Fluorescent |  | Twist | 8 | 15 | Bathroom | 203111 | Bathroom | 0.00040077
Wall Mount | Incandescent |  | Globe | 6 | 60 | Bathroom | 203112 | Bathroom | 0.00040077
Ceiling Fan | Incandescent |  | Standard A Lamp | 1 | 60 | Bedroom | 203113 | Bedroom | 0.00040077
Table | Compact Fluorescent |  | Twist | 1 | 15 | Bedroom | 203114 | Bedroom | 0.00040077
Ceiling Fixture | Compact Fluorescent |  | Twist | 2 | 15 | Bedroom | 203114 | Bedroom | 0.00040077
Ceiling Fixture | Compact Fluorescent |  | Twist | 2 | 15 | Bedroom | 203115 | Bedroom | 0.00040077
Table | Compact Fluorescent |  | Twist | 1 | 15 | Bedroom | 203115 | Bedroom | 0.00040077
Wall Mount | Linear Fluorescent | 48 | T-12 | 1 | 40 | Closet | 203116 | Closet | 0.00040077
Ceiling Fixture | Compact Fluorescent |  | Twist | 1 | 15 | Garage | 203117 | Garage | 0.00040077
Garage door opener | Incandescent |  | Standard A Lamp | 1 | 60 | Garage | 203117 | Garage | 0.00040077
Ceiling Fixture | Linear Fluorescent | 48 | T-12 | 2 | 40 | Garage | 203117 | Garage | 0.00040077
Ceiling Fixture | Compact Fluorescent |  | Twist | 2 | 15 | Hall | 203118 | Hall | 0.00040077
Recessed Can | Incandescent |  | Reflector | 1 | 65 | Kitchen | 203119 | Kitchen | 0.00040077
Chandelier (Hanging) | Incandescent |  | Decorative | 5 | 40 | Kitchen | 203119 | Kitchen | 0.00040077
Ceiling Fixture | Linear Fluorescent | 48 | T-12 | 2 | 40 | Laundry Room | 2031110 | Laundry Room | 0.00040077
Ceiling Fan | Incandescent |  | Decorative | 4 | 40 | Living Room | 2031111 | Living Room | 0.00040077
Recessed Can | Incandescent |  | Reflector | 1 | 65 | Living Room | 2031111 | Living Room | 0.00040077
Ceiling Fixture | Compact Fluorescent |  | Twist | 1 | 15 | Bathroom | 203241 | Bathroom | 0.0004784
Wall Mount | Incandescent |  | Globe | 5 | 60 | Bathroom | 203241 | Bathroom | 0.0004784
Wall Mount | Incandescent |  | Globe | 4 | 60 | Bathroom | 203242 | Bathroom | 0.0004784
Ceiling Fixture | Incandescent |  | Standard A Lamp | 2 | 60 | Bathroom | 203242 | Bathroom | 0.0004784
Ceiling Fixture | Incandescent |  | Standard A Lamp | 3 | 60 | Bedroom | 203243 | Bedroom | 0.0004784
Ceiling Fixture | Incandescent |  | Standard A Lamp | 2 | 60 | Bedroom | 203244 | Bedroom | 0.0004784
Table | Incandescent |  | Standard A Lamp | 2 | 60 | Bedroom | 203244 | Bedroom | 0.0004784
Ceiling Fixture | Compact Fluorescent |  | Twist | 4 | 15 | Bedroom | 203245 | Bedroom | 0.0004784
Wall Mount | Incandescent |  | Standard A Lamp | 1 | 60 | Bedroom | 203245 | Bedroom | 0.0004784
Ceiling Fixture | Linear Fluorescent | 48 | T-12 | 2 | 40 | Family Room | 203247 | Family Room | 0.0004784
Track | Halogen |  | MR | 4 | 20 | Family Room | 203247 | Family Room | 0.0004784
Ceiling Fixture | Incandescent |  | Standard A Lamp | 1 | 100 | Garage | 203248 | Garage | 0.0004784
Table | Compact Fluorescent |  | Circline (Screw Base) | 1 | 23 | Garage | 203248 | Garage | 0.0004784
Ceiling Fixture | Linear Fluorescent | 48 | T-12 | 3 | 40 | Garage | 203248 | Garage | 0.0004784
Garage door opener | Incandescent |  | Standard A Lamp | 2 | 60 | Garage | 203248 | Garage | 0.0004784
Table | Incandescent |  | Standard A Lamp | 1 | 60 | Garage | 203248 | Garage | 0.0004784
Ceiling Fixture | Linear Fluorescent | 48 | T-12 | 1 | 40 | Garage | 203248 | Garage | 0.0004784
Ceiling Fixture | Incandescent |  | Globe | 3 | 25 | Hall | 203249 | Hall | 0.0004784
Table | Incandescent |  | Standard A Lamp | 1 | 60 | Bedroom | 2032410 | Bedroom | 0.0004784
Ceiling Fixture | Linear Fluorescent | 48 | T-12 | 2 | 40 | Kitchen | 2032411 | Kitchen | 0.0004784
Chandelier (Hanging) | Incandescent |  | Decorative | 10 | 60 | Living Room | 2032412 | Living Room | 0.0004784
Wall Mount | Incandescent |  | Decorative | 2 | 60 | Living Room | 2032412 | Living Room | 0.0004784
Ceiling Fixture | Incandescent |  | Standard A Lamp | 1 | 60 | Other | 2032413 | Other | 0.0004784
Wall Mount | Incandescent |  | Standard A Lamp | 1 | 60 | Bathroom | 203251 | Bathroom | 0.0004784
Wall Mount | Incandescent |  | Globe | 3 | 40 | Bathroom | 203252 | Bathroom | 0.0004784
Ceiling Fan | Incandescent |  | Standard A Lamp | 1 | 60 | Bedroom | 203253 | Bedroom | 0.0004784
Floor lamp | Incandescent |  | Standard A Lamp | 3 | 60 | Bedroom | 203253 | Bedroom | 0.0004784
Chandelier (Hanging) | Incandescent |  | Standard A Lamp | 3 | 75 | Dining Room | 203254 | Dining Room | 0.0004784
Ceiling Fixture | Incandescent |  | Standard A Lamp | 2 | 60 | Hall | 203255 | Hall | 0.0004784
Wall Mount | Incandescent |  | Standard A Lamp | 1 | 60 | Hall | 203255 | Hall | 0.0004784
Ceiling Fixture | Incandescent |  | Standard A Lamp | 1 | 100 | Garage | 203256 | Garage | 0.0004784
Garage door opener | Incandescent |  | Standard A Lamp | 2 | 60 | Garage | 203256 | Garage | 0.0004784
Ceiling Fixture | Incandescent |  | Standard A Lamp | 1 | 200 | Garage | 203257 | Garage | 0.0004784
Track | Incandescent |  | Reflector | 4 | 75 | Hall | 203258 | Hall | 0.0004784
Track | Halogen |  | PAR | 9 | 50 | Kitchen | 203259 | Kitchen | 0.0004784
Recessed - other | Incandescent |  | Standard A Lamp | 1 | 60 | Kitchen | 203259 | Kitchen | 0.0004784
Ceiling Fixture | Incandescent |  | Standard A Lamp | 1 | 60 | Kitchen | 203259 | Kitchen | 0.0004784
Ceiling Fixture | Incandescent |  | Standard A Lamp | 1 | 60 | Laundry Room | 2032510 | Laundry Room | 0.0004784
Wall Mount | Incandescent |  | Standard A Lamp | 2 | 60 | Laundry Room | 2032510 | Laundry Room | 0.0004784
Recessed Can | Incandescent |  | Reflector | 1 | 65 | Living Room | 2032511 | Living Room | 0.0004784
Floor lamp | Incandescent |  | Standard A Lamp | 2 | 60 | Living Room | 2032511 | Living Room | 0.0004784
Table | Compact Fluorescent |  | Twist | 1 | 15 | Living Room | 2032511 | Living Room | 0.0004784
Wall Mount | Incandescent |  | Clear | 6 | 40 | Bathroom | 2032512 | Bathroom | 0.0004784
Ceiling Fixture | Incandescent |  | Standard A Lamp | 1 | 60 | Master Bedroom | 2032513 | Master Bedroom | 0.0004784
Table | Halogen |  | Quartz Tube | 1 | 100 | Master Bedroom | 2032513 | Master Bedroom | 0.0004784
Table | Incandescent |  | 3-Way Incandescent | 1 | 100 | Office | 2032515 | Office | 0.0004784
Ceiling Fan | Incandescent |  | Standard A Lamp | 1 | 75 | Office | 2032515 | Office | 0.0004784
Ceiling Fixture | Incandescent |  | Standard A Lamp | 1 | 60 | Hall | 2032516 | Hall | 0.0004784
Ceiling Fixture | Linear Fluorescent | 72 | T-12 | 2 | 42 | Other | 2032517 | Other | 0.0004784
Ceiling Fixture | Incandescent |  | Standard A Lamp | 1 | 75 | Garage | 2032518 | Garage | 0.0004784
Ceiling Fixture | Incandescent |  | Standard A Lamp | 2 | 60 | Closet | 2032519 | Closet | 0.0004784
Ceiling Fan | Incandescent |  | Standard A Lamp | 1 | 60 | Closet | 2032519 | Closet | 0.0004784
Table | Incandescent |  | Standard A Lamp | 1 | 60 | Closet | 2032519 | Closet | 0.0004784
Ceiling Fixture | Linear Fluorescent | 48 | T-8 | 3 | 32 | Kitchen | 203381 | Kitchen | 0.00029634
Ceiling Fixture | Compact Fluorescent |  | Twist | 1 | 15 | Kitchen | 203381 | Kitchen | 0.00029634
Ceiling Fixture | Compact Fluorescent |  | Twist | 2 | 15 | Master Bedroom | 203382 | Master Bedroom | 0.00029634
Wall Mount | Compact Fluorescent |  | Twist | 2 | 15 | Bathroom | 203383 | Bathroom | 0.00029634
Ceiling Fixture | Compact Fluorescent |  | Twist | 1 | 15 | Closet | 203384 | Closet | 0.00029634
Chandelier (Hanging) | Incandescent |  | Standard A Lamp | 6 | 60 | Living Room | 203385 | Living Room | 0.00029634
Table | Compact Fluorescent |  | Twist | 1 | 15 | Living Room | 203385 | Living Room | 0.00029634
Wall Mount | Compact Fluorescent |  | Twist | 1 | 15 | Hall | 203386 | Hall | 0.00029634
Ceiling Fixture | Compact Fluorescent |  | Twist | 2 | 15 | Bedroom | 203387 | Bedroom | 0.00029634
Ceiling Fixture | Linear Fluorescent | 48 | T-8 | 3 | 32 | Laundry Room | 203388 | Laundry Room | 0.00029634
Wall Mount | Compact Fluorescent |  | Twist | 2 | 15 | Bathroom | 203389 | Bathroom | 0.00029634
Ceiling Fixture | Compact Fluorescent |  | Twist | 2 | 15 | Bedroom | 2033810 | Bedroom | 0.00029634
Ceiling Fixture | Compact Fluorescent |  | Twist | 2 | 15 | Bedroom | 2033811 | Bedroom | 0.00029634
Ceiling Fixture | Compact Fluorescent |  | Twist | 1 | 15 | Closet | 2033812 | Closet | 0.00029634
Wall Mount | Compact Fluorescent |  | Twist | 4 | 15 | Bathroom | 203401 | Bathroom | 0.00040077
Wall Mount | Incandescent |  | Standard A Lamp | 3 | 60 | Bathroom | 203402 | Bathroom | 0.00040077
Ceiling Fixture | Compact Fluorescent |  | Twist | 1 | 15 | Bathroom | 203402 | Bathroom | 0.00040077
Table | Incandescent |  | Standard A Lamp | 1 | 60 | Bedroom | 203403 | Bedroom | 0.00040077
Ceiling Fixture | Incandescent |  | Standard A Lamp | 2 | 60 | Bedroom | 203403 | Bedroom | 0.00040077
Ceiling Fixture | Incandescent |  | Standard A Lamp | 2 | 60 | Bedroom | 203404 | Bedroom | 0.00040077
Table | Incandescent |  | Standard A Lamp | 1 | 40 | Bedroom | 203404 | Bedroom | 0.00040077
Ceiling Fixture | Compact Fluorescent |  | Twist | 2 | 22 | Bedroom | 203405 | Bedroom | 0.00040077
Ceiling Fixture | Linear Fluorescent | 48 | T-12 | 2 | 40 | Bedroom | 203406 | Bedroom | 0.00040077
Ceiling Fan | Incandescent |  | Standard A Lamp | 4 | 60 | Family Room | 203407 | Family Room | 0.00040077
Track | Compact Fluorescent |  | Reflector | 1 | 15 | Family Room | 203407 | Family Room | 0.00040077
Ceiling Fixture | Compact Fluorescent |  | Twist | 1 | 22 | Garage | 203408 | Garage | 0.00040077
Chandelier (Hanging) | Compact Fluorescent |  | Twist | 3 | 15 | Hall | 203409 | Hall | 0.00040077
Ceiling Fixture | Compact Fluorescent |  | Twist | 1 | 15 | Hall | 203409 | Hall | 0.00040077
Ceiling Fixture | Linear Fluorescent | 48 | T-5 | 2 | 32 | Kitchen | 2034010 | Kitchen | 0.00040077
Floor lamp | Compact Fluorescent |  | Twist | 1 | 22 | Laundry Room | 2034011 | Laundry Room | 0.00040077
Ceiling Fixture | Compact Fluorescent |  | Twist | 1 | 15 | Laundry Room | 2034011 | Laundry Room | 0.00040077
Wall Mount | Incandescent |  | Standard A Lamp | 2 | 60 | Bathroom | 203441 | Bathroom | 0.00028447
Table | Compact Fluorescent |  | Twist | 2 | 15 | Bedroom | 203442 | Bedroom | 0.00028447
Chandelier (Hanging) | Incandescent |  | Globe | 5 | 100 | Living Room | 203443 | Living Room | 0.00028447
Ceiling Fan | Incandescent |  | Standard A Lamp | 1 | 60 | Living Room | 203443 | Living Room | 0.00028447
Table | Incandescent |  | Standard A Lamp | 1 | 60 | Living Room | 203443 | Living Room | 0.00028447
Ceiling Fixture | Linear Fluorescent | 120 | T-8 | 2 | 60 | Garage | 203444 | Garage | 0.00028447
Chandelier (Hanging) | Incandescent |  | Standard A Lamp | 3 | 100 | Kitchen | 203445 | Kitchen | 0.00028447
Ceiling Fixture | Incandescent |  | Standard A Lamp | 2 | 60 | Laundry Room | 203446 | Laundry Room | 0.00028447
Ceiling Fan | Incandescent |  | Standard A Lamp | 3 | 60 | Master Bedroom | 203447 | Master Bedroom | 0.00028447
Table | Incandescent |  | Standard A Lamp | 1 | 60 | Master Bedroom | 203447 | Master Bedroom | 0.00028447
Wall Mount | Compact Fluorescent |  | Twist | 3 | 15 | Bathroom | 203448 | Bathroom | 0.00028447
Ceiling Fixture | Incandescent |  | Standard A Lamp | 2 | 60 | Bathroom | 203448 | Bathroom | 0.00028447
Wall Mount | Linear Fluorescent | 24 | T-8 | 2 | 17 | Bathroom | 203511 | Bathroom | 0.00052955
Ceiling Fixture | Incandescent |  | Standard A Lamp | 2 | 40 | Bedroom | 203512 | Bedroom | 0.00052955
Ceiling Fixture | Incandescent |  | Standard A Lamp | 2 | 40 | Bedroom | 203513 | Bedroom | 0.00052955
Table | Compact Fluorescent |  | Twist | 1 | 10 | Bedroom | 203513 | Bedroom | 0.00052955
Ceiling Fixture | Incandescent |  | Standard A Lamp | 2 | 60 | Hall | 203514 | Hall | 0.00052955
Ceiling Fixture | Linear Fluorescent | 48 | T-8 | 2 | 32 | Kitchen | 203515 | Kitchen | 0.00052955
Wall Mount | Compact Fluorescent |  | Twist | 1 | 15 | Kitchen | 203515 | Kitchen | 0.00052955
Table | Incandescent |  | Clear | 1 | 60 | Living Room | 203516 | Living Room | 0.00052955
Ceiling Fixture | Incandescent |  | Standard A Lamp | 2 | 40 | Other | 203517 | Other | 0.00052955
Wall Mount | Incandescent |  | Globe | 3 | 40 | Bathroom | 203571 | Bathroom | 0.00040077
Ceiling Fixture | Incandescent |  | Standard A Lamp | 1 | 60 | Bathroom | 203571 | Bathroom | 0.00040077
Table | Incandescent |  | Standard A Lamp | 2 | 60 | Bedroom | 203572 | Bedroom | 0.00040077
Ceiling Fixture | Incandescent |  | Standard A Lamp | 1 | 60 | Bedroom | 203572 | Bedroom | 0.00040077
Ceiling Fixture | Incandescent |  | Standard A Lamp | 1 | 60 | Other | 203573 | Other | 0.00040077
Ceiling Fixture | Linear Fluorescent | 48 | T-12 | 2 | 40 | Other | 203573 | Other | 0.00040077
Table | Incandescent |  | Reflector | 1 | 40 | Other | 203573 | Other | 0.00040077
Ceiling Fixture | Linear Fluorescent | 48 | T-12 | 1 | 40 | Kitchen | 203574 | Kitchen | 0.00040077
Ceiling Fixture | Linear Fluorescent | 48 | T-8 | 2 | 32 | Kitchen | 203574 | Kitchen | 0.00040077
Ceiling Fixture | Incandescent |  | Standard A Lamp | 1 | 60 | Kitchen | 203574 | Kitchen | 0.00040077
Ceiling Fixture | Linear Fluorescent | 24 | T-12 | 2 | 20 | Kitchen | 203574 | Kitchen | 0.00040077
Ceiling Fixture | Linear Fluorescent | 48 | T-8 | 2 | 32 | Laundry Room | 203575 | Laundry Room | 0.00040077
Ceiling Fixture | Incandescent |  | Standard A Lamp | 2 | 60 | Living Room | 203576 | Living Room | 0.00040077
Floor lamp | Incandescent |  | Standard A Lamp | 1 | 60 | Living Room | 203576 | Living Room | 0.00040077
Ceiling Fixture | Incandescent |  | Standard A Lamp | 1 | 60 | Bathroom | 203601 | Bathroom | 0.00047324
Ceiling Fixture | Incandescent |  | Standard A Lamp | 1 | 60 | Bathroom | 203602 | Bathroom | 0.00047324
Ceiling Fixture | Incandescent |  | Standard A Lamp | 2 | 60 | Bedroom | 203603 | Bedroom | 0.00047324
Torchiere | Compact Fluorescent |  | Twist | 1 | 22 | Bedroom | 203603 | Bedroom | 0.00047324
Ceiling Fan | Incandescent |  | Decorative | 3 | 40 | Bedroom | 203604 | Bedroom | 0.00047324
Ceiling Fan | Incandescent |  | Standard A Lamp | 1 | 100 | Office | 203605 | Office | 0.00047324
Ceiling Fixture | Incandescent |  | Standard A Lamp | 1 | 75 | Closet | 203606 | Closet | 0.00047324
Ceiling Fixture | Incandescent |  | Standard A Lamp | 2 | 60 | Family Room | 203607 | Family Room | 0.00047324
Table | Incandescent |  | Standard A Lamp | 1 | 60 | Family Room | 203607 | Family Room | 0.00047324
Exit | Incandescent |  | Standard A Lamp | 2 | 60 | Garage | 203608 | Garage | 0.00047324
Ceiling Fixture | Linear Fluorescent | 48 | T-8 | 2 | 32 | Garage | 203608 | Garage | 0.00047324
Ceiling Fixture | Incandescent |  | Standard A Lamp | 1 | 60 | Hall | 203609 | Hall | 0.00047324
Ceiling Fan | Incandescent |  | Standard A Lamp | 3 | 60 | Kitchen | 2036010 | Kitchen | 0.00047324
Architectural | Incandescent |  | Standard A Lamp | 1 | 60 | Kitchen | 2036010 | Kitchen | 0.00047324
Ceiling Fixture | Incandescent |  | Standard A Lamp | 3 | 60 | Laundry Room | 2036011 | Laundry Room | 0.00047324
Ceiling Fixture | Compact Fluorescent |  | Twist | 1 | 22 | Laundry Room | 2036011 | Laundry Room | 0.00047324
Table | Incandescent |  | Standard A Lamp | 1 | 75 | Living Room | 2036012 | Living Room | 0.00047324
Table | Incandescent |  | Standard A Lamp | 1 | 75 | Living Room | 2036012 | Living Room | 0.00047324
Table | Incandescent |  | Standard A Lamp | 1 | 40 | Living Room | 2036012 | Living Room | 0.00047324
Table | Incandescent |  | Standard A Lamp | 1 | 60 | Master Bedroom | 2036013 | Master Bedroom | 0.00047324
Ceiling Fixture | Incandescent |  | Standard A Lamp | 1 | 75 | Other | 2036014 | Other | 0.00047324
Ceiling Fixture | Incandescent |  | Standard A Lamp | 1 | 60 | Other | 2036015 | Other | 0.00047324
Ceiling Fixture | Compact Fluorescent |  | Twist | 1 | 40 | Living Room | 203631 | Living Room | 0.00052955
Ceiling Fan | Compact Fluorescent |  | Twist | 3 | 15 | Living Room | 203631 | Living Room | 0.00052955
Table | Incandescent |  | Standard A Lamp | 1 | 75 | Living Room | 203631 | Living Room | 0.00052955
Ceiling Fixture | Incandescent |  | Standard A Lamp | 1 | 75 | Bathroom | 203632 | Bathroom | 0.00052955
Wall Mount | Incandescent |  | Globe | 6 | 40 | Bathroom | 203632 | Bathroom | 0.00052955
Ceiling Fixture | Incandescent |  | Standard A Lamp | 2 | 60 | Bedroom | 203633 | Bedroom | 0.00052955
Ceiling Fixture | Incandescent |  | Standard A Lamp | 1 | 60 | Bedroom | 203634 | Bedroom | 0.00052955
Ceiling Fixture | Incandescent |  | Standard A Lamp | 2 | 60 | Bedroom | 203635 | Bedroom | 0.00052955
Table | Incandescent |  | Standard A Lamp | 1 | 75 | Bedroom | 203635 | Bedroom | 0.00052955
Ceiling Fixture | Incandescent |  | Standard A Lamp | 5 | 60 | Dining Room | 203636 | Dining Room | 0.00052955
Ceiling Fixture | Incandescent |  | Standard A Lamp | 1 | 60 | Hall | 203637 | Hall | 0.00052955
Ceiling Fixture | Incandescent |  | Standard A Lamp | 1 | 60 | Hall | 203638 | Hall | 0.00052955
Ceiling Fixture | Linear Fluorescent | 48 | Fluorescent Unknown | 2 | 40 | Kitchen | 203639 | Kitchen | 0.00052955
Ceiling Fixture | Compact Fluorescent |  | Twist | 2 | 22 | Kitchen | 203639 | Kitchen | 0.00052955
Ceiling Fixture | Incandescent |  | Standard A Lamp | 1 | 60 | Laundry Room | 2036310 | Laundry Room | 0.00052955
Wall Mount | Incandescent |  | Globe | 6 | 40 | Bathroom | 2036311 | Bathroom | 0.00052955
Ceiling Fixture | Incandescent |  | Standard A Lamp | 1 | 60 | Bathroom | 2036311 | Bathroom | 0.00052955
Ceiling Fixture | Incandescent |  | Standard A Lamp | 2 | 60 | Master Bedroom | 2036312 | Master Bedroom | 0.00052955
Ceiling Fixture | Linear Fluorescent | 22 | T-8 | 4 | 16 | Other | 203711 | Other | 0.0004784
Ceiling Fixture | Incandescent |  | Standard A Lamp | 1 | 60 | Other | 203712 | Other | 0.0004784
Ceiling Fan | Incandescent |  | Standard A Lamp | 1 | 60 | Family Room | 203713 | Family Room | 0.0004784
Ceiling Fixture | Incandescent |  | Standard A Lamp | 1 | 60 | Garage | 203714 | Garage | 0.0004784
Ceiling Fixture | Incandescent |  | Standard A Lamp | 1 | 40 | Hall | 203715 | Hall | 0.0004784
Ceiling Fixture | Compact Fluorescent |  | Twist | 1 | 15 | Hall | 203716 | Hall | 0.0004784
Ceiling Fixture | Linear Fluorescent | 44 | T-8 | 2 | 32 | Kitchen | 203717 | Kitchen | 0.0004784
Ceiling Fixture | Incandescent |  | Standard A Lamp | 2 | 60 | Laundry Room | 203718 | Laundry Room | 0.0004784
Ceiling Fan | Incandescent |  | Standard A Lamp | 1 | 60 | Living Room | 203719 | Living Room | 0.0004784
Torchiere | Incandescent |  | Standard A Lamp | 2 | 40 | Living Room | 203719 | Living Room | 0.0004784
Table | Compact Fluorescent |  | Straight Tube | 1 | 28 | Living Room | 203719 | Living Room | 0.0004784
Ceiling Fixture | Compact Fluorescent |  | Twist | 1 | 15 | Bedroom | 2037110 | Bedroom | 0.0004784
Table | Incandescent |  | Mini base | 1 | 25 | Bedroom | 2037110 | Bedroom | 0.0004784
Wall Mount | Incandescent |  | Globe | 4 | 40 | Bathroom | 2037111 | Bathroom | 0.0004784
Ceiling Fixture | Incandescent |  | Standard A Lamp | 2 | 60 | Bedroom | 2037112 | Bedroom | 0.0004784
Ceiling Fixture | Incandescent |  | Standard A Lamp | 2 | 60 | Bedroom | 2037113 | Bedroom | 0.0004784
Table | Incandescent |  | Mini base | 1 | 25 | Bedroom | 2037113 | Bedroom | 0.0004784
Wall Mount | Incandescent |  | Standard A Lamp | 3 | 60 | Bathroom | 203741 | Bathroom | 0.0020539
High bay | Incandescent |  | Standard A Lamp | 2 | 60 | Bathroom | 203742 | Bathroom | 0.0020539
Recessed Can | Incandescent |  | Reflector | 1 | 65 | Bathroom | 203742 | Bathroom | 0.0020539
Ceiling Fixture | Incandescent |  | Standard A Lamp | 3 | 60 | Bathroom | 203742 | Bathroom | 0.0020539
Recessed Can | Incandescent |  | Reflector | 1 | 65 | Bedroom | 203743 | Bedroom | 0.0020539
Table | Incandescent |  | Standard A Lamp | 1 | 60 | Bedroom | 203743 | Bedroom | 0.0020539
Chandelier (Hanging) | Incandescent |  | Globe | 6 | 40 | Dining Room | 203744 | Dining Room | 0.0020539
Wall Mount | Incandescent |  | Globe | 1 | 40 | Dining Room | 203744 | Dining Room | 0.0020539
Table | Incandescent |  | 3-Way Incandescent | 1 | 100 | Dining Room | 203744 | Dining Room | 0.0020539
Ceiling Fixture | Linear Fluorescent | 60 | T-12 | 2 | 40 | Garage | 203745 | Garage | 0.0020539
Recessed Can | Incandescent |  | Reflector | 1 | 65 | Kitchen | 203746 | Kitchen | 0.0020539
Table | Incandescent |  | Standard A Lamp | 1 | 100 | Kitchen | 203746 | Kitchen | 0.0020539
Architectural | Linear Fluorescent | 48 | T-8 | 1 | 20 | Kitchen | 203746 | Kitchen | 0.0020539
Ceiling Fixture | Linear Fluorescent | 60 | T-12 | 2 | 40 | Laundry Room | 203747 | Laundry Room | 0.0020539
Floor lamp | Incandescent |  | 3-Way Incandescent | 1 | 100 | Living Room | 203748 | Living Room | 0.0020539
Torchiere | Incandescent |  | 3-Way Incandescent | 1 | 200 | Living Room | 203748 | Living Room | 0.0020539
Recessed Can | Incandescent |  | Reflector | 1 | 65 | Living Room | 203748 | Living Room | 0.0020539
Table | Incandescent |  | Standard A Lamp | 1 | 75 | Master Bedroom | 203749 | Master Bedroom | 0.0020539
Floor lamp | Incandescent |  | Standard A Lamp | 1 | 125 | Master Bedroom | 203749 | Master Bedroom | 0.0020539
Ceiling Fixture | Incandescent |  | Standard A Lamp | 2 | 60 | Closet | 2037410 | Closet | 0.0020539
Floor lamp | Incandescent |  | 3-Way Incandescent | 1 | 100 | Office | 2037411 | Office | 0.0020539
Table | Incandescent |  | Standard A Lamp | 1 | 60 | Office | 2037411 | Office | 0.0020539
Floor lamp | Compact Fluorescent |  | Straight Tube | 1 | 22 | Office | 2037411 | Office | 0.0020539
Recessed Can | Incandescent |  | Reflector | 1 | 65 | Office | 2037411 | Office | 0.0020539
Recessed Can | Incandescent |  | Reflector | 1 | 65 | Hall | 2037412 | Hall | 0.0020539
Wall Mount | Incandescent |  | Globe | 3 | 25 | Bathroom | 203811 | Bathroom | 0.00029634
Table | Incandescent |  | Standard A Lamp | 1 | 100 | Bedroom | 203812 | Bedroom | 0.00029634
Chandelier (Hanging) | Incandescent |  | Standard A Lamp | 1 | 60 | Family Room | 203813 | Family Room | 0.00029634
Table | Incandescent |  | Standard A Lamp | 1 | 150 | Family Room | 203813 | Family Room | 0.00029634
Wall Mount | Incandescent |  | Standard A Lamp | 2 | 60 | Family Room | 203813 | Family Room | 0.00029634
Ceiling Fixture | Incandescent |  | Standard A Lamp | 1 | 100 | Other | 203814 | Other | 0.00029634
Wall Mount | Incandescent |  | Globe | 3 | 40 | Bathroom | 203815 | Bathroom | 0.00029634
Other | Incandescent |  | Mini base | 1 | 5 | Bathroom | 203815 | Bathroom | 0.00029634
Ceiling Fan | Incandescent |  | Standard A Lamp | 3 | 60 | Bedroom | 203816 | Bedroom | 0.00029634
Floor lamp | Incandescent |  | Standard A Lamp | 1 | 150 | Bedroom | 203816 | Bedroom | 0.00029634
Floor lamp | Incandescent |  | Standard A Lamp | 2 | 100 | Bedroom | 203816 | Bedroom | 0.00029634
Ceiling Fixture | Incandescent |  | Standard A Lamp | 1 | 90 | Garage | 203817 | Garage | 0.00029634
Garage door opener | Incandescent |  | Standard A Lamp | 1 | 100 | Garage | 203817 | Garage | 0.00029634
Ceiling Fixture | Incandescent |  | Standard A Lamp | 1 | 60 | Hall | 203818 | Hall | 0.00029634
Ceiling Fixture | Incandescent |  | Standard A Lamp | 2 | 60 | Living Room | 203819 | Living Room | 0.00029634
Ceiling Fan | Incandescent |  | Standard A Lamp | 4 | 60 | Living Room | 203819 | Living Room | 0.00029634
Table | Incandescent |  | Standard A Lamp | 1 | 60 | Living Room | 203819 | Living Room | 0.00029634
Floor lamp | Incandescent |  | Standard A Lamp | 2 | 100 | Living Room | 203819 | Living Room | 0.00029634
Ceiling Fixture | Incandescent |  | Standard A Lamp | 1 | 68 | Living Room | 203819 | Living Room | 0.00029634
Ceiling Fan | Incandescent |  | Standard A Lamp | 4 | 60 | Kitchen | 2038110 | Kitchen | 0.00029634
Ceiling Fixture | Incandescent |  | Standard A Lamp | 1 | 60 | Kitchen | 2038110 | Kitchen | 0.00029634
Ceiling Fan | Incandescent |  | Standard A Lamp | 3 | 60 | Bedroom | 2038111 | Bedroom | 0.00029634
Table | Incandescent |  | Standard A Lamp | 1 | 100 | Bedroom | 2038111 | Bedroom | 0.00029634
Other | Incandescent |  | Mini base | 1 | 5 | Bedroom | 2038111 | Bedroom | 0.00029634
Ceiling Fan | Incandescent |  | Standard A Lamp | 3 | 60 | Bedroom | 2038112 | Bedroom | 0.00029634
Table | Incandescent |  | Standard A Lamp | 1 | 100 | Bedroom | 2038112 | Bedroom | 0.00029634
Recessed Can | Incandescent |  | Standard A Lamp | 1 | 75 | Hall | 2038113 | Hall | 0.00029634
Ceiling Fixture | Incandescent |  | Standard A Lamp | 1 | 100 | Other | 2038114 | Other | 0.00029634
Ceiling Fixture | Incandescent |  | Standard A Lamp | 1 | 75 | Bedroom | 203841 | Bedroom | 0.00052955
Ceiling Fixture | Incandescent |  | Standard A Lamp | 1 | 75 | Bathroom | 203842 | Bathroom | 0.00052955
Ceiling Fixture | Incandescent |  | Standard A Lamp | 1 | 75 | Bathroom | 203843 | Bathroom | 0.00052955
Ceiling Fan | Compact Fluorescent |  | Twist | 3 | 18 | Dining Room | 203844 | Dining Room | 0.00052955
Ceiling Fixture | Incandescent |  | Standard A Lamp | 1 | 75 | Hall | 203845 | Hall | 0.00052955
Track | Incandescent |  | Colored | 3 | 60 | Kitchen | 203846 | Kitchen | 0.00052955
Ceiling Fixture | Incandescent |  | Standard A Lamp | 2 | 60 | Laundry Room | 203847 | Laundry Room | 0.00052955
Ceiling Fixture | Incandescent |  | Standard A Lamp | 1 | 40 | Living Room | 203848 | Living Room | 0.00052955
Chandelier (Hanging) | Compact Fluorescent |  | Twist | 1 | 22 | Living Room | 203848 | Living Room | 0.00052955
Ceiling Fan | Incandescent |  | Standard A Lamp | 1 | 75 | Master Bedroom | 203849 | Master Bedroom | 0.00052955
Table | Incandescent |  | Standard A Lamp | 1 | 75 | Master Bedroom | 203849 | Master Bedroom | 0.00052955
Ceiling Fixture | Compact Fluorescent |  | Twist | 1 | 15 | Bathroom | 203901 | Bathroom | 0.0020539
Table | Compact Fluorescent |  | Twist | 1 | 15 | Bedroom | 203902 | Bedroom | 0.0020539
Table | Compact Fluorescent |  | Twist | 3 | 15 | Bedroom | 203902 | Bedroom | 0.0020539
Ceiling Fixture | Compact Fluorescent |  | Twist | 1 | 15 | Bathroom | 203903 | Bathroom | 0.0020539
Ceiling Fixture | Linear Fluorescent | 48 | T-8 | 2 | 32 | Kitchen | 203904 | Kitchen | 0.0020539
Ceiling Fan | Compact Fluorescent |  | Twist | 2 | 22 | Kitchen | 203904 | Kitchen | 0.0020539
Ceiling Fixture | Compact Fluorescent |  | Twist | 3 | 15 | Kitchen | 203904 | Kitchen | 0.0020539
Ceiling Fixture | Compact Fluorescent |  | Twist | 1 | 15 | Kitchen | 203904 | Kitchen | 0.0020539
Ceiling Fixture | Compact Fluorescent |  | Twist | 2 | 15 | Living Room | 203905 | Living Room | 0.0020539
Wall Mount | Incandescent |  | Standard A Lamp | 2 | 60 | Bathroom | 203921 | Bathroom | 0.00047324
Wall Mount | Incandescent |  | Standard A Lamp | 3 | 60 | Bathroom | 203922 | Bathroom | 0.00047324
Ceiling Fixture | Incandescent |  | Standard A Lamp | 2 | 60 | Bathroom | 203922 | Bathroom | 0.00047324
Table | Incandescent |  | Standard A Lamp | 1 | 60 | Bedroom | 203923 | Bedroom | 0.00047324
Table | Compact Fluorescent |  | Twist | 1 | 15 | Bedroom | 203923 | Bedroom | 0.00047324
Ceiling Fixture | Incandescent |  | Standard A Lamp | 2 | 60 | Bedroom | 203923 | Bedroom | 0.00047324
Ceiling Fixture | Incandescent |  | Standard A Lamp | 2 | 60 | Bedroom | 203924 | Bedroom | 0.00047324
Table | Incandescent |  | Standard A Lamp | 1 | 52 | Bedroom | 203924 | Bedroom | 0.00047324
Ceiling Fan | Incandescent |  | Standard A Lamp | 2 | 60 | Other | 203925 | Other | 0.00047324
Table | Compact Fluorescent |  | Twist | 1 | 22 | Other | 203925 | Other | 0.00047324
Wall Mount | Incandescent |  | Standard A Lamp | 1 | 40 | Bathroom | 203926 | Bathroom | 0.00047324
Wall Mount | Compact Fluorescent |  | Twist | 3 | 15 | Bathroom | 203926 | Bathroom | 0.00047324
Ceiling Fixture | Incandescent |  | Standard A Lamp | 1 | 60 | Closet | 203927 | Closet | 0.00047324
Chandelier (Hanging) | Incandescent |  | Standard A Lamp | 8 | 60 | Dining Room | 203928 | Dining Room | 0.00047324
Chandelier (Hanging) | Incandescent |  | Standard A Lamp | 4 | 60 | Other | 203929 | Other | 0.00047324
Ceiling Fixture | Incandescent |  | Standard A Lamp | 1 | 60 | Garage | 2039210 | Garage | 0.00047324
Garage door opener | Incandescent |  | Standard A Lamp | 2 | 100 | Garage | 2039210 | Garage | 0.00047324
Ceiling Fixture | Incandescent |  | Standard A Lamp | 2 | 60 | Hall | 2039211 | Hall | 0.00047324
Wall Mount | Incandescent |  | Standard A Lamp | 1 | 60 | Hall | 2039212 | Hall | 0.00047324
Recessed Can | Incandescent |  | Reflector | 1 | 65 | Kitchen | 2039213 | Kitchen | 0.00047324
Architectural | Halogen |  | Other | 7 | 20 | Kitchen | 2039213 | Kitchen | 0.00047324
Other | Compact Fluorescent |  | Twist | 1 | 15 | Kitchen | 2039213 | Kitchen | 0.00047324
Ceiling Fixture | Compact Fluorescent |  | Twist | 3 | 15 | Laundry Room | 2039214 | Laundry Room | 0.00047324
Architectural | Linear Fluorescent | 12 | T-4 | 1 | 16 | Laundry Room | 2039214 | Laundry Room | 0.00047324
Wall Mount | Incandescent |  | Decorative | 1 | 60 | Closet | 2039215 | Closet | 0.00047324
Table | Compact Fluorescent |  | Twist | 1 | 22 | Living Room | 2039216 | Living Room | 0.00047324
Recessed Can | Incandescent |  | Reflector | 1 | 75 | Living Room | 2039216 | Living Room | 0.00047324
Ceiling Fan | Incandescent |  | Standard A Lamp | 2 | 100 | Living Room | 2039216 | Living Room | 0.00047324
Table | Compact Fluorescent |  | Twist | 1 | 22 | Master Bedroom | 2039217 | Master Bedroom | 0.00047324
Wall Mount | Incandescent |  | Standard A Lamp | 4 | 60 | Bathroom | 2039218 | Bathroom | 0.00047324
Recessed Can | Incandescent |  | Standard A Lamp | 1 | 100 | Bathroom | 2039218 | Bathroom | 0.00047324
Ceiling Fixture | Incandescent |  | Standard A Lamp | 1 | 60 | Bathroom | 2039218 | Bathroom | 0.00047324
Ceiling Fan | Incandescent |  | Standard A Lamp | 2 | 60 | Office | 2039219 | Office | 0.00047324
Floor lamp | Compact Fluorescent |  | Twist | 1 | 15 | Office | 2039219 | Office | 0.00047324
Ceiling Fixture | Incandescent |  | Standard A Lamp | 1 | 60 | Closet | 2039220 | Closet | 0.00047324
Ceiling Fixture | Incandescent |  | Standard A Lamp | 1 | 60 | Closet | 2039221 | Closet | 0.00047324
Ceiling Fixture | Incandescent |  | Standard A Lamp | 2 | 60 | Other | 2039222 | Other | 0.00047324
Other | Incandescent |  | Standard A Lamp | 1 | 40 | Other | 2039222 | Other | 0.00047324
Wall Mount | Halogen |  | Quartz Tube | 3 | 30 | Bathroom | 203951 | Bathroom | 0.0020539
Ceiling Fixture | Incandescent |  | Standard A Lamp | 1 | 60 | Bathroom | 203951 | Bathroom | 0.0020539
Ceiling Fixture | Incandescent |  | Standard A Lamp | 1 | 60 | Bedroom | 203952 | Bedroom | 0.0020539
Table | Compact Fluorescent |  | Pin base | 1 | 15 | Bedroom | 203952 | Bedroom | 0.0020539
Ceiling Fixture | Compact Fluorescent |  | Twist | 2 | 15 | Master Bedroom | 203953 | Master Bedroom | 0.0020539
Table | Incandescent |  | Standard A Lamp | 1 | 40 | Master Bedroom | 203953 | Master Bedroom | 0.0020539
Chandelier (Hanging) | Incandescent |  | Globe | 1 | 75 | Dining Room | 203954 | Dining Room | 0.0020539
Ceiling Fixture | Halogen |  | Quartz Tube | 1 | 30 | Closet | 203955 | Closet | 0.0020539
Ceiling Fixture | Halogen |  | PAR | 3 | 100 | Kitchen | 203956 | Kitchen | 0.0020539
Torchiere | Halogen |  | MR | 1 | 30 | Living Room | 203957 | Living Room | 0.0020539
Wall Mount | Incandescent |  | Decorative | 1 | 40 | Living Room | 203957 | Living Room | 0.0020539
Ceiling Fixture | Compact Fluorescent |  | A shape bulb | 1 | 22 | Master Bedroom | 203958 | Master Bedroom | 0.0020539
Floor lamp | Compact Fluorescent |  | A shape bulb | 1 | 15 | Master Bedroom | 203958 | Master Bedroom | 0.0020539
Ceiling Fixture | Compact Fluorescent |  | A shape bulb | 1 | 15 | Bathroom | 203959 | Bathroom | 0.0020539
Ceiling Fixture | Compact Fluorescent |  | A shape bulb | 1 | 22 | Office | 2039510 | Office | 0.0020539
Ceiling Fixture | Compact Fluorescent |  | Globe | 1 | 15 | Other | 2039511 | Other | 0.0020539
Ceiling Fixture | Halogen |  | Quartz Tube | 1 | 30 | Hall | 2039512 | Hall | 0.0020539
Ceiling Fixture | Incandescent |  | Standard A Lamp | 1 | 60 | Hall | 2039512 | Hall | 0.0020539
Ceiling Fixture | Incandescent |  | Standard A Lamp | 1 | 75 | Bedroom | 204081 | Bedroom | 0.0005169
Table | Incandescent |  | Standard A Lamp | 1 | 100 | Bedroom | 204081 | Bedroom | 0.0005169
Ceiling Fixture | Incandescent |  | Standard A Lamp | 1 | 75 | Bedroom | 204082 | Bedroom | 0.0005169
Table | Incandescent |  | Standard A Lamp | 1 | 75 | Bedroom | 204082 | Bedroom | 0.0005169
Table | Incandescent |  | Standard A Lamp | 1 | 75 | Master Bedroom | 204083 | Master Bedroom | 0.0005169
Wall Mount | Incandescent |  | Standard A Lamp | 2 | 60 | Bathroom | 204084 | Bathroom | 0.0005169
Ceiling Fixture | Incandescent |  | Heat Lamp | 2 | 125 | Bathroom | 204084 | Bathroom | 0.0005169
Chandelier (Hanging) | Incandescent |  | Decorative | 8 | 25 | Dining Room | 204085 | Dining Room | 0.0005169
Low bay | Linear Fluorescent | 48 | T-12 | 2 | 40 | Garage | 204086 | Garage | 0.0005169
Garage door opener | Incandescent |  | Standard A Lamp | 1 | 75 | Garage | 204086 | Garage | 0.0005169
Ceiling Fixture | Incandescent |  | Standard A Lamp | 1 | 75 | Hall | 204087 | Hall | 0.0005169
Ceiling Fixture | Incandescent |  | Standard A Lamp | 2 | 75 | Other | 204088 | Other | 0.0005169
Table | Incandescent |  | Standard A Lamp | 1 | 100 | Other | 204088 | Other | 0.0005169
Ceiling Fixture | Linear Fluorescent | 48 | T-12 | 2 | 40 | Kitchen | 204089 | Kitchen | 0.0005169
Ceiling Fan | Incandescent |  | Decorative | 4 | 40 | Living Room | 2040810 | Living Room | 0.0005169
Table | Incandescent |  | Standard A Lamp | 1 | 75 | Living Room | 2040810 | Living Room | 0.0005169
Ceiling Fixture | Linear Fluorescent | 36 | T-12 | 2 | 32 | Bathroom | 2040811 | Bathroom | 0.0005169
Ceiling Fixture | Incandescent |  | Standard A Lamp | 1 | 75 | Closet | 2040812 | Closet | 0.0005169
Wall Mount | Incandescent |  | Standard A Lamp | 4 | 60 | Bathroom | 204111 | Bathroom | 0.00094081
Ceiling Fixture | Compact Fluorescent |  | Twist | 2 | 15 | Bedroom | 204112 | Bedroom | 0.00094081
Ceiling Fixture | Incandescent |  | Standard A Lamp | 1 | 60 | Bedroom | 204113 | Bedroom | 0.00094081
Chandelier (Hanging) | Compact Fluorescent |  | Twist | 1 | 15 | Hall | 204114 | Hall | 0.00094081
Floor lamp | Incandescent |  | Standard A Lamp | 2 | 60 | Garage | 204115 | Garage | 0.00094081
Ceiling Fixture | Compact Fluorescent |  | Twist | 1 | 15 | Garage | 204115 | Garage | 0.00094081
Chandelier (Hanging) | Incandescent |  | Standard A Lamp | 1 | 40 | Garage | 204115 | Garage | 0.00094081
Ceiling Fixture | Compact Fluorescent |  | Twist | 1 | 15 | Hall | 204116 | Hall | 0.00094081
Track | Compact Fluorescent |  | Twist | 3 | 15 | Kitchen | 204117 | Kitchen | 0.00094081
Chandelier (Hanging) | Incandescent |  | Standard A Lamp | 4 | 60 | Kitchen | 204117 | Kitchen | 0.00094081
Ceiling Fixture | Compact Fluorescent |  | Twist | 2 | 15 | Laundry Room | 204118 | Laundry Room | 0.00094081
Ceiling Fan | Compact Fluorescent |  | Twist | 3 | 15 | Living Room | 204119 | Living Room | 0.00094081
Ceiling Fixture | Incandescent |  | Standard A Lamp | 1 | 60 | Closet | 2041110 | Closet | 0.00094081
Wall Mount | Incandescent |  | Reflector | 3 | 40 | Bathroom | 2041111 | Bathroom | 0.00094081
Ceiling Fixture | Compact Fluorescent |  | Twist | 2 | 15 | Bedroom | 2041112 | Bedroom | 0.00094081
Table | Halogen |  | Quartz Tube | 1 | 100 | Bedroom | 2041112 | Bedroom | 0.00094081
Wall Mount | Incandescent |  | Standard A Lamp | 3 | 60 | Bathroom | 204141 | Bathroom | 0.0005169
Ceiling Fixture | Incandescent |  | Heat Lamp | 1 | 150 | Bathroom | 204141 | Bathroom | 0.0005169
Track | Incandescent |  | Standard A Lamp | 4 | 60 | Bathroom | 204142 | Bathroom | 0.0005169
Ceiling Fixture | Compact Fluorescent |  | Twist | 2 | 15 | Bedroom | 204143 | Bedroom | 0.0005169
Table | Incandescent |  | Globe | 1 | 75 | Bedroom | 204143 | Bedroom | 0.0005169
Other | Incandescent |  | Standard A Lamp | 1 | 100 | Bedroom | 204143 | Bedroom | 0.0005169
Table | Incandescent |  | Mini base | 1 | 25 | Bedroom | 204143 | Bedroom | 0.0005169
Ceiling Fixture | Incandescent |  | Standard A Lamp | 1 | 60 | Garage | 204144 | Garage | 0.0005169
Ceiling Fixture | Linear Fluorescent | 60 | T-12 | 2 | 40 | Garage | 204144 | Garage | 0.0005169
Recessed Can | Incandescent |  | Reflector | 1 | 65 | Hall | 204145 | Hall | 0.0005169
Recessed Can | Incandescent |  | Reflector | 1 | 65 | Kitchen | 204146 | Kitchen | 0.0005169
Recessed Can | Incandescent |  | Reflector | 1 | 60 | Laundry Room | 204147 | Laundry Room | 0.0005169
Ceiling Fan | Incandescent |  | Standard A Lamp | 4 | 60 | Living Room | 204148 | Living Room | 0.0005169
Table | Incandescent |  | Standard A Lamp | 1 | 60 | Living Room | 204148 | Living Room | 0.0005169
Floor lamp | Incandescent |  | Standard A Lamp | 1 | 75 | Living Room | 204148 | Living Room | 0.0005169
Wall Mount | Incandescent |  | Standard A Lamp | 4 | 60 | Bathroom | 204149 | Bathroom | 0.0005169
Ceiling Fan | Incandescent |  | Standard A Lamp | 2 | 60 | Master Bedroom | 2041410 | Master Bedroom | 0.0005169
Ceiling Fixture | Incandescent |  | Standard A Lamp | 2 | 60 | Office | 2041411 | Office | 0.0005169
Ceiling Fixture | Incandescent |  | Standard A Lamp | 1 | 75 | Bedroom | 204261 | Bedroom | 0.00047324
Table | Incandescent |  | Mini base | 1 | 25 | Bedroom | 204261 | Bedroom | 0.00047324
Table | Compact Fluorescent |  | Twist | 1 | 15 | Bedroom | 204261 | Bedroom | 0.00047324
Ceiling Fan | Compact Fluorescent |  | Twist | 1 | 15 | Living Room | 204262 | Living Room | 0.00047324
Table | Compact Fluorescent |  | Twist | 1 | 15 | Living Room | 204262 | Living Room | 0.00047324
Table | Compact Fluorescent |  | Twist | 1 | 28 | Living Room | 204262 | Living Room | 0.00047324
Ceiling Fixture | Compact Fluorescent |  | Twist | 2 | 22 | Kitchen | 204263 | Kitchen | 0.00047324
Ceiling Fixture | Compact Fluorescent |  | Twist | 1 | 22 | Laundry Room | 204264 | Laundry Room | 0.00047324
Ceiling Fixture | Compact Fluorescent |  | Twist | 2 | 15 | Bedroom | 204265 | Bedroom | 0.00047324
Wall Mount | Compact Fluorescent |  | Twist | 2 | 22 | Bathroom | 204266 | Bathroom | 0.00047324
Ceiling Fixture | Compact Fluorescent |  | Twist | 2 | 15 | Bedroom | 204267 | Bedroom | 0.00047324
Wall Mount | Compact Fluorescent |  | Twist | 1 | 22 | Hall | 204268 | Hall | 0.00047324
Ceiling Fixture | Incandescent |  | Globe | 1 | 40 | Other | 204269 | Other | 0.00047324
Ceiling Fixture | Compact Fluorescent |  | Twist | 1 | 15 | Other | 204269 | Other | 0.00047324
Wall Mount | Incandescent |  | Globe | 6 | 25 | Bathroom | 204301 | Bathroom | 0.0005169
Ceiling Fixture | Compact Fluorescent |  | Twist | 1 | 13 | Bedroom | 204302 | Bedroom | 0.0005169
Ceiling Fixture | Compact Fluorescent |  | Twist | 1 | 13 | Office | 204303 | Office | 0.0005169
Ceiling Fan | Compact Fluorescent |  | Twist | 4 | 13 | Dining Room | 204304 | Dining Room | 0.0005169
Ceiling Fixture | Linear Fluorescent | 36 | T-12 | 2 | 40 | Garage | 204305 | Garage | 0.0005169
Garage door opener | Incandescent |  | Standard A Lamp | 1 | 60 | Garage | 204305 | Garage | 0.0005169
Ceiling Fixture | Compact Fluorescent |  | Twist | 1 | 13 | Kitchen | 204306 | Kitchen | 0.0005169
Wall Mount | Compact Fluorescent |  | Twist | 1 | 13 | Kitchen | 204306 | Kitchen | 0.0005169
Ceiling Fan | Compact Fluorescent |  | A shape bulb | 4 | 13 | Living Room | 204307 | Living Room | 0.0005169
Chandelier (Hanging) | Incandescent |  | Globe | 3 | 5 | Living Room | 204307 | Living Room | 0.0005169
Floor lamp | Incandescent |  | Globe | 1 | 60 | Living Room | 204307 | Living Room | 0.0005169
Wall Mount | Incandescent |  | Globe | 3 | 25 | Bathroom | 204308 | Bathroom | 0.0005169
Ceiling Fixture | Compact Fluorescent |  | Twist | 1 | 13 | Master Bedroom | 204309 | Master Bedroom | 0.0005169
Floor lamp | Compact Fluorescent |  | Twist | 1 | 13 | Master Bedroom | 204309 | Master Bedroom | 0.0005169
Ceiling Fixture | Compact Fluorescent |  | Twist | 1 | 13 | Hall | 2043010 | Hall | 0.0005169
Wall Mount | Incandescent |  | Standard A Lamp | 4 | 40 | Bathroom | 204331 | Bathroom | 0.00040077
Ceiling Fixture | Incandescent |  | Standard A Lamp | 1 | 60 | Bathroom | 204332 | Bathroom | 0.00040077
Ceiling Fan | Incandescent |  | Standard A Lamp | 3 | 60 | Bedroom | 204333 | Bedroom | 0.00040077
Table | Compact Fluorescent |  | Twist | 1 | 15 | Bedroom | 204333 | Bedroom | 0.00040077
Ceiling Fan | Incandescent |  | Standard A Lamp | 3 | 40 | Bedroom | 204334 | Bedroom | 0.00040077
Floor lamp | Incandescent |  | Standard A Lamp | 1 | 60 | Bedroom | 204334 | Bedroom | 0.00040077
Ceiling Fixture | Incandescent |  | Globe | 2 | 60 | Bedroom | 204335 | Bedroom | 0.00040077
Ceiling Fixture | Compact Fluorescent |  | Twist | 1 | 15 | Bedroom | 204336 | Bedroom | 0.00040077
Ceiling Fixture | Linear Fluorescent | 48 | T-12 | 2 | 40 | Garage | 204337 | Garage | 0.00040077
Garage door opener | Incandescent |  | Standard A Lamp | 1 | 60 | Garage | 204337 | Garage | 0.00040077
Ceiling Fixture | Incandescent |  | Standard A Lamp | 1 | 60 | Hall | 204338 | Hall | 0.00040077
Ceiling Fixture | Linear Fluorescent | 48 | T-12 | 2 | 40 | Kitchen | 204339 | Kitchen | 0.00040077
Recessed - other | Incandescent |  | Standard A Lamp | 1 | 60 | Kitchen | 204339 | Kitchen | 0.00040077
Ceiling Fixture | Compact Fluorescent |  | Twist | 1 | 15 | Kitchen | 204339 | Kitchen | 0.00040077
Chandelier (Hanging) | Incandescent |  | Standard A Lamp | 5 | 60 | Kitchen | 204339 | Kitchen | 0.00040077
Ceiling Fixture | Compact Fluorescent |  | Twist | 1 | 15 | Living Room | 2043310 | Living Room | 0.00040077
Ceiling Fixture | Incandescent |  | Standard A Lamp | 2 | 60 | Laundry Room | 2043311 | Laundry Room | 0.00040077
Ceiling Fan | Incandescent |  | Standard A Lamp | 1 | 60 | Bedroom | 204401 | Bedroom | 0.0004784
Wall Mount | Incandescent |  | Standard A Lamp | 1 | 75 | Bedroom | 204401 | Bedroom | 0.0004784
Table | Incandescent |  | Standard A Lamp | 1 | 75 | Bedroom | 204401 | Bedroom | 0.0004784
Wall Mount | Incandescent |  | Globe | 4 | 40 | Bathroom | 204402 | Bathroom | 0.0004784
Ceiling Fixture | Incandescent |  | Standard A Lamp | 1 | 60 | Bathroom | 204402 | Bathroom | 0.0004784
Chandelier (Hanging) | Halogen |  | Quartz Tube | 5 | 100 | Dining Room | 204403 | Dining Room | 0.0004784
Wall Mount | Compact Fluorescent |  | Twist | 1 | 15 | Hall | 204404 | Hall | 0.0004784
Ceiling Fixture | Incandescent |  | Standard A Lamp | 1 | 100 | Garage | 204405 | Garage | 0.0004784
Ceiling Fixture | Incandescent |  | Standard A Lamp | 1 | 75 | Hall | 204406 | Hall | 0.0004784
Wall Mount | Incandescent |  | Standard A Lamp | 1 | 75 | Laundry Room | 204407 | Laundry Room | 0.0004784
Table | Incandescent |  | Standard A Lamp | 1 | 100 | Living Room | 204408 | Living Room | 0.0004784
Wall Mount | Incandescent |  | Standard A Lamp | 1 | 60 | Living Room | 204408 | Living Room | 0.0004784
Torchiere | Halogen |  | Quartz Tube | 1 | 100 | Master Bedroom | 204409 | Master Bedroom | 0.0004784
Wall Mount | Incandescent |  | Standard A Lamp | 1 | 60 | Master Bedroom | 204409 | Master Bedroom | 0.0004784
Wall Mount | Incandescent |  | Standard A Lamp | 1 | 75 | Bathroom | 2044010 | Bathroom | 0.0004784
Ceiling Fan | Incandescent |  | Reflector | 2 | 150 | Bathroom | 2044010 | Bathroom | 0.0004784
Ceiling Fan | Incandescent |  | Standard A Lamp | 1 | 60 | Office | 2044011 | Office | 0.0004784
Wall Mount | Incandescent |  | Standard A Lamp | 1 | 75 | Office | 2044011 | Office | 0.0004784
Ceiling Fan | Incandescent |  | Standard A Lamp | 1 | 60 | Kitchen | 2044012 | Kitchen | 0.0004784
Wall Mount | Halogen |  | Quartz Tube | 4 | 100 | Kitchen | 2044012 | Kitchen | 0.0004784
Wall Mount | Halogen |  | Quartz Tube | 1 | 100 | Kitchen | 2044012 | Kitchen | 0.0004784
Wall Mount | Incandescent |  | Standard A Lamp | 3 | 60 | Bathroom | 204451 | Bathroom | 0.00028447
Ceiling Fixture | Incandescent |  | Standard A Lamp | 1 | 60 | Bathroom | 204452 | Bathroom | 0.00028447
Ceiling Fixture | Incandescent |  | Standard A Lamp | 2 | 60 | Family Room | 204453 | Family Room | 0.00028447
Ceiling Fixture | Incandescent |  | Standard A Lamp | 2 | 60 | Closet | 204454 | Closet | 0.00028447
Chandelier (Hanging) | Incandescent |  | Globe | 1 | 65 | Kitchen | 204455 | Kitchen | 0.00028447
Ceiling Fixture | Linear Fluorescent | 48 | T-8 | 4 | 32 | Kitchen | 204455 | Kitchen | 0.00028447
Ceiling Fan | Incandescent |  | Clear | 4 | 60 | Living Room | 204456 | Living Room | 0.00028447
Table | Incandescent |  | Standard A Lamp | 1 | 60 | Living Room | 204456 | Living Room | 0.00028447
Ceiling Fixture | Incandescent |  | Standard A Lamp | 2 | 60 | Master Bedroom | 204457 | Master Bedroom | 0.00028447
Table | Incandescent |  | Standard A Lamp | 1 | 60 | Master Bedroom | 204457 | Master Bedroom | 0.00028447
Ceiling Fixture | Incandescent |  | Standard A Lamp | 2 | 60 | Office | 204458 | Office | 0.00028447
Table | Incandescent |  | Standard A Lamp | 1 | 60 | Office | 204458 | Office | 0.00028447
Wall Mount | Incandescent |  | Standard A Lamp | 2 | 60 | Bathroom | 204461 | Bathroom | 0.00040077
Ceiling Fixture | Incandescent |  | Standard A Lamp | 1 | 60 | Bedroom | 204462 | Bedroom | 0.00040077
Table | Compact Fluorescent |  | Twist | 1 | 15 | Bedroom | 204462 | Bedroom | 0.00040077
Ceiling Fixture | Incandescent |  | Standard A Lamp | 1 | 60 | Bedroom | 204463 | Bedroom | 0.00040077
Ceiling Fixture | Incandescent |  | Standard A Lamp | 1 | 60 | Hall | 204464 | Hall | 0.00040077
Ceiling Fan | Incandescent |  | Standard A Lamp | 3 | 40 | Kitchen | 204465 | Kitchen | 0.00040077
Ceiling Fixture | Incandescent |  | Standard A Lamp | 1 | 40 | Kitchen | 204465 | Kitchen | 0.00040077
Ceiling Fixture | Incandescent |  | Decorative | 3 | 60 | Kitchen | 204465 | Kitchen | 0.00040077
Floor lamp | Incandescent |  | Standard A Lamp | 1 | 60 | Living Room | 204466 | Living Room | 0.00040077
Ceiling Fixture | Incandescent |  | Standard A Lamp | 2 | 40 | Bathroom | 204481 | Bathroom | 0.00040077
Wall Mount | Incandescent |  | Standard A Lamp | 3 | 60 | Bathroom | 204482 | Bathroom | 0.00040077
Ceiling Fixture | Incandescent |  | Standard A Lamp | 1 | 60 | Bathroom | 204482 | Bathroom | 0.00040077
Wall Mount | Incandescent |  | Mini base | 1 | 15 | Bedroom | 204483 | Bedroom | 0.00040077
Table | Incandescent |  | Mini base | 3 | 15 | Bedroom | 204483 | Bedroom | 0.00040077
Ceiling Fixture | Incandescent |  | Standard A Lamp | 1 | 15 | Bedroom | 204483 | Bedroom | 0.00040077
Ceiling Fixture | Incandescent |  | Mini base | 2 | 25 | Closet | 204484 | Closet | 0.00040077
Ceiling Fixture | Incandescent |  | Standard A Lamp | 1 | 60 | Hall | 204485 | Hall | 0.00040077
Chandelier (Hanging) | Incandescent |  | Decorative | 5 | 40 | Kitchen | 204486 | Kitchen | 0.00040077
Table | Incandescent |  | Standard A Lamp | 1 | 15 | Kitchen | 204486 | Kitchen | 0.00040077
Ceiling Fixture | Halogen |  | PAR | 3 | 75 | Kitchen | 204486 | Kitchen | 0.00040077
Table | Incandescent |  | Standard A Lamp | 1 | 60 | Kitchen | 204486 | Kitchen | 0.00040077
Recessed - other | Incandescent |  | Standard A Lamp | 1 | 60 | Kitchen | 204486 | Kitchen | 0.00040077
Chandelier (Hanging) | Incandescent |  | Standard A Lamp | 1 | 40 | Kitchen | 204486 | Kitchen | 0.00040077
Wall Mount | Incandescent |  | Decorative | 1 | 40 | Kitchen | 204486 | Kitchen | 0.00040077
Ceiling Fixture | Incandescent |  | Standard A Lamp | 1 | 40 | Laundry Room | 204487 | Laundry Room | 0.00040077
Table | Incandescent |  | Standard A Lamp | 1 | 60 | Living Room | 204488 | Living Room | 0.00040077
Table | Compact Fluorescent |  | Twist | 1 | 15 | Living Room | 204488 | Living Room | 0.00040077
Ceiling Fan | Incandescent |  | Decorative | 3 | 40 | Living Room | 204488 | Living Room | 0.00040077
Recessed Can | Incandescent |  | Globe | 1 | 25 | Living Room | 204488 | Living Room | 0.00040077
Chandelier (Hanging) | Incandescent |  | Standard A Lamp | 1 | 60 | Living Room | 204488 | Living Room | 0.00040077
Table | Incandescent |  | Standard A Lamp | 1 | 60 | Bedroom | 204489 | Bedroom | 0.00040077
Floor lamp | Incandescent |  | Standard A Lamp | 2 | 60 | Office | 2044810 | Office | 0.00040077
Ceiling Fixture | Linear Fluorescent | 48 | T-12 | 2 | 25 | Other | 2044811 | Other | 0.00040077
Recessed Can | Incandescent |  | Reflector | 1 | 65 | Bathroom | 204571 | Bathroom | 0.00040077
Ceiling Fixture | Incandescent |  | Standard A Lamp | 2 | 40 | Bathroom | 204571 | Bathroom | 0.00040077
Ceiling Fixture | Incandescent |  | Standard A Lamp | 1 | 60 | Bathroom | 204571 | Bathroom | 0.00040077
Wall Mount | Halogen |  | MR | 1 | 50 | Bathroom | 204572 | Bathroom | 0.00040077
Wall Mount | Halogen |  | MR | 1 | 50 | Bathroom | 204573 | Bathroom | 0.00040077
Ceiling Fixture | Incandescent |  | Standard A Lamp | 1 | 60 | Bathroom | 204573 | Bathroom | 0.00040077
Table | Halogen |  | MR | 1 | 100 | Master Bedroom | 204574 | Master Bedroom | 0.00040077
Floor lamp | Incandescent |  | 3-Way Incandescent | 1 | 100 | Master Bedroom | 204574 | Master Bedroom | 0.00040077
Table | Compact Fluorescent |  | Twist | 1 | 22 | Master Bedroom | 204574 | Master Bedroom | 0.00040077
Recessed Can | Incandescent |  | Reflector | 1 | 65 | Bedroom | 204575 | Bedroom | 0.00040077
Table | Incandescent |  | Standard A Lamp | 1 | 100 | Bedroom | 204575 | Bedroom | 0.00040077
Recessed Can | Incandescent |  | Reflector | 1 | 65 | Bedroom | 204576 | Bedroom | 0.00040077
Table | Incandescent |  | Decorative | 1 | 100 | Bedroom | 204576 | Bedroom | 0.00040077
Floor lamp | Incandescent |  | Standard A Lamp | 1 | 60 | Bedroom | 204576 | Bedroom | 0.00040077
Low bay | Linear Fluorescent | 48 | T-12 | 2 | 40 | Closet | 204577 | Closet | 0.00040077
Ceiling Fixture | Linear Fluorescent | 48 | T-12 | 2 | 40 | Closet | 204578 | Closet | 0.00040077
Recessed Can | Incandescent |  | Reflector | 1 | 65 | Office | 204579 | Office | 0.00040077
Table | Incandescent |  | Other | 1 | 60 | Office | 204579 | Office | 0.00040077
Floor lamp | Compact Fluorescent |  | Twist | 1 | 22 | Office | 204579 | Office | 0.00040077
Table | Incandescent |  | Standard A Lamp | 1 | 60 | Office | 204579 | Office | 0.00040077
Recessed Can | Incandescent |  | Reflector | 1 | 65 | Dining Room | 2045710 | Dining Room | 0.00040077
Ceiling Fan | Compact Fluorescent |  | Circline (Screw Base) | 1 | 28 | Dining Room | 2045710 | Dining Room | 0.00040077
Chandelier (Hanging) | Incandescent |  | Globe | 5 | 60 | Dining Room | 2045710 | Dining Room | 0.00040077
Ceiling Fixture | Linear Fluorescent | 48 | T-8 | 4 | 32 | Garage | 2045711 | Garage | 0.00040077
Recessed Can | Incandescent |  | Reflector | 1 | 65 | Hall | 2045712 | Hall | 0.00040077
Chandelier (Hanging) | Halogen |  | Other | 1 | 50 | Hall | 2045713 | Hall | 0.00040077
Recessed Can | Incandescent |  | Reflector | 1 | 65 | Hall | 2045713 | Hall | 0.00040077
Architectural | Linear Fluorescent | 22 | T-12 | 1 | 20 | Hall | 2045713 | Hall | 0.00040077
Architectural | Linear Fluorescent | 34 | T-12 | 1 | 30 | Hall | 2045713 | Hall | 0.00040077
Architectural | Linear Fluorescent | 12 | T-12 | 1 | 16 | Hall | 2045713 | Hall | 0.00040077
Ceiling Fixture | Linear Fluorescent | 48 | T-12 | 2 | 40 | Laundry Room | 2045714 | Laundry Room | 0.00040077
Recessed Can | Incandescent |  | Reflector | 1 | 65 | Living Room | 2045715 | Living Room | 0.00040077
Ceiling Fan | Compact Fluorescent |  | Circline (Screw Base) | 1 | 36 | Living Room | 2045715 | Living Room | 0.00040077
Floor lamp | Incandescent |  | Mini base | 5 | 40 | Living Room | 2045715 | Living Room | 0.00040077
Floor lamp | Halogen |  | Quartz Tube | 1 | 300 | Living Room | 2045715 | Living Room | 0.00040077
Other | Incandescent |  | Other | 3 | 25 | Living Room | 2045715 | Living Room | 0.00040077
Ceiling Fixture | Incandescent |  | Standard A Lamp | 1 | 100 | Bathroom | 204581 | Bathroom | 0.00094081
Table | Compact Fluorescent |  | Twist | 1 | 22 | Bedroom | 204582 | Bedroom | 0.00094081
Ceiling Fixture | Linear Fluorescent | 48 | Fluorescent Other | 2 | 32 | Bedroom | 204582 | Bedroom | 0.00094081
Other | Other |  | LED Interior | 1 | 30 | Bedroom | 204582 | Bedroom | 0.00094081
Table | Compact Fluorescent |  | Twist | 1 | 22 | Bedroom | 204583 | Bedroom | 0.00094081
Ceiling Fixture | Linear Fluorescent | 48 | Fluorescent Other | 2 | 32 | Other | 204584 | Other | 0.00094081
Ceiling Fixture | Other |  | LED Interior | 1 | 30 | Other | 204585 | Other | 0.00094081
Wall Mount | Linear Fluorescent | 48 | Fluorescent Other | 1 | 32 | Other | 204585 | Other | 0.00094081
Ceiling Fixture | Compact Fluorescent |  | Circline (Screw Base) | 1 | 22 | Other | 204585 | Other | 0.00094081
Chandelier (Hanging) | Compact Fluorescent |  | Twist | 1 | 28 | Garage | 204586 | Garage | 0.00094081
Ceiling Fixture | Compact Fluorescent |  | Twist | 1 | 22 | Hall | 204587 | Hall | 0.00094081
Ceiling Fixture | Compact Fluorescent |  | Twist | 1 | 15 | Hall | 204587 | Hall | 0.00094081
Ceiling Fixture | Compact Fluorescent |  | Twist | 5 | 15 | Kitchen | 204588 | Kitchen | 0.00094081
Ceiling Fixture | Linear Fluorescent | 48 | Fluorescent Other | 2 | 32 | Kitchen | 204588 | Kitchen | 0.00094081
Torchiere | Compact Fluorescent |  | Twist | 2 | 22 | Living Room | 204589 | Living Room | 0.00094081
Ceiling Fixture | Compact Fluorescent |  | Twist | 5 | 15 | Living Room | 204589 | Living Room | 0.00094081
Ceiling Fixture | Linear Fluorescent | 48 | Fluorescent Other | 2 | 32 | Bedroom | 2045810 | Bedroom | 0.00094081
Wall Mount | Incandescent |  | Decorative | 4 | 40 | Bathroom | 204661 | Bathroom | 0.00052955
Ceiling Fixture | Incandescent |  | Standard A Lamp | 2 | 60 | Bedroom | 204662 | Bedroom | 0.00052955
Table | Incandescent |  | Standard A Lamp | 1 | 60 | Bedroom | 204663 | Bedroom | 0.00052955
Table | Incandescent |  | Standard A Lamp | 1 | 75 | Bedroom | 204663 | Bedroom | 0.00052955
Ceiling Fixture | Compact Fluorescent |  | Twist | 3 | 15 | Dining Room | 204664 | Dining Room | 0.00052955
Recessed Can | Incandescent |  | Reflector | 1 | 65 | Bathroom | 204665 | Bathroom | 0.00052955
Wall Mount | Incandescent |  | Standard A Lamp | 2 | 60 | Bathroom | 204665 | Bathroom | 0.00052955
Recessed Can | Incandescent |  | Reflector | 1 | 65 | Bedroom | 204666 | Bedroom | 0.00052955
Table | Incandescent |  | Standard A Lamp | 1 | 60 | Bedroom | 204666 | Bedroom | 0.00052955
Recessed Can | Incandescent |  | Reflector | 1 | 65 | Bedroom | 204667 | Bedroom | 0.00052955
Recessed Can | Incandescent |  | Standard A Lamp | 1 | 65 | Family Room | 204668 | Family Room | 0.00052955
Ceiling Fixture | Incandescent |  | Standard A Lamp | 1 | 60 | Hall | 204669 | Hall | 0.00052955
Recessed Can | Incandescent |  | Reflector | 1 | 65 | Laundry Room | 2046610 | Laundry Room | 0.00052955
Ceiling Fixture | Incandescent |  | Standard A Lamp | 1 | 75 | Other | 2046611 | Other | 0.00052955
Ceiling Fixture | Incandescent |  | Standard A Lamp | 1 | 75 | Garage | 2046612 | Garage | 0.00052955
Ceiling Fixture | Compact Fluorescent |  | Twist | 3 | 15 | Kitchen | 2046613 | Kitchen | 0.00052955
Recessed Can | Incandescent |  | Standard A Lamp | 1 | 65 | Living Room | 2046614 | Living Room | 0.00052955
Table | Incandescent |  | Standard A Lamp | 1 | 75 | Living Room | 2046614 | Living Room | 0.00052955
Wall Mount | Incandescent |  | Standard A Lamp | 1 | 60 | Living Room | 2046614 | Living Room | 0.00052955
Ceiling Fan | Incandescent |  | Decorative | 3 | 40 | Living Room | 2046614 | Living Room | 0.00052955
Table | Incandescent |  | Standard A Lamp | 1 | 100 | Living Room | 2046615 | Living Room | 0.00052955
Floor lamp | Incandescent |  | Standard A Lamp | 1 | 100 | Living Room | 2046615 | Living Room | 0.00052955
Recessed Can | Incandescent |  | Reflector | 1 | 65 | Living Room | 2046615 | Living Room | 0.00052955
Ceiling Fixture | Incandescent |  | Standard A Lamp | 1 | 60 | Hall | 2046616 | Hall | 0.00052955
Chandelier (Hanging) | Incandescent |  | Standard A Lamp | 5 | 40 | Living Room | 204691 | Living Room | 0.00047324
Recessed Can | Incandescent |  | Reflector | 1 | 65 | Living Room | 204691 | Living Room | 0.00047324
Table | Incandescent |  | Standard A Lamp | 1 | 40 | Living Room | 204691 | Living Room | 0.00047324
Wall Mount | Other |  | LED Interior | 3 | 1 | Living Room | 204691 | Living Room | 0.00047324
Ceiling Fixture | Incandescent |  | Standard A Lamp | 2 | 60 | Bathroom | 204692 | Bathroom | 0.00047324
Chandelier (Hanging) | Incandescent |  | Standard A Lamp | 1 | 60 | Dining Room | 204693 | Dining Room | 0.00047324
Ceiling Fan | Incandescent |  | Mini base | 3 | 40 | Hall | 204694 | Hall | 0.00047324
Ceiling Fixture | Incandescent |  | Standard A Lamp | 2 | 60 | Hall | 204694 | Hall | 0.00047324
Recessed Can | Incandescent |  | Reflector | 1 | 65 | Family Room | 204695 | Family Room | 0.00047324
Ceiling Fixture | Incandescent |  | Standard A Lamp | 1 | 60 | Closet | 204696 | Closet | 0.00047324
Ceiling Fixture | Incandescent |  | Reflector | 1 | 65 | Kitchen | 204697 | Kitchen | 0.00047324
Other | Incandescent |  | Other | 1 | 20 | Kitchen | 204697 | Kitchen | 0.00047324
Ceiling Fixture | Incandescent |  | Standard A Lamp | 2 | 60 | Office | 204698 | Office | 0.00047324
Wall Mount | Incandescent |  | Globe | 3 | 60 | Bathroom | 204699 | Bathroom | 0.00047324
Recessed - other | Compact Fluorescent |  | Twist | 1 | 13 | Bathroom | 204699 | Bathroom | 0.00047324
Ceiling Fixture | Incandescent |  | Standard A Lamp | 2 | 60 | Hall | 2046910 | Hall | 0.00047324
Ceiling Fixture | Compact Fluorescent |  | Twist | 1 | 13 | Laundry Room | 2046911 | Laundry Room | 0.00047324
Ceiling Fixture | Compact Fluorescent |  | Twist | 1 | 23 | Laundry Room | 2046911 | Laundry Room | 0.00047324
Wall Mount | Incandescent |  | Globe | 3 | 40 | Bathroom | 2046912 | Bathroom | 0.00047324
Ceiling Fixture | Incandescent |  | Standard A Lamp | 1 | 40 | Bathroom | 2046912 | Bathroom | 0.00047324
Recessed Can | Compact Fluorescent |  | Twist | 1 | 13 | Bathroom | 2046912 | Bathroom | 0.00047324
Table | Incandescent |  | Standard A Lamp | 1 | 40 | Master Bedroom | 2046913 | Master Bedroom | 0.00047324
Ceiling Fan | Incandescent |  | Standard A Lamp | 3 | 60 | Master Bedroom | 2046913 | Master Bedroom | 0.00047324
Ceiling Fixture | Compact Fluorescent |  | Twist | 2 | 15 | Closet | 2046914 | Closet | 0.00047324
Ceiling Fan | Compact Fluorescent |  | Twist | 1 | 13 | Bedroom | 2046915 | Bedroom | 0.00047324
Table | Compact Fluorescent |  | Twist | 1 | 13 | Bedroom | 2046915 | Bedroom | 0.00047324
Ceiling Fixture | Incandescent |  | Standard A Lamp | 1 | 60 | Closet | 2046916 | Closet | 0.00047324
Ceiling Fan | Compact Fluorescent |  | Twist | 1 | 15 | Bedroom | 2046917 | Bedroom | 0.00047324
Table | Compact Fluorescent |  | Twist | 1 | 13 | Bedroom | 2046917 | Bedroom | 0.00047324
Ceiling Fixture | Incandescent |  | Standard A Lamp | 1 | 60 | Closet | 2046918 | Closet | 0.00047324
Ceiling Fixture | Incandescent |  | Standard A Lamp | 1 | 60 | Bedroom | 2046919 | Bedroom | 0.00047324
Wall Mount | Incandescent |  | Globe | 2 | 40 | Bathroom | 2046920 | Bathroom | 0.00047324
Ceiling Fixture | Incandescent |  | Standard A Lamp | 2 | 60 | Bedroom | 2046921 | Bedroom | 0.00047324
Table | Compact Fluorescent |  | Twist | 1 | 15 | Bedroom | 2046921 | Bedroom | 0.00047324
Recessed Can | Incandescent |  | Reflector | 1 | 65 | Family Room | 2046922 | Family Room | 0.00047324
Wall Mount | Incandescent |  | Standard A Lamp | 1 | 60 | Hall | 2046923 | Hall | 0.00047324
Ceiling Fixture | Compact Fluorescent |  | Twist | 2 | 19 | Hall | 2046924 | Hall | 0.00047324
Ceiling Fixture | Compact Fluorescent |  | Twist | 1 | 13 | Closet | 2046925 | Closet | 0.00047324
Ceiling Fixture | Linear Fluorescent | 48 | T-12 | 2 | 40 | Office | 2046926 | Office | 0.00047324
Ceiling Fixture | Linear Fluorescent | 48 | T-12 | 1 | 40 | Office | 2046926 | Office | 0.00047324
Ceiling Fixture | Incandescent |  | Standard A Lamp | 1 | 200 | Garage | 2046927 | Garage | 0.00047324
Ceiling Fixture | Incandescent |  | Standard A Lamp | 1 | 60 | Garage | 2046927 | Garage | 0.00047324
Garage door opener | Incandescent |  | Standard A Lamp | 1 | 60 | Garage | 2046927 | Garage | 0.00047324
Garage door opener | Incandescent |  | Clear | 1 | 40 | Garage | 2046927 | Garage | 0.00047324
Ceiling Fan | Incandescent |  | Standard A Lamp | 1 | 60 | Bedroom | 204721 | Bedroom | 0.00040077
Wall Mount | Incandescent |  | Decorative | 1 | 60 | Bedroom | 204721 | Bedroom | 0.00040077
Ceiling Fixture | Halogen |  | MR | 3 | 75 | Bathroom | 204722 | Bathroom | 0.00040077
Chandelier (Hanging) | Incandescent |  | Clear | 3 | 60 | Dining Room | 204723 | Dining Room | 0.00040077
Recessed Can | Incandescent |  | Reflector | 1 | 65 | Kitchen | 204724 | Kitchen | 0.00040077
Ceiling Fan | Incandescent |  | Standard A Lamp | 1 | 60 | Living Room | 204725 | Living Room | 0.00040077
Ceiling Fixture | Incandescent |  | Standard A Lamp | 2 | 60 | Bedroom | 204726 | Bedroom | 0.00040077
Wall Mount | Incandescent |  | Standard A Lamp | 2 | 60 | Bedroom | 204726 | Bedroom | 0.00040077
Table | Incandescent |  | Mini base | 1 | 40 | Bedroom | 204726 | Bedroom | 0.00040077
Ceiling Fixture | Incandescent |  | Standard A Lamp | 2 | 60 | Bedroom | 204727 | Bedroom | 0.00040077
Table | Incandescent |  | Standard A Lamp | 1 | 60 | Bedroom | 204727 | Bedroom | 0.00040077
Wall Mount | Incandescent |  | Standard A Lamp | 1 | 40 | Bathroom | 204728 | Bathroom | 0.00040077
Ceiling Fan | Incandescent |  | Standard A Lamp | 1 | 60 | Bathroom | 204728 | Bathroom | 0.00040077
Wall Mount | Incandescent |  | Standard A Lamp | 1 | 60 | Closet | 204729 | Closet | 0.00040077
Wall Mount | Incandescent |  | Standard A Lamp | 1 | 60 | Closet | 2047210 | Closet | 0.00040077
Ceiling Fixture | Incandescent |  | Standard A Lamp | 1 | 60 | Garage | 2047211 | Garage | 0.00040077
Ceiling Fixture | Incandescent |  | Standard A Lamp | 2 | 60 | Hall | 2047212 | Hall | 0.00040077
Ceiling Fixture | Incandescent |  | Standard A Lamp | 2 | 60 | Kitchen | 2047213 | Kitchen | 0.00040077
Recessed Can | Incandescent |  | Reflector | 1 | 65 | Kitchen | 2047213 | Kitchen | 0.00040077
Ceiling Fixture | Incandescent |  | Standard A Lamp | 2 | 60 | Bathroom | 2047214 | Bathroom | 0.00040077
Ceiling Fixture | Incandescent |  | Standard A Lamp | 2 | 60 | Office | 2047215 | Office | 0.00040077
Table | Halogen |  | Quartz Tube | 1 | 50 | Office | 2047215 | Office | 0.00040077
Ceiling Fixture | Incandescent |  | Standard A Lamp | 2 | 60 | Living Room | 2047216 | Living Room | 0.00040077
Table | Incandescent |  | Standard A Lamp | 1 | 60 | Living Room | 2047216 | Living Room | 0.00040077
Wall Mount | Incandescent |  | Globe | 4 | 40 | Bathroom | 204771 | Bathroom | 0.00047324
Ceiling Fixture | Incandescent |  | Standard A Lamp | 2 | 60 | Bedroom | 204772 | Bedroom | 0.00047324
Ceiling Fixture | Incandescent |  | Standard A Lamp | 2 | 60 | Bedroom | 204773 | Bedroom | 0.00047324
Table | Compact Fluorescent |  | Twist | 1 | 15 | Bedroom | 204773 | Bedroom | 0.00047324
Ceiling Fixture | Incandescent |  | Standard A Lamp | 2 | 60 | Closet | 204774 | Closet | 0.00047324
Chandelier (Hanging) | Incandescent |  | Standard A Lamp | 5 | 60 | Dining Room | 204775 | Dining Room | 0.00047324
Ceiling Fan | Incandescent |  | Mini base | 4 | 60 | Garage | 204776 | Garage | 0.00047324
Torchiere | Compact Fluorescent |  | Twist | 1 | 15 | Garage | 204776 | Garage | 0.00047324
Floor lamp | Incandescent |  | Standard A Lamp | 1 | 52 | Garage | 204776 | Garage | 0.00047324
Ceiling Fixture | Incandescent |  | Standard A Lamp | 2 | 60 | Hall | 204777 | Hall | 0.00047324
Ceiling Fixture | Compact Fluorescent |  | Twist | 2 | 15 | Laundry Room | 204778 | Laundry Room | 0.00047324
Ceiling Fan | Incandescent |  | Standard A Lamp | 4 | 60 | Living Room | 204779 | Living Room | 0.00047324
Ceiling Fixture | Incandescent |  | Standard A Lamp | 2 | 60 | Living Room | 204779 | Living Room | 0.00047324
Wall Mount | Incandescent |  | Globe | 4 | 60 | Bathroom | 2047710 | Bathroom | 0.00047324
Floor lamp | Compact Fluorescent |  | Twist | 1 | 15 | Master Bedroom | 2047711 | Master Bedroom | 0.00047324
Table | Compact Fluorescent |  | Twist | 1 | 15 | Master Bedroom | 2047711 | Master Bedroom | 0.00047324
Recessed Can | Incandescent |  | Reflector | 1 | 65 | Kitchen | 2047712 | Kitchen | 0.00047324
Wall Mount | Incandescent |  | Globe | 8 | 40 | Bathroom | 204851 | Bathroom | 0.00094081
Recessed Can | Incandescent |  | Standard A Lamp | 1 | 65 | Bathroom | 204851 | Bathroom | 0.00094081
Recessed Can | Incandescent |  | Reflector | 1 | 75 | Hall | 204852 | Hall | 0.00094081
Recessed Can | Incandescent |  | Reflector | 1 | 45 | Bathroom | 204853 | Bathroom | 0.00094081
Table | Compact Fluorescent |  | Twist | 1 | 22 | Bathroom | 204853 | Bathroom | 0.00094081
Ceiling Fixture | Incandescent |  | Standard A Lamp | 1 | 60 | Bedroom | 204854 | Bedroom | 0.00094081
Table | Incandescent |  | Standard A Lamp | 1 | 75 | Bedroom | 204854 | Bedroom | 0.00094081
Recessed Can | Incandescent |  | Reflector | 1 | 45 | Bedroom | 204854 | Bedroom | 0.00094081
Recessed Can | Incandescent |  | Reflector | 1 | 45 | Bedroom | 204854 | Bedroom | 0.00094081
Ceiling Fixture | Incandescent |  | Standard A Lamp | 2 | 60 | Bedroom | 204855 | Bedroom | 0.00094081
Table | Incandescent |  | Standard A Lamp | 1 | 75 | Bedroom | 204855 | Bedroom | 0.00094081
Table | Incandescent |  | Standard A Lamp | 2 | 75 | Bedroom | 204855 | Bedroom | 0.00094081
Table | Incandescent |  | Standard A Lamp | 1 | 150 | Bedroom | 204855 | Bedroom | 0.00094081
Ceiling Fixture | Incandescent |  | Standard A Lamp | 1 | 100 | Other | 204856 | Other | 0.00094081
Recessed Can | Incandescent |  | Reflector | 1 | 75 | Other | 204857 | Other | 0.00094081
Table | Incandescent |  | Standard A Lamp | 1 | 40 | Other | 204857 | Other | 0.00094081
Table | Compact Fluorescent |  | Twist | 2 | 22 | Other | 204857 | Other | 0.00094081
Recessed Can | Incandescent |  | Reflector | 1 | 45 | Hall | 204858 | Hall | 0.00094081
Recessed Can | Incandescent |  | Reflector | 1 | 45 | Hall | 204858 | Hall | 0.00094081
Ceiling Fixture | Incandescent |  | Standard A Lamp | 2 | 60 | Family Room | 204859 | Family Room | 0.00094081
Track | Incandescent |  | Reflector | 4 | 40 | Family Room | 204859 | Family Room | 0.00094081
Table | Compact Fluorescent |  | Twist | 1 | 22 | Family Room | 204859 | Family Room | 0.00094081
Track | Incandescent |  | Reflector | 2 | 40 | Family Room | 204859 | Family Room | 0.00094081
Table | Incandescent |  | Standard A Lamp | 1 | 60 | Family Room | 204859 | Family Room | 0.00094081
Ceiling Fixture | Incandescent |  | Standard A Lamp | 1 | 100 | Garage | 2048510 | Garage | 0.00094081
Garage door opener | Incandescent |  | Standard A Lamp | 1 | 60 | Garage | 2048510 | Garage | 0.00094081
Ceiling Fixture | Incandescent |  | Standard A Lamp | 2 | 60 | Hall | 2048511 | Hall | 0.00094081
Table | Compact Fluorescent |  | Twist | 1 | 22 | Hall | 2048511 | Hall | 0.00094081
Recessed Can | Incandescent |  | Reflector | 1 | 65 | Kitchen | 2048512 | Kitchen | 0.00094081
Ceiling Fixture | Incandescent |  | Standard A Lamp | 1 | 60 | Kitchen | 2048512 | Kitchen | 0.00094081
Recessed Can | Incandescent |  | Reflector | 1 | 75 | Living Room | 2048513 | Living Room | 0.00094081
Chandelier (Hanging) | Incandescent |  | Decorative | 5 | 60 | Living Room | 2048513 | Living Room | 0.00094081
Table | Incandescent |  | Standard A Lamp | 1 | 200 | Living Room | 2048513 | Living Room | 0.00094081
Wall Mount | Incandescent |  | Globe | 8 | 40 | Bathroom | 2048514 | Bathroom | 0.00094081
Table | Compact Fluorescent |  | Twist | 1 | 22 | Bathroom | 2048514 | Bathroom | 0.00094081
Ceiling Fixture | Incandescent |  | Standard A Lamp | 1 | 60 | Bathroom | 2048514 | Bathroom | 0.00094081
Table | Compact Fluorescent |  | Twist | 1 | 22 | Master Bedroom | 2048515 | Master Bedroom | 0.00094081
Recessed Can | Incandescent |  | Reflector | 1 | 75 | Master Bedroom | 2048515 | Master Bedroom | 0.00094081
Ceiling Fixture | Incandescent |  | Standard A Lamp | 1 | 60 | Other | 2048516 | Other | 0.00094081
Recessed Can | Incandescent |  | Reflector | 1 | 45 | Hall | 2048517 | Hall | 0.00094081
Ceiling Fixture | Incandescent |  | Standard A Lamp | 1 | 60 | Hall | 2048517 | Hall | 0.00094081
Wall Mount | Incandescent |  | Standard A Lamp | 1 | 75 | Other | 2048518 | Other | 0.00094081
Table | Incandescent |  | Standard A Lamp | 1 | 150 | Bedroom | 2048519 | Bedroom | 0.00094081
Table | Incandescent |  | Standard A Lamp | 1 | 100 | Bedroom | 2048519 | Bedroom | 0.00094081
Ceiling Fixture | Incandescent |  | Standard A Lamp | 1 | 60 | Bedroom | 2048519 | Bedroom | 0.00094081
Ceiling Fixture | Incandescent |  | Standard A Lamp | 1 | 60 | Other | 2048520 | Other | 0.00094081
Chandelier (Hanging) | Incandescent |  | Globe | 1 | 75 | Kitchen | 204911 | Kitchen | 0.00029634
Ceiling Fixture | Linear Fluorescent | 48 | T-12 | 2 | 40 | Kitchen | 204911 | Kitchen | 0.00029634
Ceiling Fixture | Incandescent |  | Standard A Lamp | 2 | 60 | Bedroom | 204912 | Bedroom | 0.00029634
Table | Incandescent |  | 3-Way Incandescent | 1 | 100 | Bedroom | 204912 | Bedroom | 0.00029634
Table | Compact Fluorescent |  | Twist | 1 | 22 | Bedroom | 204912 | Bedroom | 0.00029634
Ceiling Fixture | Compact Fluorescent |  | Twist | 3 | 22 | Bedroom | 204913 | Bedroom | 0.00029634
Table | Incandescent |  | Clear | 1 | 60 | Bedroom | 204913 | Bedroom | 0.00029634
Table | Incandescent |  | Standard A Lamp | 1 | 60 | Bedroom | 204913 | Bedroom | 0.00029634
Ceiling Fan | Incandescent |  | Decorative | 4 | 60 | Living Room | 204914 | Living Room | 0.00029634
Table | Compact Fluorescent |  | Twist | 1 | 22 | Living Room | 204914 | Living Room | 0.00029634
Table | Incandescent |  | Standard A Lamp | 1 | 60 | Living Room | 204914 | Living Room | 0.00029634
Chandelier (Hanging) | Incandescent |  | Mini base | 5 | 40 | Living Room | 204914 | Living Room | 0.00029634
Ceiling Fixture | Incandescent |  | Standard A Lamp | 1 | 60 | Hall | 204915 | Hall | 0.00029634
Ceiling Fixture | Compact Fluorescent |  | Twist | 1 | 22 | Bathroom | 204916 | Bathroom | 0.00029634
Wall Mount | Compact Fluorescent |  | Twist | 2 | 22 | Bathroom | 204916 | Bathroom | 0.00029634
Wall Mount | Incandescent |  | Standard A Lamp | 1 | 60 | Closet | 204917 | Closet | 0.00029634
Ceiling Fixture | Compact Fluorescent |  | Twist | 2 | 22 | Master Bedroom | 204918 | Master Bedroom | 0.00029634
Table | Incandescent |  | Decorative | 1 | 60 | Master Bedroom | 204918 | Master Bedroom | 0.00029634
Ceiling Fixture | Compact Fluorescent |  | Twist | 1 | 22 | Bathroom | 204919 | Bathroom | 0.00029634
Wall Mount | Incandescent |  | Globe | 5 | 40 | Bathroom | 204919 | Bathroom | 0.00029634
Ceiling Fixture | Compact Fluorescent |  | Twist | 2 | 22 | Bedroom | 2049110 | Bedroom | 0.00029634
Table | Incandescent |  | Clear | 1 | 60 | Bedroom | 2049110 | Bedroom | 0.00029634
Chandelier (Hanging) | Incandescent |  | Decorative | 5 | 60 | Office | 2049111 | Office | 0.00029634
Table | Compact Fluorescent |  | Twist | 1 | 22 | Office | 2049111 | Office | 0.00029634
Wall Mount | Compact Fluorescent |  | Twist | 1 | 22 | Bathroom | 205051 | Bathroom | 0.00040077
Wall Mount | Compact Fluorescent |  | Twist | 3 | 22 | Bedroom | 205052 | Bedroom | 0.00040077
Table | Incandescent |  | Decorative | 2 | 25 | Bedroom | 205052 | Bedroom | 0.00040077
Track | Halogen |  | PAR | 4 | 30 | Bedroom | 205053 | Bedroom | 0.00040077
Chandelier (Hanging) | Halogen |  | PAR | 4 | 20 | Bedroom | 205053 | Bedroom | 0.00040077
Wall Mount | Incandescent |  | Standard A Lamp | 1 | 60 | Bedroom | 205053 | Bedroom | 0.00040077
Ceiling Fan | Compact Fluorescent |  | Twist | 4 | 22 | Bedroom | 205054 | Bedroom | 0.00040077
Chandelier (Hanging) | Compact Fluorescent |  | Twist | 3 | 22 | Dining Room | 205055 | Dining Room | 0.00040077
Chandelier (Hanging) | Compact Fluorescent |  | Twist | 1 | 22 | Family Room | 205056 | Family Room | 0.00040077
Architectural | Halogen |  | PAR | 1 | 50 | Family Room | 205056 | Family Room | 0.00040077
Wall Mount | Incandescent |  | Globe | 8 | 40 | Bathroom | 205057 | Bathroom | 0.00040077
Ceiling Fan | Compact Fluorescent |  | Twist | 4 | 22 | Bathroom | 205057 | Bathroom | 0.00040077
Ceiling Fixture | Compact Fluorescent |  | Twist | 1 | 22 | Hall | 205058 | Hall | 0.00040077
Chandelier (Hanging) | Incandescent |  | Decorative | 3 | 25 | Hall | 205059 | Hall | 0.00040077
High bay | Compact Fluorescent |  | Twist | 1 | 22 | Kitchen | 2050510 | Kitchen | 0.00040077
Low bay | Linear Fluorescent | 48 | T-12 | 6 | 40 | Kitchen | 2050510 | Kitchen | 0.00040077
Ceiling Fixture | Compact Fluorescent |  | Twist | 3 | 22 | Bathroom | 2050511 | Bathroom | 0.00040077
Wall Mount | Compact Fluorescent |  | Twist | 3 | 22 | Bathroom | 2050511 | Bathroom | 0.00040077
Wall Mount | Compact Fluorescent |  | Twist | 1 | 15 | Master Bedroom | 2050512 | Master Bedroom | 0.00040077
Table | Compact Fluorescent |  | Twist | 1 | 22 | Master Bedroom | 2050512 | Master Bedroom | 0.00040077
Chandelier (Hanging) | Incandescent |  | Mini base | 4 | 25 | Master Bedroom | 2050512 | Master Bedroom | 0.00040077
Ceiling Fan | Compact Fluorescent |  | Twist | 3 | 22 | Master Bedroom | 2050512 | Master Bedroom | 0.00040077
Architectural | Halogen |  | PAR | 1 | 50 | Other | 2050513 | Other | 0.00040077
Chandelier (Hanging) | Compact Fluorescent |  | Twist | 2 | 22 | Other | 2050513 | Other | 0.00040077
Floor lamp | Compact Fluorescent |  | Twist | 1 | 22 | Living Room | 2050514 | Living Room | 0.00040077
Ceiling Fan | Compact Fluorescent |  | Twist | 4 | 22 | Living Room | 2050514 | Living Room | 0.00040077
Table | Compact Fluorescent |  | Twist | 1 | 28 | Living Room | 2050514 | Living Room | 0.00040077
Track | Halogen |  | MR | 3 | 30 | Bathroom | 205161 | Bathroom | 0.0005169
Recessed Can | Incandescent |  | Standard A Lamp | 1 | 40 | Bathroom | 205161 | Bathroom | 0.0005169
Track | Halogen |  | MR | 3 | 30 | Bathroom | 205162 | Bathroom | 0.0005169
Ceiling Fan | Incandescent |  | Standard A Lamp | 4 | 60 | Bedroom | 205163 | Bedroom | 0.0005169
Track | Halogen |  | MR | 5 | 50 | Dining Room | 205164 | Dining Room | 0.0005169
Garage door opener | Incandescent |  | Standard A Lamp | 2 | 60 | Garage | 205165 | Garage | 0.0005169
Ceiling Fixture | Compact Fluorescent |  | Twist | 1 | 15 | Hall | 205166 | Hall | 0.0005169
Recessed Can | Other |  | LED Interior | 1 | 50 | Kitchen | 205167 | Kitchen | 0.0005169
Architectural | Halogen |  | Quartz Tube | 2 | 30 | Kitchen | 205167 | Kitchen | 0.0005169
Chandelier (Hanging) | Incandescent |  | Standard A Lamp | 1 | 60 | Kitchen | 205167 | Kitchen | 0.0005169
Track | Halogen |  | MR | 3 | 50 | Living Room | 205168 | Living Room | 0.0005169
Table | Incandescent |  | Standard A Lamp | 1 | 40 | Living Room | 205168 | Living Room | 0.0005169
Table | Incandescent |  | Standard A Lamp | 2 | 40 | Living Room | 205168 | Living Room | 0.0005169
Ceiling Fan | Compact Fluorescent |  | Circline (Screw Base) | 1 | 15 | Master Bedroom | 205169 | Master Bedroom | 0.0005169
Table | Compact Fluorescent |  | Twist | 1 | 22 | Master Bedroom | 205169 | Master Bedroom | 0.0005169
Table | Compact Fluorescent |  | Twist | 1 | 7 | Master Bedroom | 205169 | Master Bedroom | 0.0005169
Table | Incandescent |  | Standard A Lamp | 1 | 25 | Master Bedroom | 205169 | Master Bedroom | 0.0005169
Track | Halogen |  | MR | 3 | 50 | Office | 2051610 | Office | 0.0005169
Wall Mount | Incandescent |  | Standard A Lamp | 4 | 60 | Bathroom | 205401 | Bathroom | 0.00047324
Wall Mount | Incandescent |  | Standard A Lamp | 2 | 60 | Bathroom | 205402 | Bathroom | 0.00047324
Ceiling Fixture | Incandescent |  | Standard A Lamp | 1 | 60 | Closet | 205403 | Closet | 0.00047324
Ceiling Fixture | Incandescent |  | Standard A Lamp | 2 | 60 | Bedroom | 205404 | Bedroom | 0.00047324
Table | Incandescent |  | Standard A Lamp | 1 | 60 | Bedroom | 205405 | Bedroom | 0.00047324
Ceiling Fixture | Incandescent |  | Standard A Lamp | 1 | 60 | Bedroom | 205405 | Bedroom | 0.00047324
Ceiling Fixture | Incandescent |  | Standard A Lamp | 1 | 60 | Closet | 205406 | Closet | 0.00047324
Chandelier (Hanging) | Incandescent |  | Standard A Lamp | 3 | 40 | Other | 205407 | Other | 0.00047324
Recessed Can | Incandescent |  | Reflector | 1 | 75 | Family Room | 205408 | Family Room | 0.00047324
Table | Incandescent |  | Standard A Lamp | 1 | 65 | Family Room | 205408 | Family Room | 0.00047324
Ceiling Fixture | Compact Fluorescent |  | Twist | 1 | 15 | Garage | 205409 | Garage | 0.00047324
Garage door opener | Incandescent |  | Standard A Lamp | 2 | 60 | Garage | 205409 | Garage | 0.00047324
Exterior | Incandescent |  | Reflector | 2 | 100 | Garage | 205409 | Garage | 0.00047324
Recessed Can | Incandescent |  | Reflector | 1 | 75 | Hall | 2054010 | Hall | 0.00047324
Recessed Can | Compact Fluorescent |  | Flood | 1 | 22 | Kitchen | 2054011 | Kitchen | 0.00047324
Recessed Can | Incandescent |  | Reflector | 1 | 75 | Kitchen | 2054011 | Kitchen | 0.00047324
Recessed Can | Compact Fluorescent |  | Flood | 1 | 22 | Living Room | 2054012 | Living Room | 0.00047324
Table | Incandescent |  | Standard A Lamp | 1 | 75 | Living Room | 2054013 | Living Room | 0.00047324
Wall Mount | Compact Fluorescent |  | Twist | 3 | 15 | Bathroom | 2054014 | Bathroom | 0.00047324
Chandelier (Hanging) | Incandescent |  | Reflector | 1 | 75 | Bathroom | 2054014 | Bathroom | 0.00047324
Wall Mount | Incandescent |  | Globe | 4 | 40 | Bathroom | 2054014 | Bathroom | 0.00047324
Ceiling Fan | Incandescent |  | Standard A Lamp | 4 | 60 | Master Bedroom | 2054015 | Master Bedroom | 0.00047324
Table | Compact Fluorescent |  | A shape bulb | 1 | 22 | Master Bedroom | 2054015 | Master Bedroom | 0.00047324
Table | Incandescent |  | Standard A Lamp | 1 | 75 | Master Bedroom | 2054015 | Master Bedroom | 0.00047324
Table | Incandescent |  | Standard A Lamp | 1 | 60 | Master Bedroom | 2054015 | Master Bedroom | 0.00047324
Ceiling Fixture | Linear Fluorescent | 48 | T-8 | 2 | 32 | Closet | 2054016 | Closet | 0.00047324
Ceiling Fixture | Compact Fluorescent |  | Twist | 2 | 15 | Office | 2054017 | Office | 0.00047324
Torchiere | Halogen |  | Quartz Tube | 1 | 150 | Office | 2054017 | Office | 0.00047324
Ceiling Fixture | Linear Fluorescent | 48 | T-12 | 2 | 40 | Other | 2054018 | Other | 0.00047324
Wall Mount | Incandescent |  | Globe | 3 | 40 | Bathroom | 205471 | Bathroom | 0.0005169
Wall Mount | Incandescent |  | Standard A Lamp | 1 | 25 | Bathroom | 205471 | Bathroom | 0.0005169
Ceiling Fixture | Incandescent |  | Standard A Lamp | 1 | 60 | Bedroom | 205472 | Bedroom | 0.0005169
Ceiling Fixture | Compact Fluorescent |  | Twist | 1 | 18 | Bedroom | 205473 | Bedroom | 0.0005169
Ceiling Fixture | Compact Fluorescent |  | Twist | 1 | 18 | Bedroom | 205474 | Bedroom | 0.0005169
Chandelier (Hanging) | Incandescent |  | Decorative | 4 | 40 | Dining Room | 205475 | Dining Room | 0.0005169
Ceiling Fixture | Compact Fluorescent |  | Twist | 1 | 18 | Dining Room | 205475 | Dining Room | 0.0005169
Ceiling Fixture | Compact Fluorescent |  | Twist | 1 | 18 | Living Room | 205476 | Living Room | 0.0005169
Track | Incandescent |  | Reflector | 3 | 75 | Living Room | 205476 | Living Room | 0.0005169
Ceiling Fixture | Incandescent |  | Standard A Lamp | 1 | 60 | Garage | 205477 | Garage | 0.0005169
Ceiling Fixture | Incandescent |  | Standard A Lamp | 1 | 75 | Hall | 205478 | Hall | 0.0005169
Ceiling Fixture | Compact Fluorescent |  | Twist | 1 | 18 | Hall | 205479 | Hall | 0.0005169
Ceiling Fixture | Compact Fluorescent |  | Twist | 1 | 18 | Kitchen | 2054710 | Kitchen | 0.0005169
Recessed Can | Compact Fluorescent |  | Reflector | 1 | 22 | Kitchen | 2054710 | Kitchen | 0.0005169
Wall Mount | Compact Fluorescent |  | Twist | 1 | 18 | Master Bedroom | 2054711 | Master Bedroom | 0.0005169
Floor lamp | Compact Fluorescent |  | Twist | 1 | 18 | Office | 2054712 | Office | 0.0005169
Ceiling Fixture | Incandescent |  | Reflector | 3 | 75 | Other | 2054713 | Other | 0.0005169
Recessed Can | Compact Fluorescent |  | Reflector | 1 | 22 | Laundry Room | 2054714 | Laundry Room | 0.0005169
Ceiling Fixture | Compact Fluorescent |  | Twist | 1 | 13 | Bathroom | 205531 | Bathroom | 0.00094081
Wall Mount | Compact Fluorescent |  | Twist | 4 | 15 | Bathroom | 205532 | Bathroom | 0.00094081
Wall Mount | Incandescent |  | Standard A Lamp | 1 | 75 | Bedroom | 205533 | Bedroom | 0.00094081
Wall Mount | Compact Fluorescent |  | Twist | 1 | 13 | Bedroom | 205533 | Bedroom | 0.00094081
Ceiling Fixture | Incandescent |  | Standard A Lamp | 2 | 60 | Bedroom | 205533 | Bedroom | 0.00094081
Table | Incandescent |  | Standard A Lamp | 1 | 60 | Bedroom | 205534 | Bedroom | 0.00094081
Wall Mount | Incandescent |  | Standard A Lamp | 1 | 40 | Bedroom | 205534 | Bedroom | 0.00094081
Ceiling Fixture | Compact Fluorescent |  | Twist | 1 | 20 | Bedroom | 205534 | Bedroom | 0.00094081
Chandelier (Hanging) | Incandescent |  | Standard A Lamp | 1 | 100 | Bedroom | 205535 | Bedroom | 0.00094081
Table | Incandescent |  | Decorative | 2 | 20 | Bedroom | 205535 | Bedroom | 0.00094081
Ceiling Fixture | Incandescent |  | Standard A Lamp | 1 | 100 | Other | 205536 | Other | 0.00094081
Ceiling Fixture | Incandescent |  | Standard A Lamp | 1 | 60 | Closet | 205537 | Closet | 0.00094081
Ceiling Fixture | Incandescent |  | Standard A Lamp | 2 | 100 | Dining Room | 205538 | Dining Room | 0.00094081
Track | Incandescent |  | Mini base | 2 | 60 | Family Room | 205539 | Family Room | 0.00094081
Ceiling Fixture | Compact Fluorescent |  | Twist | 1 | 20 | Family Room | 205539 | Family Room | 0.00094081
Ceiling Fixture | Linear Fluorescent | 48 | T-12 | 2 | 40 | Kitchen | 2055310 | Kitchen | 0.00094081
Ceiling Fixture | Compact Fluorescent |  | Twist | 3 | 15 | Living Room | 2055311 | Living Room | 0.00094081
Floor lamp | Incandescent |  | Standard A Lamp | 1 | 40 | Living Room | 2055311 | Living Room | 0.00094081
Table | Incandescent |  | 3-Way Incandescent | 1 | 100 | Living Room | 2055311 | Living Room | 0.00094081
Floor lamp | Incandescent |  | 3-Way Incandescent | 1 | 100 | Living Room | 2055311 | Living Room | 0.00094081
Chandelier (Hanging) | Incandescent |  | Standard A Lamp | 1 | 80 | Office | 2055312 | Office | 0.00094081
Table | Halogen |  | Other | 1 | 50 | Office | 2055312 | Office | 0.00094081
Table | Incandescent |  | Standard A Lamp | 1 | 40 | Office | 2055312 | Office | 0.00094081
Ceiling Fixture | Linear Fluorescent | 48 | T-12 | 2 | 40 | Other | 2055313 | Other | 0.00094081
Ceiling Fixture | Compact Fluorescent |  | Twist | 1 | 22 | Bedroom | 205591 | Bedroom | 0.00029634
Ceiling Fixture | Compact Fluorescent |  | Twist | 1 | 22 | Living Room | 205593 | Living Room | 0.00029634
Exterior | Incandescent | 10 | Mini base | 0 | 5 | Living Room | 205593 | Living Room | 0.00029634
Ceiling Fixture | Incandescent |  | Standard A Lamp | 1 | 60 | Bathroom | 205595 | Bathroom | 0.00029634
Wall Mount | Incandescent |  | Standard A Lamp | 1 | 100 | Bathroom | 205595 | Bathroom | 0.00029634
Ceiling Fixture | Incandescent |  | Clear | 1 | 60 | Hall | 205596 | Hall | 0.00029634
Chandelier (Hanging) | Incandescent |  | Globe | 5 | 40 | Dining Room | 205651 | Dining Room | 0.00029634
Ceiling Fixture | Incandescent |  | Standard A Lamp | 2 | 40 | Hall | 205652 | Hall | 0.00029634
Ceiling Fixture | Incandescent |  | Standard A Lamp | 2 | 60 | Bedroom | 205653 | Bedroom | 0.00029634
Table | Incandescent |  | 3-Way Incandescent | 1 | 90 | Bedroom | 205653 | Bedroom | 0.00029634
Wall Mount | Incandescent |  | Globe | 1 | 40 | Bathroom | 205654 | Bathroom | 0.00029634
Ceiling Fixture | Incandescent |  | Standard A Lamp | 2 | 40 | Bedroom | 205655 | Bedroom | 0.00029634
Table | Incandescent |  | Standard A Lamp | 1 | 150 | Bedroom | 205655 | Bedroom | 0.00029634
Chandelier (Hanging) | Incandescent |  | Standard A Lamp | 2 | 40 | Master Bedroom | 205656 | Master Bedroom | 0.00029634
Table | Incandescent |  | 3-Way Incandescent | 1 | 75 | Master Bedroom | 205656 | Master Bedroom | 0.00029634
Table | Compact Fluorescent |  | Twist | 1 | 15 | Master Bedroom | 205656 | Master Bedroom | 0.00029634
Floor lamp | Compact Fluorescent |  | Straight Tube | 1 | 28 | Master Bedroom | 205656 | Master Bedroom | 0.00029634
Ceiling Fixture | Compact Fluorescent |  | Twist | 2 | 15 | Closet | 205657 | Closet | 0.00029634
Wall Mount | Incandescent |  | Globe | 3 | 40 | Bathroom | 205658 | Bathroom | 0.00029634
Ceiling Fixture | Compact Fluorescent |  | Twist | 1 | 22 | Garage | 205659 | Garage | 0.00029634
Garage door opener | Incandescent |  | Standard A Lamp | 2 | 60 | Garage | 205659 | Garage | 0.00029634
Table | Incandescent |  | 3-Way Incandescent | 1 | 100 | Living Room | 2056510 | Living Room | 0.00029634
Table | Compact Fluorescent |  | Straight Tube | 1 | 28 | Living Room | 2056510 | Living Room | 0.00029634
Ceiling Fixture | Incandescent |  | Standard A Lamp | 2 | 60 | Hall | 2056511 | Hall | 0.00029634
Wall Mount | Compact Fluorescent |  | Twist | 1 | 15 | Hall | 2056511 | Hall | 0.00029634
Ceiling Fan | Compact Fluorescent |  | Twist | 3 | 15 | Family Room | 2056512 | Family Room | 0.00029634
Floor lamp | Compact Fluorescent |  | Twist | 1 | 15 | Family Room | 2056512 | Family Room | 0.00029634
Table | Incandescent |  | Other | 1 | 25 | Family Room | 2056512 | Family Room | 0.00029634
Track | Incandescent |  | Reflector | 3 | 65 | Kitchen | 2056513 | Kitchen | 0.00029634
Ceiling Fixture | Incandescent |  | Reflector | 2 | 65 | Kitchen | 2056513 | Kitchen | 0.00029634
Architectural | Incandescent |  | Other | 1 | 25 | Kitchen | 2056513 | Kitchen | 0.00029634
Wall Mount | Incandescent |  | Globe | 4 | 40 | Bathroom | 2056514 | Bathroom | 0.00029634
Ceiling Fixture | Incandescent |  | Standard A Lamp | 2 | 40 | Laundry Room | 2056515 | Laundry Room | 0.00029634
Ceiling Fixture | Compact Fluorescent |  | Twist | 2 | 15 | Office | 2056516 | Office | 0.00029634
Table | Compact Fluorescent |  | Twist | 1 | 15 | Office | 2056516 | Office | 0.00029634
Table | Compact Fluorescent |  | Straight Tube | 1 | 28 | Office | 2056517 | Office | 0.00029634
Ceiling Fixture | Compact Fluorescent |  | Twist | 2 | 28 | Office | 2056517 | Office | 0.00029634
Wall Mount | Compact Fluorescent |  | Twist | 4 | 15 | Bathroom | 205741 | Bathroom | 0.0005169
Wall Mount | Incandescent |  | Globe | 3 | 40 | Bathroom | 205742 | Bathroom | 0.0005169
Wall Mount | Halogen |  | MR | 1 | 30 | Bedroom | 205743 | Bedroom | 0.0005169
Torchiere | Incandescent |  | Standard A Lamp | 1 | 100 | Bedroom | 205743 | Bedroom | 0.0005169
Floor lamp | Compact Fluorescent |  | Twist | 1 | 15 | Bedroom | 205743 | Bedroom | 0.0005169
Ceiling Fixture | Incandescent |  | Standard A Lamp | 1 | 60 | Bedroom | 205744 | Bedroom | 0.0005169
Table | Incandescent |  | Globe | 1 | 40 | Bedroom | 205744 | Bedroom | 0.0005169
Wall Mount | Incandescent |  | Mini base | 2 | 25 | Bedroom | 205744 | Bedroom | 0.0005169
Chandelier (Hanging) | Incandescent |  | Decorative | 4 | 40 | Bedroom | 205745 | Bedroom | 0.0005169
Wall Mount | Incandescent |  | Decorative | 1 | 25 | Bedroom | 205745 | Bedroom | 0.0005169
Ceiling Fixture | Incandescent |  | Standard A Lamp | 1 | 60 | Closet | 205746 | Closet | 0.0005169
Floor lamp | Compact Fluorescent |  | Twist | 1 | 42 | Living Room | 205747 | Living Room | 0.0005169
Floor lamp | Compact Fluorescent |  | Twist | 2 | 22 | Living Room | 205747 | Living Room | 0.0005169
Ceiling Fixture | Linear Fluorescent | 48 | T-12 | 2 | 40 | Garage | 205748 | Garage | 0.0005169
Ceiling Fixture | Incandescent |  | Standard A Lamp | 1 | 75 | Garage | 205748 | Garage | 0.0005169
Ceiling Fixture | Compact Fluorescent |  | Twist | 1 | 22 | Garage | 205748 | Garage | 0.0005169
Ceiling Fixture | Compact Fluorescent |  | Twist | 1 | 22 | Hall | 205749 | Hall | 0.0005169
Ceiling Fixture | Incandescent |  | Standard A Lamp | 3 | 60 | Kitchen | 2057410 | Kitchen | 0.0005169
Recessed Can | Incandescent |  | Reflector | 1 | 65 | Kitchen | 2057410 | Kitchen | 0.0005169
Recessed Can | Incandescent |  | Standard A Lamp | 1 | 60 | Kitchen | 2057410 | Kitchen | 0.0005169
Ceiling Fixture | Incandescent |  | Standard A Lamp | 1 | 75 | Kitchen | 2057410 | Kitchen | 0.0005169
Wall Mount | Incandescent |  | Mini base | 3 | 25 | Living Room | 2057411 | Living Room | 0.0005169
Ceiling Fixture | Incandescent |  | Standard A Lamp | 2 | 60 | Living Room | 2057411 | Living Room | 0.0005169
Recessed Can | Compact Fluorescent |  | Flood | 1 | 15 | Kitchen | 205861 | Kitchen | 0.00029634
Recessed Can | Incandescent |  | Reflector | 1 | 65 | Kitchen | 205861 | Kitchen | 0.00029634
Ceiling Fixture | Incandescent |  | Standard A Lamp | 1 | 75 | Bathroom | 205862 | Bathroom | 0.00029634
Wall Mount | Compact Fluorescent |  | Twist | 1 | 15 | Bathroom | 205862 | Bathroom | 0.00029634
Recessed Can | Compact Fluorescent |  | Flood | 1 | 15 | Living Room | 205863 | Living Room | 0.00029634
Table | Compact Fluorescent |  | Twist | 1 | 22 | Living Room | 205863 | Living Room | 0.00029634
Wall Mount | Incandescent |  | Globe | 3 | 40 | Bathroom | 205864 | Bathroom | 0.00029634
Recessed Can | Compact Fluorescent |  | Twist | 1 | 15 | Bathroom | 205864 | Bathroom | 0.00029634
Ceiling Fixture | Compact Fluorescent |  | Twist | 1 | 15 | Master Bedroom | 205865 | Master Bedroom | 0.00029634
Table | Incandescent |  | Standard A Lamp | 1 | 60 | Master Bedroom | 205865 | Master Bedroom | 0.00029634
Floor lamp | Compact Fluorescent |  | Twist | 1 | 15 | Master Bedroom | 205865 | Master Bedroom | 0.00029634
Table | Incandescent |  | Mini base | 1 | 25 | Master Bedroom | 205865 | Master Bedroom | 0.00029634
Wall Mount | Compact Fluorescent |  | Twist | 1 | 15 | Master Bedroom | 205865 | Master Bedroom | 0.00029634
Recessed Can | Compact Fluorescent |  | Twist | 1 | 15 | Laundry Room | 205866 | Laundry Room | 0.00029634
Recessed Can | Incandescent |  | Standard A Lamp | 1 | 60 | Laundry Room | 205866 | Laundry Room | 0.00029634
Ceiling Fixture | Linear Fluorescent | 96 | T-12 | 2 | 100 | Garage | 205867 | Garage | 0.00029634
Wall Mount | Compact Fluorescent |  | Twist | 1 | 15 | Hall | 205868 | Hall | 0.00029634
Floor lamp | Incandescent |  | Standard A Lamp | 3 | 75 | Hall | 205868 | Hall | 0.00029634
Chandelier (Hanging) | Incandescent |  | Standard A Lamp | 3 | 75 | Hall | 205868 | Hall | 0.00029634
Wall Mount | Compact Fluorescent |  | Twist | 1 | 15 | Family Room | 205869 | Family Room | 0.00029634
Floor lamp | Incandescent |  | Standard A Lamp | 3 | 40 | Family Room | 205869 | Family Room | 0.00029634
Floor lamp | Incandescent |  | Standard A Lamp | 1 | 60 | Bedroom | 2058610 | Bedroom | 0.00029634
Table | Incandescent |  | Standard A Lamp | 1 | 75 | Bedroom | 2058610 | Bedroom | 0.00029634
Wall Mount | Incandescent |  | Globe | 4 | 60 | Bathroom | 205931 | Bathroom | 0.00052955
Ceiling Fixture | Incandescent |  | Standard A Lamp | 1 | 60 | Bedroom | 205932 | Bedroom | 0.00052955
Table | Incandescent |  | Standard A Lamp | 2 | 60 | Bedroom | 205932 | Bedroom | 0.00052955
Chandelier (Hanging) | Incandescent |  | Standard A Lamp | 1 | 100 | Other | 205933 | Other | 0.00052955
Wall Mount | Incandescent |  | Standard A Lamp | 8 | 60 | Family Room | 205934 | Family Room | 0.00052955
Wall Mount | Compact Fluorescent |  | Twist | 1 | 22 | Family Room | 205934 | Family Room | 0.00052955
Table | Incandescent |  | Standard A Lamp | 1 | 60 | Family Room | 205934 | Family Room | 0.00052955
Ceiling Fixture | Compact Fluorescent |  | Twist | 1 | 26 | Garage | 205935 | Garage | 0.00052955
Wall Mount | Incandescent |  | Reflector | 2 | 75 | Garage | 205935 | Garage | 0.00052955
Ceiling Fixture | Incandescent |  | Standard A Lamp | 1 | 60 | Hall | 205936 | Hall | 0.00052955
Ceiling Fixture | Linear Fluorescent | 48 | T-12 | 2 | 48 | Kitchen | 205937 | Kitchen | 0.00052955
Chandelier (Hanging) | Compact Fluorescent |  | Twist | 1 | 22 | Kitchen | 205937 | Kitchen | 0.00052955
Ceiling Fixture | Linear Fluorescent | 48 | T-12 | 2 | 48 | Laundry Room | 205938 | Laundry Room | 0.00052955
Ceiling Fan | Incandescent |  | Standard A Lamp | 2 | 60 | Living Room | 205939 | Living Room | 0.00052955
Table | Incandescent |  | Standard A Lamp | 1 | 60 | Living Room | 205939 | Living Room | 0.00052955
Wall Mount | Incandescent |  | Globe | 6 | 60 | Bathroom | 2059310 | Bathroom | 0.00052955
Ceiling Fixture | Incandescent |  | Standard A Lamp | 1 | 60 | Bathroom | 2059310 | Bathroom | 0.00052955
Ceiling Fan | Incandescent |  | Decorative | 4 | 20 | Master Bedroom | 2059311 | Master Bedroom | 0.00052955
Table | Compact Fluorescent |  | Twist | 1 | 15 | Master Bedroom | 2059311 | Master Bedroom | 0.00052955
Table | Other |  | LED Interior | 1 | 12 | Master Bedroom | 2059311 | Master Bedroom | 0.00052955
Ceiling Fixture | Linear Fluorescent | 48 | T-12 | 2 | 40 | Closet | 2059312 | Closet | 0.00052955
Ceiling Fixture | Compact Fluorescent |  | Twist | 2 | 22 | Office | 2059313 | Office | 0.00052955
Table | Incandescent |  | Standard A Lamp | 1 | 60 | Office | 2059313 | Office | 0.00052955
Table | Incandescent |  | Standard A Lamp | 1 | 60 | Office | 2059314 | Office | 0.00052955
Ceiling Fixture | Incandescent |  | Standard A Lamp | 2 | 60 | Office | 2059314 | Office | 0.00052955
Ceiling Fixture | Incandescent |  | Standard A Lamp | 1 | 60 | Other | 2059315 | Other | 0.00052955
Ceiling Fixture | Compact Fluorescent |  | Twist | 1 | 15 | Laundry Room | 205951 | Laundry Room | 0.00029634
Ceiling Fixture | Incandescent |  | Standard A Lamp | 1 | 60 | Bedroom | 205952 | Bedroom | 0.00029634
Ceiling Fixture | Incandescent |  | Standard A Lamp | 4 | 60 | Bedroom | 205952 | Bedroom | 0.00029634
Ceiling Fixture | Incandescent |  | Standard A Lamp | 1 | 60 | Hall | 205953 | Hall | 0.00029634
Wall Mount | Incandescent |  | Globe | 4 | 40 | Bathroom | 205954 | Bathroom | 0.00029634
Ceiling Fixture | Incandescent |  | Standard A Lamp | 2 | 60 | Bedroom | 205955 | Bedroom | 0.00029634
Ceiling Fixture | Incandescent |  | Standard A Lamp | 2 | 60 | Bedroom | 205956 | Bedroom | 0.00029634
Chandelier (Hanging) | Incandescent |  | Standard A Lamp | 2 | 60 | Bedroom | 205957 | Bedroom | 0.00029634
Ceiling Fixture | Incandescent |  | Standard A Lamp | 1 | 60 | Hall | 205958 | Hall | 0.00029634
Table | Incandescent |  | Standard A Lamp | 1 | 40 | Living Room | 205959 | Living Room | 0.00029634
Ceiling Fixture | Incandescent |  | Standard A Lamp | 3 | 60 | Living Room | 205959 | Living Room | 0.00029634
Ceiling Fan | Incandescent |  | Standard A Lamp | 3 | 60 | Kitchen | 2059510 | Kitchen | 0.00029634
Ceiling Fixture | Incandescent |  | Standard A Lamp | 3 | 60 | Kitchen | 2059510 | Kitchen | 0.00029634
Ceiling Fixture | Incandescent |  | Decorative | 1 | 60 | Bathroom | 2059511 | Bathroom | 0.00029634
Ceiling Fixture | Linear Fluorescent | 48 | T-12 | 2 | 40 | Office | 2059512 | Office | 0.00029634
Ceiling Fixture | Compact Fluorescent |  | Twist | 1 | 15 | Bathroom | 206011 | Bathroom | 0.00052955
Ceiling Fixture | Compact Fluorescent |  | Twist | 3 | 15 | Bedroom | 206012 | Bedroom | 0.00052955
Table | Incandescent |  | Mini base | 1 | 40 | Bedroom | 206012 | Bedroom | 0.00052955
Ceiling Fixture | Compact Fluorescent |  | Twist | 3 | 22 | Bedroom | 206013 | Bedroom | 0.00052955
Ceiling Fixture | Compact Fluorescent |  | Twist | 2 | 15 | Bedroom | 206014 | Bedroom | 0.00052955
Wall Mount | Incandescent |  | Standard A Lamp | 1 | 40 | Closet | 206015 | Closet | 0.00052955
Ceiling Fixture | Compact Fluorescent |  | A shape bulb | 4 | 22 | Dining Room | 206016 | Dining Room | 0.00052955
Ceiling Fixture | Compact Fluorescent |  | Twist | 2 | 15 | Hall | 206017 | Hall | 0.00052955
Ceiling Fixture | Compact Fluorescent |  | Twist | 3 | 22 | Kitchen | 206018 | Kitchen | 0.00052955
Ceiling Fixture | Compact Fluorescent |  | Twist | 1 | 22 | Laundry Room | 206019 | Laundry Room | 0.00052955
Ceiling Fan | Compact Fluorescent |  | Twist | 3 | 22 | Living Room | 2060110 | Living Room | 0.00052955
Table | Compact Fluorescent |  | Twist | 1 | 15 | Living Room | 2060110 | Living Room | 0.00052955
Ceiling Fixture | Incandescent |  | Standard A Lamp | 2 | 60 | Hall | 2060111 | Hall | 0.00052955
Ceiling Fixture | Incandescent |  | Standard A Lamp | 1 | 65 | Hall | 2060112 | Hall | 0.00052955
Ceiling Fixture | Incandescent |  | Standard A Lamp | 1 | 40 | Closet | 2060113 | Closet | 0.00052955
Chandelier (Hanging) | Incandescent |  | Standard A Lamp | 5 | 40 | Kitchen | 206031 | Kitchen | 0.00029634
Recessed Can | Incandescent |  | Reflector | 1 | 65 | Kitchen | 206031 | Kitchen | 0.00029634
Architectural | Linear Fluorescent | 24 | T-8 | 1 | 16 | Kitchen | 206031 | Kitchen | 0.00029634
Recessed Can | Incandescent |  | Reflector | 1 | 40 | Kitchen | 206031 | Kitchen | 0.00029634
Wall Mount | Incandescent |  | Decorative | 1 | 40 | Hall | 206032 | Hall | 0.00029634
Recessed Can | Incandescent |  | Reflector | 1 | 65 | Family Room | 206033 | Family Room | 0.00029634
Wall Mount | Incandescent |  | Standard A Lamp | 1 | 40 | Family Room | 206033 | Family Room | 0.00029634
Recessed Can | Compact Fluorescent |  | Twist | 1 | 15 | Family Room | 206033 | Family Room | 0.00029634
Track | Halogen |  | MR | 3 | 50 | Family Room | 206033 | Family Room | 0.00029634
Track | Halogen |  | MR | 4 | 50 | Family Room | 206033 | Family Room | 0.00029634
Recessed Can | Incandescent |  | Reflector | 1 | 65 | Closet | 206034 | Closet | 0.00029634
Recessed - other | Incandescent |  | Reflector | 1 | 65 | Bedroom | 206035 | Bedroom | 0.00029634
Table | Incandescent |  | Standard A Lamp | 1 | 100 | Bedroom | 206035 | Bedroom | 0.00029634
Recessed Can | Incandescent |  | Reflector | 1 | 65 | Bedroom | 206036 | Bedroom | 0.00029634
Ceiling Fixture | Incandescent |  | Standard A Lamp | 1 | 40 | Bathroom | 206037 | Bathroom | 0.00029634
Recessed Can | Compact Fluorescent |  | Flood | 1 | 15 | Bedroom | 206038 | Bedroom | 0.00029634
Recessed Can | Compact Fluorescent |  | Twist | 1 | 15 | Closet | 206039 | Closet | 0.00029634
Wall Mount | Incandescent |  | Standard A Lamp | 1 | 60 | Other | 2060310 | Other | 0.00029634
Floor lamp | Incandescent |  | Clear | 1 | 60 | Living Room | 2060311 | Living Room | 0.00029634
Table | Incandescent |  | 3-Way Incandescent | 1 | 100 | Living Room | 2060311 | Living Room | 0.00029634
Floor lamp | Compact Fluorescent |  | Twist | 1 | 15 | Living Room | 2060311 | Living Room | 0.00029634
Recessed Can | Incandescent |  | Reflector | 1 | 65 | Living Room | 2060311 | Living Room | 0.00029634
Chandelier (Hanging) | Incandescent |  | Standard A Lamp | 2 | 60 | Hall | 2060312 | Hall | 0.00029634
Recessed Can | Compact Fluorescent |  | Flood | 1 | 22 | Hall | 2060312 | Hall | 0.00029634
Floor lamp | Compact Fluorescent |  | Twist | 1 | 15 | Hall | 2060312 | Hall | 0.00029634
Recessed Can | Compact Fluorescent |  | Flood | 1 | 15 | Office | 2060313 | Office | 0.00029634
Table | Incandescent |  | Standard A Lamp | 1 | 60 | Office | 2060313 | Office | 0.00029634
Floor lamp | Compact Fluorescent |  | Twist | 1 | 15 | Office | 2060313 | Office | 0.00029634
Recessed Can | Incandescent |  | Reflector | 1 | 65 | Master Bedroom | 2060314 | Master Bedroom | 0.00029634
Table | Incandescent |  | Mini base | 3 | 60 | Master Bedroom | 2060314 | Master Bedroom | 0.00029634
Floor lamp | Incandescent |  | Standard A Lamp | 1 | 60 | Master Bedroom | 2060314 | Master Bedroom | 0.00029634
Ceiling Fixture | Incandescent |  | Standard A Lamp | 1 | 40 | Bathroom | 2060315 | Bathroom | 0.00029634
Recessed Can | Incandescent |  | Reflector | 1 | 65 | Bathroom | 2060315 | Bathroom | 0.00029634
Ceiling Fixture | Incandescent |  | Standard A Lamp | 1 | 40 | Bathroom | 2060316 | Bathroom | 0.00029634
Recessed Can | Incandescent |  | Reflector | 1 | 60 | Bathroom | 2060316 | Bathroom | 0.00029634
Ceiling Fixture | Incandescent |  | Standard A Lamp | 2 | 60 | Bedroom | 2060317 | Bedroom | 0.00029634
Ceiling Fixture | Linear Fluorescent | 48 | T-8 | 2 | 32 | Laundry Room | 2060318 | Laundry Room | 0.00029634
Ceiling Fixture | Incandescent |  | Standard A Lamp | 1 | 65 | Other | 206061 | Other | 0.00040077
Low bay | Linear Fluorescent | 48 | T-12 | 2 | 40 | Other | 206061 | Other | 0.00040077
Ceiling Fixture | Incandescent |  | Standard A Lamp | 1 | 65 | Hall | 206062 | Hall | 0.00040077
Ceiling Fixture | Incandescent |  | Standard A Lamp | 1 | 65 | Bathroom | 206063 | Bathroom | 0.00040077
Wall Mount | Incandescent |  | Decorative | 8 | 40 | Bathroom | 206063 | Bathroom | 0.00040077
Ceiling Fixture | Incandescent |  | Standard A Lamp | 2 | 60 | Dining Room | 206064 | Dining Room | 0.00040077
Chandelier (Hanging) | Incandescent |  | Decorative | 1 | 40 | Hall | 206065 | Hall | 0.00040077
Chandelier (Hanging) | Incandescent |  | Decorative | 5 | 40 | Family Room | 206066 | Family Room | 0.00040077
Wall Mount | Incandescent |  | Decorative | 1 | 40 | Family Room | 206066 | Family Room | 0.00040077
Floor lamp | Incandescent |  | Decorative | 2 | 40 | Family Room | 206066 | Family Room | 0.00040077
Chandelier (Hanging) | Incandescent |  | Decorative | 1 | 65 | Hall | 206067 | Hall | 0.00040077
Ceiling Fixture | Incandescent |  | Decorative | 2 | 65 | Kitchen | 206068 | Kitchen | 0.00040077
High bay | Linear Fluorescent | 24 | T-12 | 1 | 32 | Kitchen | 206068 | Kitchen | 0.00040077
Ceiling Fixture | Compact Fluorescent |  | Circline (Screw Base) | 1 | 22 | Master Bedroom | 206069 | Master Bedroom | 0.00040077
Table | Incandescent |  | Standard A Lamp | 1 | 65 | Master Bedroom | 206069 | Master Bedroom | 0.00040077
Ceiling Fixture | Incandescent |  | Standard A Lamp | 2 | 65 | Bedroom | 2060610 | Bedroom | 0.00040077
Wall Mount | Incandescent |  | Standard A Lamp | 2 | 65 | Bathroom | 2060611 | Bathroom | 0.00040077
Ceiling Fixture | Incandescent |  | Standard A Lamp | 1 | 65 | Hall | 2060612 | Hall | 0.00040077
Table | Incandescent |  | Standard A Lamp | 1 | 75 | Bedroom | 2060613 | Bedroom | 0.00040077
Ceiling Fixture | Incandescent |  | Standard A Lamp | 1 | 75 | Bedroom | 2060613 | Bedroom | 0.00040077
Ceiling Fixture | Incandescent |  | Standard A Lamp | 1 | 90 | Laundry Room | 2060614 | Laundry Room | 0.00040077
Table | Incandescent |  | Standard A Lamp | 1 | 65 | Laundry Room | 2060614 | Laundry Room | 0.00040077
Ceiling Fixture | Incandescent |  | Standard A Lamp | 1 | 65 | Hall | 2060615 | Hall | 0.00040077
Wall Mount | Linear Fluorescent | 36 | T-12 | 2 | 37 | Bathroom | 206121 | Bathroom | 0.0005169
Wall Mount | Incandescent |  | Standard A Lamp | 3 | 60 | Bathroom | 206122 | Bathroom | 0.0005169
Recessed Can | Incandescent |  | Standard A Lamp | 1 | 60 | Bathroom | 206122 | Bathroom | 0.0005169
Floor lamp | Incandescent |  | Standard A Lamp | 1 | 100 | Bedroom | 206123 | Bedroom | 0.0005169
Recessed Can | Compact Fluorescent |  | Twist | 1 | 14 | Family Room | 206124 | Family Room | 0.0005169
Recessed Can | Compact Fluorescent |  | Twist | 1 | 23 | Family Room | 206124 | Family Room | 0.0005169
Ceiling Fixture | Linear Fluorescent | 48 | T-12 | 1 | 40 | Family Room | 206124 | Family Room | 0.0005169
Recessed Can | Incandescent |  | Reflector | 1 | 65 | Hall | 206125 | Hall | 0.0005169
Ceiling Fixture | Incandescent |  | Decorative | 2 | 60 | Hall | 206125 | Hall | 0.0005169
Chandelier (Hanging) | Compact Fluorescent |  | Twist | 1 | 23 | Kitchen | 206126 | Kitchen | 0.0005169
Track | Incandescent |  | Reflector | 3 | 60 | Kitchen | 206126 | Kitchen | 0.0005169
Recessed Can | Compact Fluorescent |  | Twist | 1 | 15 | Kitchen | 206126 | Kitchen | 0.0005169
Recessed Can | Compact Fluorescent |  | Twist | 1 | 23 | Kitchen | 206126 | Kitchen | 0.0005169
Other | Incandescent |  | Standard A Lamp | 1 | 60 | Kitchen | 206126 | Kitchen | 0.0005169
Floor lamp | Compact Fluorescent |  | Twist | 1 | 23 | Master Bedroom | 206127 | Master Bedroom | 0.0005169
Table | Incandescent |  | Decorative | 1 | 40 | Master Bedroom | 206127 | Master Bedroom | 0.0005169
Table | Compact Fluorescent |  | Twist | 1 | 13 | Master Bedroom | 206127 | Master Bedroom | 0.0005169
Floor lamp | Incandescent |  | Standard A Lamp | 1 | 60 | Office | 206128 | Office | 0.0005169
Table | Compact Fluorescent |  | Twist | 1 | 20 | Office | 206128 | Office | 0.0005169
Table | Incandescent |  | Standard A Lamp | 1 | 40 | Office | 206128 | Office | 0.0005169
Ceiling Fixture | Incandescent |  | Standard A Lamp | 2 | 40 | Living Room | 206131 | Living Room | 0.00047324
Floor lamp | Compact Fluorescent |  | Twist | 1 | 15 | Living Room | 206131 | Living Room | 0.00047324
Ceiling Fixture | Incandescent |  | Standard A Lamp | 2 | 40 | Closet | 206132 | Closet | 0.00047324
Wall Mount | Incandescent |  | Standard A Lamp | 2 | 60 | Bathroom | 206133 | Bathroom | 0.00047324
Ceiling Fixture | Incandescent |  | Standard A Lamp | 2 | 60 | Bathroom | 206133 | Bathroom | 0.00047324
Ceiling Fixture | Linear Fluorescent | 48 | T-8 | 2 | 32 | Bedroom | 206134 | Bedroom | 0.00047324
Table | Compact Fluorescent |  | Twist | 4 | 15 | Bedroom | 206134 | Bedroom | 0.00047324
Ceiling Fixture | Linear Fluorescent | 48 | T-8 | 2 | 32 | Laundry Room | 206135 | Laundry Room | 0.00047324
Wall Mount | Compact Fluorescent |  | Twist | 3 | 15 | Laundry Room | 206135 | Laundry Room | 0.00047324
Ceiling Fixture | Incandescent |  | Standard A Lamp | 1 | 40 | Laundry Room | 206135 | Laundry Room | 0.00047324
Table | Incandescent |  | Standard A Lamp | 1 | 60 | Family Room | 206136 | Family Room | 0.00047324
Ceiling Fixture | Compact Fluorescent |  | Twist | 1 | 15 | Family Room | 206136 | Family Room | 0.00047324
Table | Compact Fluorescent |  | Twist | 1 | 28 | Family Room | 206136 | Family Room | 0.00047324
Floor lamp | Incandescent |  | Standard A Lamp | 2 | 75 | Family Room | 206136 | Family Room | 0.00047324
Floor lamp | Compact Fluorescent |  | A shape bulb | 2 | 15 | Family Room | 206136 | Family Room | 0.00047324
Ceiling Fixture | Incandescent |  | Standard A Lamp | 1 | 60 | Hall | 206137 | Hall | 0.00047324
Ceiling Fixture | Incandescent |  | Standard A Lamp | 1 | 60 | Other | 206138 | Other | 0.00047324
Ceiling Fixture | Incandescent |  | Standard A Lamp | 1 | 60 | Office | 206139 | Office | 0.00047324
Ceiling Fixture | Compact Fluorescent |  | Twist | 1 | 15 | Office | 206139 | Office | 0.00047324
Recessed Can | Compact Fluorescent |  | Flood | 1 | 15 | Kitchen | 2061310 | Kitchen | 0.00047324
Chandelier (Hanging) | Incandescent |  | Decorative | 1 | 60 | Kitchen | 2061310 | Kitchen | 0.00047324
Architectural | Linear Fluorescent | 12 | T-8 | 1 | 16 | Kitchen | 2061310 | Kitchen | 0.00047324
Recessed Can | Compact Fluorescent |  | Flood | 1 | 15 | Dining Room | 2061311 | Dining Room | 0.00047324
Recessed Can | Incandescent |  | Reflector | 1 | 65 | Family Room | 2061312 | Family Room | 0.00047324
Ceiling Fan | Compact Fluorescent |  | Twist | 2 | 15 | Family Room | 2061312 | Family Room | 0.00047324
Ceiling Fixture | Incandescent |  | Standard A Lamp | 2 | 40 | Hall | 2061313 | Hall | 0.00047324
Ceiling Fixture | Compact Fluorescent |  | Twist | 1 | 15 | Hall | 2061313 | Hall | 0.00047324
Ceiling Fixture | Incandescent |  | Standard A Lamp | 1 | 60 | Hall | 2061313 | Hall | 0.00047324
Ceiling Fan | Compact Fluorescent |  | Pin base | 2 | 15 | Hall | 2061313 | Hall | 0.00047324
Ceiling Fixture | Incandescent |  | Standard A Lamp | 1 | 60 | Bedroom | 2061314 | Bedroom | 0.00047324
Table | Incandescent |  | Standard A Lamp | 1 | 60 | Bedroom | 2061314 | Bedroom | 0.00047324
Ceiling Fixture | Incandescent |  | Standard A Lamp | 1 | 60 | Bedroom | 2061315 | Bedroom | 0.00047324
Wall Mount | Incandescent |  | Globe | 5 | 60 | Bathroom | 2061316 | Bathroom | 0.00047324
Recessed Can | Incandescent |  | Standard A Lamp | 1 | 40 | Bathroom | 2061316 | Bathroom | 0.00047324
Ceiling Fixture | Compact Fluorescent |  | Twist | 2 | 15 | Master Bedroom | 2061317 | Master Bedroom | 0.00047324
Table | Compact Fluorescent |  | Twist | 1 | 15 | Master Bedroom | 2061317 | Master Bedroom | 0.00047324
Ceiling Fixture | Compact Fluorescent |  | Twist | 2 | 15 | Bedroom | 206181 | Bedroom | 0.00040077
Table | Compact Fluorescent |  | Twist | 1 | 15 | Bedroom | 206181 | Bedroom | 0.00040077
Other | Linear Fluorescent | 24 | T-5 | 1 | 16 | Bedroom | 206181 | Bedroom | 0.00040077
Ceiling Fixture | Compact Fluorescent |  | Twist | 2 | 15 | Bedroom | 206182 | Bedroom | 0.00040077
Other | Incandescent |  | Clear | 2 | 40 | Bedroom | 206182 | Bedroom | 0.00040077
Wall Mount | Incandescent |  | Clear | 3 | 40 | Bathroom | 206183 | Bathroom | 0.00040077
Ceiling Fan | Incandescent |  | Reflector | 2 | 90 | Bathroom | 206183 | Bathroom | 0.00040077
Ceiling Fixture | Compact Fluorescent |  | Twist | 2 | 15 | Bedroom | 206184 | Bedroom | 0.00040077
Ceiling Fixture | Compact Fluorescent |  | Twist | 1 | 15 | Hall | 206185 | Hall | 0.00040077
Ceiling Fixture | Linear Fluorescent | 48 | T-12 | 2 | 20 | Kitchen | 206186 | Kitchen | 0.00040077
Other | Compact Fluorescent |  | Twist | 1 | 15 | Kitchen | 206186 | Kitchen | 0.00040077
Ceiling Fixture | Compact Fluorescent |  | Twist | 2 | 7 | Living Room | 206187 | Living Room | 0.00040077
Table | Compact Fluorescent |  | Twist | 1 | 15 | Living Room | 206187 | Living Room | 0.00040077
Wall Mount | Incandescent |  | Globe | 4 | 40 | Bathroom | 206191 | Bathroom | 0.0005169
Ceiling Fixture | Compact Fluorescent |  | Twist | 2 | 15 | Bedroom | 206192 | Bedroom | 0.0005169
Chandelier (Hanging) | Compact Fluorescent |  | Twist | 1 | 22 | Dining Room | 206193 | Dining Room | 0.0005169
Chandelier (Hanging) | Halogen |  | Quartz Tube | 1 | 100 | Dining Room | 206194 | Dining Room | 0.0005169
Ceiling Fixture | Compact Fluorescent |  | Twist | 2 | 15 | Living Room | 206195 | Living Room | 0.0005169
Ceiling Fixture | Incandescent |  | Reflector | 1 | 75 | Garage | 206196 | Garage | 0.0005169
Ceiling Fixture | Linear Fluorescent | 48 | T-12 | 1 | 40 | Garage | 206196 | Garage | 0.0005169
Ceiling Fixture | Incandescent |  | Standard A Lamp | 2 | 40 | Hall | 206197 | Hall | 0.0005169
Chandelier (Hanging) | Compact Fluorescent |  | Twist | 1 | 15 | Hall | 206198 | Hall | 0.0005169
Recessed Can | Incandescent |  | Reflector | 1 | 60 | Kitchen | 206199 | Kitchen | 0.0005169
Ceiling Fixture | Compact Fluorescent |  | Reflector | 3 | 15 | Kitchen | 206199 | Kitchen | 0.0005169
Wall Mount | Incandescent |  | Globe | 4 | 40 | Bathroom | 2061910 | Bathroom | 0.0005169
Ceiling Fixture | Compact Fluorescent |  | Twist | 2 | 15 | Master Bedroom | 2061911 | Master Bedroom | 0.0005169
Table | Linear Fluorescent | 16 | T-5 | 1 | 20 | Master Bedroom | 2061911 | Master Bedroom | 0.0005169
Table | Compact Fluorescent |  | Pin base | 1 | 15 | Family Room | 2061912 | Family Room | 0.0005169
Floor lamp | Compact Fluorescent |  | Pin base | 2 | 22 | Family Room | 2061912 | Family Room | 0.0005169
Floor lamp | Compact Fluorescent |  | Twist | 1 | 22 | Family Room | 2061912 | Family Room | 0.0005169
Wall Mount | Compact Fluorescent |  | Twist | 2 | 28 | Bathroom | 2061913 | Bathroom | 0.0005169
Ceiling Fixture | Compact Fluorescent |  | Twist | 2 | 22 | Bedroom | 2061914 | Bedroom | 0.0005169
Ceiling Fixture | Compact Fluorescent |  | Twist | 2 | 22 | Bedroom | 2061915 | Bedroom | 0.0005169
Table | Compact Fluorescent |  | Twist | 1 | 22 | Bedroom | 2061915 | Bedroom | 0.0005169
Ceiling Fixture | Incandescent |  | Standard A Lamp | 2 | 40 | Laundry Room | 2061916 | Laundry Room | 0.0005169
Ceiling Fixture | Incandescent |  | Standard A Lamp | 1 | 60 | Bathroom | 206261 | Bathroom | 0.00047324
Ceiling Fixture | Incandescent |  | Standard A Lamp | 1 | 60 | Laundry Room | 206262 | Laundry Room | 0.00047324
Ceiling Fixture | Incandescent |  | Standard A Lamp | 1 | 60 | Kitchen | 206263 | Kitchen | 0.00047324
Recessed Can | Incandescent |  | Reflector | 1 | 75 | Kitchen | 206263 | Kitchen | 0.00047324
Chandelier (Hanging) | Incandescent |  | Mini base | 5 | 40 | Dining Room | 206264 | Dining Room | 0.00047324
Ceiling Fixture | Linear Fluorescent | 48 | T-12 | 2 | 40 | Other | 206265 | Other | 0.00047324
Ceiling Fixture | Incandescent |  | Standard A Lamp | 1 | 60 | Other | 206265 | Other | 0.00047324
Ceiling Fan | Incandescent |  | Standard A Lamp | 5 | 60 | Family Room | 206266 | Family Room | 0.00047324
Table | Incandescent |  | Standard A Lamp | 1 | 75 | Family Room | 206266 | Family Room | 0.00047324
Ceiling Fixture | Incandescent |  | Standard A Lamp | 1 | 60 | Bathroom | 206267 | Bathroom | 0.00047324
Wall Mount | Incandescent |  | Globe | 6 | 40 | Bathroom | 206267 | Bathroom | 0.00047324
Ceiling Fixture | Incandescent |  | Mini base | 2 | 40 | Master Bedroom | 206268 | Master Bedroom | 0.00047324
Ceiling Fixture | Incandescent |  | Standard A Lamp | 1 | 60 | Closet | 206269 | Closet | 0.00047324
Recessed Can | Incandescent |  | Reflector | 1 | 65 | Living Room | 2062610 | Living Room | 0.00047324
Table | Incandescent |  | Standard A Lamp | 1 | 65 | Living Room | 2062610 | Living Room | 0.00047324
Ceiling Fixture | Incandescent |  | Standard A Lamp | 1 | 60 | Hall | 2062611 | Hall | 0.00047324
Ceiling Fixture | Incandescent |  | Standard A Lamp | 2 | 60 | Bedroom | 2062612 | Bedroom | 0.00047324
Wall Mount | Incandescent |  | Globe | 3 | 40 | Bathroom | 2062613 | Bathroom | 0.00047324
Floor lamp | Incandescent |  | 3-Way Incandescent | 1 | 75 | Living Room | 206321 | Living Room | 0.00029634
Table | Incandescent |  | Standard A Lamp | 1 | 40 | Living Room | 206321 | Living Room | 0.00029634
Chandelier (Hanging) | Incandescent |  | Mini base | 12 | 25 | Living Room | 206321 | Living Room | 0.00029634
Chandelier (Hanging) | Incandescent |  | Standard A Lamp | 1 | 60 | Living Room | 206321 | Living Room | 0.00029634
Ceiling Fixture | Incandescent |  | Standard A Lamp | 3 | 60 | Bedroom | 206322 | Bedroom | 0.00029634
Table | Incandescent |  | Standard A Lamp | 1 | 100 | Bedroom | 206322 | Bedroom | 0.00029634
Ceiling Fixture | Incandescent |  | Standard A Lamp | 3 | 100 | Bedroom | 206323 | Bedroom | 0.00029634
Torchiere | Halogen |  | Quartz Tube | 1 | 100 | Bedroom | 206323 | Bedroom | 0.00029634
Track | Halogen |  | MR | 6 | 50 | Office | 206324 | Office | 0.00029634
Track | Halogen |  | MR | 4 | 50 | Office | 206324 | Office | 0.00029634
Table | Incandescent |  | Standard A Lamp | 1 | 40 | Office | 206324 | Office | 0.00029634
Floor lamp | Incandescent |  | 3-Way Incandescent | 1 | 100 | Office | 206324 | Office | 0.00029634
Ceiling Fixture | Linear Fluorescent | 48 | T-12 | 2 | 40 | Closet | 206325 | Closet | 0.00029634
Wall Mount | Incandescent |  | Standard A Lamp | 4 | 75 | Bathroom | 206326 | Bathroom | 0.00029634
Ceiling Fixture | Incandescent |  | Standard A Lamp | 1 | 60 | Bathroom | 206326 | Bathroom | 0.00029634
Chandelier (Hanging) | Incandescent |  | Globe | 1 | 60 | Other | 206327 | Other | 0.00029634
Chandelier (Hanging) | Incandescent |  | Mini base | 9 | 25 | Other | 206327 | Other | 0.00029634
Ceiling Fixture | Linear Fluorescent | 96 | T-12 | 2 | 100 | Other | 206328 | Other | 0.00029634
Ceiling Fixture | Linear Fluorescent | 48 | T-12 | 2 | 40 | Other | 206328 | Other | 0.00029634
Ceiling Fixture | Linear Fluorescent | 48 | T-12 | 2 | 40 | Master Bedroom | 206329 | Master Bedroom | 0.00029634
Floor lamp | Incandescent |  | Standard A Lamp | 2 | 60 | Master Bedroom | 206329 | Master Bedroom | 0.00029634
Ceiling Fixture | Linear Fluorescent | 48 | T-12 | 2 | 40 | Bathroom | 2063210 | Bathroom | 0.00029634
Ceiling Fixture | Linear Fluorescent | 96 | T-12 | 2 | 75 | Other | 2063211 | Other | 0.00029634
Track | Halogen |  | MR | 6 | 50 | Kitchen | 2063212 | Kitchen | 0.00029634
Track | Halogen |  | MR | 4 | 50 | Kitchen | 2063212 | Kitchen | 0.00029634
Architectural | Halogen |  | Other | 1 | 50 | Kitchen | 2063212 | Kitchen | 0.00029634
Architectural | Halogen |  | PAR | 1 | 30 | Kitchen | 2063212 | Kitchen | 0.00029634
Ceiling Fixture | Linear Fluorescent | 96 | T-12 | 2 | 75 | Laundry Room | 2063213 | Laundry Room | 0.00029634
Ceiling Fixture | Incandescent |  | Standard A Lamp | 2 | 40 | Hall | 2063214 | Hall | 0.00029634
Ceiling Fixture | Incandescent |  | Standard A Lamp | 1 | 60 | Bathroom | 206351 | Bathroom | 0.00052955
Wall Mount | Compact Fluorescent |  | Twist | 2 | 22 | Bathroom | 206351 | Bathroom | 0.00052955
Ceiling Fixture | Incandescent |  | Standard A Lamp | 2 | 65 | Bedroom | 206352 | Bedroom | 0.00052955
Ceiling Fixture | Incandescent |  | Standard A Lamp | 1 | 60 | Bedroom | 206353 | Bedroom | 0.00052955
Table | Compact Fluorescent |  | Twist | 1 | 22 | Bedroom | 206353 | Bedroom | 0.00052955
Wall Mount | Compact Fluorescent |  | Twist | 1 | 22 | Bathroom | 206354 | Bathroom | 0.00052955
Ceiling Fixture | Compact Fluorescent |  | Twist | 1 | 22 | Bedroom | 206355 | Bedroom | 0.00052955
Table | Halogen |  | MR | 1 | 20 | Bedroom | 206355 | Bedroom | 0.00052955
Ceiling Fixture | Compact Fluorescent |  | Twist | 1 | 22 | Bedroom | 206356 | Bedroom | 0.00052955
Ceiling Fixture | Compact Fluorescent |  | Twist | 1 | 22 | Bedroom | 206357 | Bedroom | 0.00052955
Ceiling Fixture | Compact Fluorescent |  | Twist | 1 | 22 | Family Room | 206358 | Family Room | 0.00052955
Floor lamp | Compact Fluorescent |  | Twist | 1 | 28 | Family Room | 206358 | Family Room | 0.00052955
Recessed - other | Halogen |  | MR | 1 | 30 | Hall | 206359 | Hall | 0.00052955
Ceiling Fixture | Linear Fluorescent | 48 | T-8 | 2 | 32 | Garage | 2063510 | Garage | 0.00052955
Garage door opener | Incandescent |  | Standard A Lamp | 2 | 60 | Garage | 2063510 | Garage | 0.00052955
Recessed - other | Halogen |  | MR | 1 | 30 | Hall | 2063511 | Hall | 0.00052955
Ceiling Fixture | Compact Fluorescent |  | Circline (Screw Base) | 2 | 42 | Kitchen | 2063512 | Kitchen | 0.00052955
Ceiling Fixture | Compact Fluorescent |  | Twist | 1 | 22 | Laundry Room | 2063513 | Laundry Room | 0.00052955
Ceiling Fixture | Compact Fluorescent |  | Twist | 2 | 15 | Living Room | 2063514 | Living Room | 0.00052955
Chandelier (Hanging) | Compact Fluorescent |  | Twist | 5 | 15 | Living Room | 2063514 | Living Room | 0.00052955
Table | Halogen |  | Quartz Tube | 1 | 30 | Living Room | 2063514 | Living Room | 0.00052955
Ceiling Fixture | Incandescent |  | Standard A Lamp | 1 | 60 | Closet | 206461 | Closet | 0.00047324
Ceiling Fixture | Compact Fluorescent |  | Twist | 1 | 22 | Bathroom | 206462 | Bathroom | 0.00047324
Ceiling Fixture | Incandescent |  | Standard A Lamp | 2 | 60 | Bedroom | 206463 | Bedroom | 0.00047324
Ceiling Fixture | Compact Fluorescent |  | Twist | 1 | 15 | Bedroom | 206464 | Bedroom | 0.00047324
Ceiling Fixture | Compact Fluorescent |  | Twist | 1 | 22 | Other | 206465 | Other | 0.00047324
Ceiling Fixture | Incandescent |  | Standard A Lamp | 1 | 60 | Other | 206466 | Other | 0.00047324
Ceiling Fan | Incandescent |  | Standard A Lamp | 1 | 60 | Kitchen | 206467 | Kitchen | 0.00047324
Ceiling Fan | Compact Fluorescent |  | Twist | 1 | 15 | Living Room | 206468 | Living Room | 0.00047324
Floor lamp | Incandescent |  | Standard A Lamp | 1 | 25 | Living Room | 206468 | Living Room | 0.00047324
Table | Compact Fluorescent |  | Twist | 1 | 15 | Living Room | 206468 | Living Room | 0.00047324
Ceiling Fixture | Incandescent |  | Standard A Lamp | 1 | 40 | Closet | 206469 | Closet | 0.00047324
Ceiling Fixture | Compact Fluorescent |  | Twist | 1 | 22 | Hall | 2064610 | Hall | 0.00047324
Wall Mount | Incandescent |  | Globe | 5 | 40 | Bathroom | 206501 | Bathroom | 0.0004784
Ceiling Fan | Incandescent |  | Standard A Lamp | 1 | 60 | Bathroom | 206501 | Bathroom | 0.0004784
Ceiling Fan | Incandescent |  | Standard A Lamp | 1 | 60 | Bedroom | 206502 | Bedroom | 0.0004784
Table | Compact Fluorescent |  | Twist | 2 | 15 | Bedroom | 206502 | Bedroom | 0.0004784
Ceiling Fixture | Incandescent |  | Standard A Lamp | 1 | 60 | Bedroom | 206503 | Bedroom | 0.0004784
Table | Incandescent |  | Standard A Lamp | 2 | 60 | Bedroom | 206503 | Bedroom | 0.0004784
Ceiling Fan | Incandescent |  | Decorative | 3 | 40 | Garage | 206504 | Garage | 0.0004784
Ceiling Fixture | Incandescent |  | Globe | 1 | 60 | Hall | 206505 | Hall | 0.0004784
Ceiling Fixture | Incandescent |  | Standard A Lamp | 2 | 60 | Kitchen | 206506 | Kitchen | 0.0004784
Ceiling Fixture | Linear Fluorescent | 44 | T-12 | 2 | 32 | Kitchen | 206506 | Kitchen | 0.0004784
Ceiling Fixture | Linear Fluorescent | 44 | T-12 | 2 | 32 | Laundry Room | 206507 | Laundry Room | 0.0004784
Table | Compact Fluorescent |  | Twist | 2 | 15 | Living Room | 206508 | Living Room | 0.0004784
Table | Incandescent |  | Standard A Lamp | 1 | 100 | Living Room | 206508 | Living Room | 0.0004784
Ceiling Fan | Incandescent |  | Decorative | 3 | 40 | Living Room | 206508 | Living Room | 0.0004784
Ceiling Fixture | Incandescent |  | Standard A Lamp | 2 | 60 | Office | 206509 | Office | 0.0004784
Table | Incandescent |  | Standard A Lamp | 1 | 25 | Office | 206509 | Office | 0.0004784
Wall Mount | Incandescent |  | Standard A Lamp | 3 | 40 | Bathroom | 206711 | Bathroom | 0.0020539
Ceiling Fixture | Incandescent |  | Standard A Lamp | 1 | 60 | Bedroom | 206712 | Bedroom | 0.0020539
Ceiling Fixture | Incandescent |  | Standard A Lamp | 1 | 60 | Kitchen | 206713 | Kitchen | 0.0020539
Table | Incandescent |  | Standard A Lamp | 2 | 60 | Kitchen | 206713 | Kitchen | 0.0020539
Wall Mount | Incandescent |  | Standard A Lamp | 3 | 100 | Bathroom | 206851 | Bathroom | 0.00094081
Ceiling Fan | Incandescent |  | Standard A Lamp | 1 | 60 | Bedroom | 206852 | Bedroom | 0.00094081
Table | Incandescent |  | Standard A Lamp | 1 | 100 | Bedroom | 206852 | Bedroom | 0.00094081
Table | Incandescent |  | Decorative | 2 | 40 | Bedroom | 206852 | Bedroom | 0.00094081
Ceiling Fan | Incandescent |  | Standard A Lamp | 1 | 100 | Office | 206853 | Office | 0.00094081
Table | Incandescent |  | Standard A Lamp | 1 | 100 | Office | 206853 | Office | 0.00094081
Ceiling Fan | Compact Fluorescent |  | Twist | 4 | 13 | Dining Room | 206854 | Dining Room | 0.00094081
Ceiling Fixture | Incandescent |  | Standard A Lamp | 1 | 60 | Hall | 206855 | Hall | 0.00094081
Ceiling Fixture | Linear Fluorescent | 48 | T-12 | 2 | 40 | Garage | 206856 | Garage | 0.00094081
Ceiling Fixture | Incandescent |  | Standard A Lamp | 1 | 60 | Hall | 206857 | Hall | 0.00094081
Recessed Can | Incandescent |  | Reflector | 1 | 60 | Kitchen | 206858 | Kitchen | 0.00094081
Ceiling Fixture | Compact Fluorescent |  | Twist | 2 | 26 | Laundry Room | 206859 | Laundry Room | 0.00094081
Ceiling Fan | Incandescent |  | Standard A Lamp | 4 | 100 | Living Room | 2068510 | Living Room | 0.00094081
Floor lamp | Incandescent |  | Standard A Lamp | 1 | 85 | Living Room | 2068510 | Living Room | 0.00094081
Wall Mount | Incandescent |  | Standard A Lamp | 5 | 60 | Bathroom | 2068511 | Bathroom | 0.00094081
Ceiling Fixture | Incandescent |  | Standard A Lamp | 1 | 60 | Bathroom | 2068511 | Bathroom | 0.00094081
Ceiling Fan | Compact Fluorescent |  | Decorative | 4 | 7 | Master Bedroom | 2068512 | Master Bedroom | 0.00094081
Floor lamp | Incandescent |  | 3-Way Incandescent | 1 | 100 | Master Bedroom | 2068512 | Master Bedroom | 0.00094081
Floor lamp | Incandescent |  | Standard A Lamp | 1 | 70 | Master Bedroom | 2068512 | Master Bedroom | 0.00094081
Ceiling Fixture | Incandescent |  | Standard A Lamp | 2 | 60 | Closet | 2068513 | Closet | 0.00094081
Wall Mount | Incandescent |  | Globe | 6 | 60 | Bathroom | 206881 | Bathroom | 0.00094081
Ceiling Fixture | Incandescent |  | Mini base | 2 | 60 | Bedroom | 206882 | Bedroom | 0.00094081
Wall Mount | Incandescent |  | Standard A Lamp | 1 | 25 | Bedroom | 206882 | Bedroom | 0.00094081
Other | Linear Fluorescent | 16 | T-8 | 1 | 32 | Bedroom | 206882 | Bedroom | 0.00094081
Ceiling Fan | Incandescent |  | Mini base | 2 | 60 | Bedroom | 206883 | Bedroom | 0.00094081
Other | Incandescent | 16 | Other | 1 | 32 | Bedroom | 206883 | Bedroom | 0.00094081
Table | Incandescent |  | Standard A Lamp | 1 | 40 | Bedroom | 206883 | Bedroom | 0.00094081
Ceiling Fan | Incandescent |  | Mini base | 2 | 60 | Family Room | 206884 | Family Room | 0.00094081
Track | Incandescent |  | Decorative | 1 | 40 | Family Room | 206884 | Family Room | 0.00094081
Table | Incandescent |  | Standard A Lamp | 1 | 25 | Family Room | 206884 | Family Room | 0.00094081
Ceiling Fixture | Incandescent |  | Standard A Lamp | 1 | 150 | Garage | 206885 | Garage | 0.00094081
Garage door opener | Incandescent |  | Standard A Lamp | 1 | 40 | Garage | 206885 | Garage | 0.00094081
Ceiling Fixture | Linear Fluorescent | 48 | T-12 | 2 | 32 | Kitchen | 206886 | Kitchen | 0.00094081
Other | Incandescent |  | Standard A Lamp | 1 | 25 | Kitchen | 206886 | Kitchen | 0.00094081
Ceiling Fixture | Incandescent |  | Standard A Lamp | 1 | 40 | Kitchen | 206886 | Kitchen | 0.00094081
Ceiling Fixture | Incandescent |  | Standard A Lamp | 1 | 40 | Kitchen | 206886 | Kitchen | 0.00094081
Ceiling Fixture | Compact Fluorescent |  | Twist | 1 | 15 | Laundry Room | 206887 | Laundry Room | 0.00094081
Ceiling Fan | Incandescent |  | Decorative | 3 | 60 | Living Room | 206888 | Living Room | 0.00094081
Ceiling Fixture | Incandescent |  | Globe | 3 | 60 | Living Room | 206888 | Living Room | 0.00094081
Torchiere | Incandescent |  | 3-Way Incandescent | 1 | 75 | Living Room | 206888 | Living Room | 0.00094081
Other | Incandescent |  | Reflector | 3 | 25 | Living Room | 206888 | Living Room | 0.00094081
Wall Mount | Incandescent |  | Globe | 8 | 60 | Bathroom | 206889 | Bathroom | 0.00094081
Ceiling Fan | Incandescent |  | Standard A Lamp | 2 | 40 | Master Bedroom | 2068810 | Master Bedroom | 0.00094081
Table | Halogen |  | Quartz Tube | 1 | 100 | Master Bedroom | 2068810 | Master Bedroom | 0.00094081
Ceiling Fixture | Incandescent |  | Standard A Lamp | 5 | 60 | Dining Room | 2068811 | Dining Room | 0.00094081
Wall Mount | Compact Fluorescent |  | Straight Tube | 3 | 20 | Bathroom | 207021 | Bathroom | 0.00052955
Wall Mount | Compact Fluorescent |  | Twist | 2 | 25 | Bathroom | 207021 | Bathroom | 0.00052955
Ceiling Fixture | Incandescent |  | Standard A Lamp | 1 | 75 | Bedroom | 207022 | Bedroom | 0.00052955
Table | Incandescent |  | Mini base | 2 | 60 | Bedroom | 207022 | Bedroom | 0.00052955
Ceiling Fixture | Incandescent |  | Standard A Lamp | 1 | 100 | Bedroom | 207023 | Bedroom | 0.00052955
Ceiling Fixture | Incandescent |  | Standard A Lamp | 1 | 100 | Other | 207024 | Other | 0.00052955
Ceiling Fan | Compact Fluorescent |  | Twist | 4 | 15 | Kitchen | 207025 | Kitchen | 0.00052955
Ceiling Fixture | Linear Fluorescent | 24 | T-12 | 2 | 20 | Kitchen | 207025 | Kitchen | 0.00052955
Ceiling Fixture | Compact Fluorescent |  | Twist | 1 | 25 | Laundry Room | 207026 | Laundry Room | 0.00052955
Ceiling Fan | Compact Fluorescent |  | Straight Tube | 3 | 20 | Living Room | 207027 | Living Room | 0.00052955
Floor lamp | Compact Fluorescent |  | Straight Tube | 2 | 20 | Living Room | 207027 | Living Room | 0.00052955
Ceiling Fan | Compact Fluorescent |  | Twist | 3 | 14 | Master Bedroom | 207028 | Master Bedroom | 0.00052955
Ceiling Fixture | Incandescent |  | Standard A Lamp | 2 | 100 | Closet | 207029 | Closet | 0.00052955
Ceiling Fixture | Incandescent |  | Standard A Lamp | 1 | 100 | Other | 2070210 | Other | 0.00052955
Ceiling Fixture | Incandescent |  | Decorative | 1 | 40 | Other | 2070211 | Other | 0.00052955
Ceiling Fixture | Compact Fluorescent |  | Twist | 1 | 14 | Hall | 2070212 | Hall | 0.00052955
Chandelier (Hanging) | Incandescent |  | Mini base | 5 | 60 | Hall | 2070212 | Hall | 0.00052955
Ceiling Fixture | Incandescent |  | Standard A Lamp | 2 | 60 | Living Room | 207071 | Living Room | 0.00094081
Wall Mount | Incandescent |  | Globe | 3 | 40 | Bathroom | 207072 | Bathroom | 0.00094081
Ceiling Fixture | Compact Fluorescent |  | Twist | 1 | 22 | Bathroom | 207072 | Bathroom | 0.00094081
Ceiling Fixture | Incandescent |  | Standard A Lamp | 1 | 60 | Bedroom | 207073 | Bedroom | 0.00094081
Ceiling Fan | Incandescent |  | Standard A Lamp | 2 | 60 | Bedroom | 207074 | Bedroom | 0.00094081
Ceiling Fan | Incandescent |  | Standard A Lamp | 1 | 60 | Bedroom | 207075 | Bedroom | 0.00094081
Ceiling Fan | Incandescent |  | Standard A Lamp | 1 | 60 | Dining Room | 207076 | Dining Room | 0.00094081
Ceiling Fixture | Incandescent |  | Standard A Lamp | 1 | 60 | Hall | 207077 | Hall | 0.00094081
Ceiling Fixture | Linear Fluorescent | 60 | T-12 | 4 | 40 | Kitchen | 207078 | Kitchen | 0.00094081
Ceiling Fixture | Compact Fluorescent |  | Twist | 2 | 22 | Laundry Room | 207079 | Laundry Room | 0.00094081
Table | Incandescent |  | Standard A Lamp | 1 | 60 | Living Room | 2070710 | Living Room | 0.00094081
Table | Compact Fluorescent |  | Twist | 1 | 22 | Living Room | 2070710 | Living Room | 0.00094081
Floor lamp | Incandescent |  | Standard A Lamp | 1 | 60 | Living Room | 2070710 | Living Room | 0.00094081
Table | Incandescent |  | Standard A Lamp | 1 | 40 | Living Room | 2070710 | Living Room | 0.00094081
Ceiling Fixture | Incandescent |  | Standard A Lamp | 2 | 60 | Bathroom | 2070711 | Bathroom | 0.00094081
Ceiling Fixture | Incandescent |  | Standard A Lamp | 1 | 60 | Bathroom | 2070711 | Bathroom | 0.00094081
Ceiling Fixture | Incandescent |  | Standard A Lamp | 1 | 60 | Bedroom | 2070712 | Bedroom | 0.00094081
Ceiling Fan | Incandescent |  | Standard A Lamp | 4 | 60 | Bedroom | 2070712 | Bedroom | 0.00094081
Table | Incandescent |  | Standard A Lamp | 1 | 60 | Bedroom | 2070712 | Bedroom | 0.00094081
Ceiling Fixture | Incandescent |  | Standard A Lamp | 1 | 60 | Other | 2070713 | Other | 0.00094081
Ceiling Fixture | Compact Fluorescent |  | Twist | 1 | 22 | Other | 2070714 | Other | 0.00094081
Wall Mount | Compact Fluorescent |  | Twist | 2 | 15 | Bathroom | 207121 | Bathroom | 0.0005169
Recessed Can | Incandescent |  | Reflector | 1 | 60 | Bedroom | 207122 | Bedroom | 0.0005169
Chandelier (Hanging) | Incandescent |  | Mini base | 6 | 5 | Dining Room | 207123 | Dining Room | 0.0005169
Recessed Can | Incandescent |  | Standard A Lamp | 1 | 60 | Dining Room | 207123 | Dining Room | 0.0005169
Recessed Can | Incandescent |  | Reflector | 1 | 60 | Hall | 207124 | Hall | 0.0005169
Ceiling Fixture | Incandescent |  | Standard A Lamp | 2 | 60 | Other | 207125 | Other | 0.0005169
Recessed Can | Incandescent |  | Reflector | 1 | 65 | Kitchen | 207126 | Kitchen | 0.0005169
Recessed Can | Compact Fluorescent |  | Twist | 1 | 15 | Laundry Room | 207127 | Laundry Room | 0.0005169
Wall Mount | Incandescent |  | Mini base | 1 | 25 | Living Room | 207128 | Living Room | 0.0005169
Floor lamp | Compact Fluorescent |  | Twist | 3 | 15 | Living Room | 207128 | Living Room | 0.0005169
Wall Mount | Compact Fluorescent |  | Twist | 3 | 15 | Bathroom | 207129 | Bathroom | 0.0005169
Table | Compact Fluorescent |  | Twist | 1 | 15 | Master Bedroom | 2071210 | Master Bedroom | 0.0005169
Ceiling Fixture | Incandescent |  | Standard A Lamp | 2 | 60 | Closet | 2071211 | Closet | 0.0005169
Ceiling Fixture | Compact Fluorescent |  | Twist | 2 | 15 | Kitchen | 2071212 | Kitchen | 0.0005169
Ceiling Fixture | Incandescent |  | Standard A Lamp | 1 | 60 | Other | 2071213 | Other | 0.0005169
Wall Mount | Incandescent |  | Standard A Lamp | 2 | 60 | Bathroom | 207161 | Bathroom | 0.00028447
Ceiling Fixture | Incandescent |  | Standard A Lamp | 2 | 60 | Bathroom | 207161 | Bathroom | 0.00028447
Wall Mount | Incandescent |  | Globe | 4 | 60 | Bathroom | 207162 | Bathroom | 0.00028447
Wall Mount | Incandescent |  | Globe | 4 | 60 | Bathroom | 207163 | Bathroom | 0.00028447
Ceiling Fixture | Incandescent |  | Standard A Lamp | 2 | 60 | Bedroom | 207164 | Bedroom | 0.00028447
Table | Incandescent |  | Standard A Lamp | 1 | 60 | Bedroom | 207164 | Bedroom | 0.00028447
Ceiling Fixture | Incandescent |  | Standard A Lamp | 2 | 60 | Bedroom | 207165 | Bedroom | 0.00028447
Ceiling Fixture | Incandescent |  | Standard A Lamp | 3 | 60 | Bedroom | 207166 | Bedroom | 0.00028447
Table | Incandescent |  | Standard A Lamp | 1 | 60 | Bedroom | 207166 | Bedroom | 0.00028447
Ceiling Fixture | Incandescent |  | Standard A Lamp | 2 | 60 | Bedroom | 207167 | Bedroom | 0.00028447
Floor lamp | Compact Fluorescent |  | Straight Tube | 1 | 15 | Bedroom | 207167 | Bedroom | 0.00028447
Chandelier (Hanging) | Incandescent |  | Clear | 5 | 60 | Dining Room | 207168 | Dining Room | 0.00028447
Ceiling Fixture | Linear Fluorescent | 48 | T-8 | 2 | 40 | Dining Room | 207168 | Dining Room | 0.00028447
Chandelier (Hanging) | Incandescent |  | Decorative | 2 | 40 | Hall | 207169 | Hall | 0.00028447
Ceiling Fan | Incandescent |  | Standard A Lamp | 4 | 60 | Family Room | 2071610 | Family Room | 0.00028447
Ceiling Fixture | Incandescent |  | Standard A Lamp | 1 | 100 | Garage | 2071611 | Garage | 0.00028447
Ceiling Fixture | Linear Fluorescent | 48 | T-12 | 1 | 40 | Garage | 2071611 | Garage | 0.00028447
Ceiling Fixture | Incandescent |  | Standard A Lamp | 2 | 60 | Hall | 2071612 | Hall | 0.00028447
Ceiling Fixture | Incandescent |  | Reflector | 4 | 65 | Office | 2071613 | Office | 0.00028447
Floor lamp | Incandescent |  | Standard A Lamp | 1 | 60 | Office | 2071613 | Office | 0.00028447
Wall Mount | Incandescent |  | Reflector | 1 | 60 | Other | 2071614 | Other | 0.00028447
Ceiling Fixture | Linear Fluorescent | 96 | T-12 | 4 | 60 | Other | 207461 | Other | 0.00052955
Ceiling Fixture | Linear Fluorescent | 48 | T-12 | 4 | 40 | Other | 207461 | Other | 0.00052955
Ceiling Fixture | Linear Fluorescent | 36 | T-12 | 2 | 40 | Other | 207461 | Other | 0.00052955
Wall Mount | Compact Fluorescent |  | Globe | 6 | 22 | Bathroom | 207462 | Bathroom | 0.00052955
Wall Mount | Compact Fluorescent |  | Globe | 6 | 22 | Bathroom | 207463 | Bathroom | 0.00052955
Wall Mount | Incandescent |  | Standard A Lamp | 2 | 60 | Bathroom | 207464 | Bathroom | 0.00052955
Ceiling Fixture | Incandescent |  | Standard A Lamp | 2 | 60 | Bedroom | 207465 | Bedroom | 0.00052955
Table | Incandescent |  | Standard A Lamp | 1 | 25 | Bedroom | 207465 | Bedroom | 0.00052955
Ceiling Fixture | Incandescent |  | Standard A Lamp | 2 | 60 | Bedroom | 207466 | Bedroom | 0.00052955
Table | Incandescent |  | Standard A Lamp | 1 | 25 | Bedroom | 207466 | Bedroom | 0.00052955
Ceiling Fixture | Linear Fluorescent | 48 | T-12 | 2 | 40 | Family Room | 207467 | Family Room | 0.00052955
Recessed Can | Halogen |  | MR | 1 | 50 | Office | 207468 | Office | 0.00052955
Table | Compact Fluorescent |  | Twist | 2 | 15 | Office | 207468 | Office | 0.00052955
Floor lamp | Incandescent |  | Standard A Lamp | 1 | 75 | Office | 207468 | Office | 0.00052955
Ceiling Fixture | Incandescent |  | Standard A Lamp | 1 | 65 | Closet | 207469 | Closet | 0.00052955
Ceiling Fixture | Linear Fluorescent | 48 | T-12 | 2 | 40 | Closet | 2074610 | Closet | 0.00052955
Ceiling Fixture | Linear Fluorescent | 36 | T-12 | 2 | 40 | Dining Room | 2074611 | Dining Room | 0.00052955
Ceiling Fixture | Incandescent |  | Mini base | 3 | 40 | Dining Room | 2074611 | Dining Room | 0.00052955
Recessed Can | Incandescent |  | Reflector | 1 | 75 | Dining Room | 2074611 | Dining Room | 0.00052955
Floor lamp | Halogen |  | Quartz Tube | 3 | 30 | Dining Room | 2074611 | Dining Room | 0.00052955
Ceiling Fixture | Incandescent |  | Standard A Lamp | 1 | 60 | Hall | 2074612 | Hall | 0.00052955
Ceiling Fixture | Incandescent |  | Standard A Lamp | 1 | 65 | Living Room | 2074613 | Living Room | 0.00052955
Table | Incandescent |  | Standard A Lamp | 1 | 100 | Living Room | 2074613 | Living Room | 0.00052955
Floor lamp | Incandescent |  | Mini base | 6 | 25 | Living Room | 2074613 | Living Room | 0.00052955
Ceiling Fan | Incandescent |  | Clear | 3 | 60 | Master Bedroom | 2074614 | Master Bedroom | 0.00052955
Table | Incandescent |  | Standard A Lamp | 1 | 60 | Master Bedroom | 2074614 | Master Bedroom | 0.00052955
Ceiling Fixture | Incandescent |  | Standard A Lamp | 1 | 60 | Closet | 2074615 | Closet | 0.00052955
Ceiling Fixture | Linear Fluorescent | 48 | T-8 | 2 | 40 | Hall | 2074616 | Hall | 0.00052955
Ceiling Fixture | Incandescent |  | Standard A Lamp | 1 | 60 | Closet | 207481 | Closet | 0.00029634
Ceiling Fixture | Linear Fluorescent | 48 | T-8 | 2 | 32 | Garage | 207482 | Garage | 0.00029634
Ceiling Fixture | Linear Fluorescent | 48 | T-8 | 2 | 32 | Other | 207483 | Other | 0.00029634
Ceiling Fixture | Incandescent |  | Standard A Lamp | 1 | 100 | Other | 207484 | Other | 0.00029634
Ceiling Fixture | Linear Fluorescent | 48 | T-8 | 2 | 32 | Other | 207485 | Other | 0.00029634
Ceiling Fixture | Incandescent |  | Standard A Lamp | 1 | 60 | Other | 207485 | Other | 0.00029634
Ceiling Fan | Incandescent |  | Decorative | 3 | 60 | Bedroom | 207486 | Bedroom | 0.00029634
Recessed Can | Compact Fluorescent |  | Twist | 1 | 15 | Hall | 207487 | Hall | 0.00029634
Wall Mount | Incandescent |  | Standard A Lamp | 2 | 100 | Bathroom | 207488 | Bathroom | 0.00029634
Ceiling Fixture | Incandescent |  | Standard A Lamp | 1 | 60 | Bathroom | 207488 | Bathroom | 0.00029634
Ceiling Fixture | Incandescent |  | Standard A Lamp | 1 | 60 | Bedroom | 207489 | Bedroom | 0.00029634
Recessed Can | Incandescent |  | Reflector | 1 | 65 | Bedroom | 207489 | Bedroom | 0.00029634
Chandelier (Hanging) | Incandescent |  | Standard A Lamp | 5 | 100 | Living Room | 2074810 | Living Room | 0.00029634
Chandelier (Hanging) | Compact Fluorescent |  | Twist | 2 | 15 | Living Room | 2074810 | Living Room | 0.00029634
Recessed Can | Incandescent |  | Reflector | 1 | 65 | Living Room | 2074810 | Living Room | 0.00029634
Table | Incandescent |  | 3-Way Incandescent | 1 | 100 | Living Room | 2074810 | Living Room | 0.00029634
Table | Compact Fluorescent |  | Twist | 1 | 15 | Living Room | 2074810 | Living Room | 0.00029634
Ceiling Fixture | Incandescent |  | Standard A Lamp | 2 | 60 | Laundry Room | 2074811 | Laundry Room | 0.00029634
Ceiling Fan | Incandescent |  | Standard A Lamp | 1 | 60 | Master Bedroom | 2074812 | Master Bedroom | 0.00029634
Ceiling Fixture | Incandescent |  | Standard A Lamp | 1 | 60 | Bathroom | 2074813 | Bathroom | 0.00029634
Wall Mount | Incandescent |  | Standard A Lamp | 3 | 60 | Bathroom | 2074813 | Bathroom | 0.00029634
Ceiling Fixture | Compact Fluorescent |  | Twist | 5 | 15 | Bathroom | 207531 | Bathroom | 0.00094081
Wall Mount | Incandescent |  | Standard A Lamp | 2 | 100 | Bathroom | 207531 | Bathroom | 0.00094081
Ceiling Fixture | Compact Fluorescent |  | Twist | 2 | 13 | Bedroom | 207532 | Bedroom | 0.00094081
Ceiling Fixture | Incandescent |  | Decorative | 2 | 40 | Bedroom | 207533 | Bedroom | 0.00094081
Floor lamp | Incandescent |  | Decorative | 5 | 40 | Bedroom | 207533 | Bedroom | 0.00094081
Chandelier (Hanging) | Compact Fluorescent |  | Twist | 3 | 23 | Dining Room | 207534 | Dining Room | 0.00094081
Ceiling Fixture | Compact Fluorescent |  | Twist | 2 | 13 | Hall | 207535 | Hall | 0.00094081
Exterior | Incandescent |  | Standard A Lamp | 1 | 40 | Garage | 207536 | Garage | 0.00094081
Ceiling Fixture | Compact Fluorescent |  | Twist | 1 | 13 | Hall | 207537 | Hall | 0.00094081
Ceiling Fixture | Compact Fluorescent |  | Twist | 2 | 13 | Kitchen | 207538 | Kitchen | 0.00094081
Track | Halogen |  | Quartz Tube | 3 | 50 | Kitchen | 207538 | Kitchen | 0.00094081
Ceiling Fixture | Compact Fluorescent |  | Twist | 1 | 13 | Laundry Room | 207539 | Laundry Room | 0.00094081
Torchiere | Halogen |  | Quartz Tube | 1 | 300 | Living Room | 2075310 | Living Room | 0.00094081
Table | Compact Fluorescent |  | Twist | 1 | 13 | Living Room | 2075310 | Living Room | 0.00094081
Ceiling Fixture | Compact Fluorescent |  | Pin base | 1 | 42 | Bathroom | 2075311 | Bathroom | 0.00094081
Wall Mount | Compact Fluorescent |  | Twist | 2 | 15 | Bathroom | 2075311 | Bathroom | 0.00094081
Ceiling Fixture | Incandescent |  | Mini base | 2 | 40 | Master Bedroom | 2075312 | Master Bedroom | 0.00094081
Table | Compact Fluorescent |  | Twist | 1 | 14 | Master Bedroom | 2075312 | Master Bedroom | 0.00094081
Ceiling Fixture | Compact Fluorescent |  | Twist | 1 | 13 | Other | 2075313 | Other | 0.00094081
Wall Mount | Incandescent |  | Globe | 3 | 40 | Bathroom | 207581 | Bathroom | 0.00047324
Ceiling Fixture | Compact Fluorescent |  | Twist | 1 | 15 | Bathroom | 207581 | Bathroom | 0.00047324
Wall Mount | Incandescent |  | Globe | 3 | 40 | Bathroom | 207582 | Bathroom | 0.00047324
Ceiling Fixture | Compact Fluorescent |  | Twist | 1 | 15 | Bathroom | 207582 | Bathroom | 0.00047324
Ceiling Fan | Incandescent |  | Standard A Lamp | 2 | 40 | Master Bedroom | 207583 | Master Bedroom | 0.00047324
Table | Incandescent |  | Standard A Lamp | 1 | 60 | Master Bedroom | 207583 | Master Bedroom | 0.00047324
Table | Incandescent |  | Decorative | 1 | 40 | Master Bedroom | 207583 | Master Bedroom | 0.00047324
Ceiling Fan | Compact Fluorescent |  | Twist | 1 | 15 | Bedroom | 207584 | Bedroom | 0.00047324
Table | Compact Fluorescent |  | Twist | 1 | 15 | Bedroom | 207584 | Bedroom | 0.00047324
Ceiling Fan | Compact Fluorescent |  | Twist | 1 | 15 | Bedroom | 207585 | Bedroom | 0.00047324
Floor lamp | Incandescent |  | Standard A Lamp | 1 | 40 | Bedroom | 207585 | Bedroom | 0.00047324
Chandelier (Hanging) | Incandescent |  | Clear | 5 | 40 | Dining Room | 207586 | Dining Room | 0.00047324
Ceiling Fixture | Compact Fluorescent |  | Twist | 1 | 13 | Hall | 207587 | Hall | 0.00047324
Ceiling Fixture | Compact Fluorescent |  | Twist | 1 | 15 | Other | 207588 | Other | 0.00047324
Ceiling Fixture | Linear Fluorescent | 48 | T-12 | 2 | 40 | Kitchen | 207589 | Kitchen | 0.00047324
Ceiling Fixture | Compact Fluorescent |  | Twist | 1 | 15 | Laundry Room | 2075810 | Laundry Room | 0.00047324
Table | Compact Fluorescent |  | Twist | 1 | 15 | Living Room | 2075811 | Living Room | 0.00047324
Floor lamp | Halogen |  | Quartz Tube | 1 | 30 | Living Room | 2075811 | Living Room | 0.00047324
Ceiling Fixture | Compact Fluorescent |  | Twist | 2 | 15 | Office | 2075812 | Office | 0.00047324
Wall Mount | Incandescent |  | Globe | 4 | 40 | Bathroom | 207701 | Bathroom | 0.0005169
Ceiling Fixture | Incandescent |  | Heat Lamp | 1 | 250 | Bathroom | 207701 | Bathroom | 0.0005169
Wall Mount | Incandescent |  | Globe | 4 | 40 | Bathroom | 207702 | Bathroom | 0.0005169
Chandelier (Hanging) | Incandescent |  | Heat Lamp | 1 | 250 | Bathroom | 207702 | Bathroom | 0.0005169
Wall Mount | Incandescent |  | Globe | 4 | 40 | Bathroom | 207703 | Bathroom | 0.0005169
Ceiling Fixture | Incandescent |  | Heat Lamp | 1 | 250 | Bathroom | 207703 | Bathroom | 0.0005169
Ceiling Fixture | Compact Fluorescent |  | Twist | 2 | 22 | Master Bedroom | 207704 | Master Bedroom | 0.0005169
Ceiling Fan | Compact Fluorescent |  | Twist | 3 | 15 | Bedroom | 207705 | Bedroom | 0.0005169
Table | Incandescent |  | Standard A Lamp | 1 | 75 | Bedroom | 207705 | Bedroom | 0.0005169
Ceiling Fan | Incandescent |  | Standard A Lamp | 2 | 40 | Bedroom | 207706 | Bedroom | 0.0005169
Ceiling Fan | Linear Fluorescent |  | T-4 | 1 | 60 | Bedroom | 207707 | Bedroom | 0.0005169
Ceiling Fixture | Compact Fluorescent |  | Twist | 1 | 15 | Closet | 207708 | Closet | 0.0005169
Ceiling Fixture | Incandescent |  | Standard A Lamp | 2 | 60 | Dining Room | 207709 | Dining Room | 0.0005169
Ceiling Fixture | Incandescent |  | Standard A Lamp | 1 | 60 | Family Room | 2077010 | Family Room | 0.0005169
Ceiling Fixture | Compact Fluorescent |  | Twist | 1 | 22 | Garage | 2077011 | Garage | 0.0005169
Ceiling Fixture | Incandescent |  | Standard A Lamp | 1 | 60 | Hall | 2077012 | Hall | 0.0005169
Ceiling Fixture | Compact Fluorescent |  | Twist | 2 | 22 | Kitchen | 2077013 | Kitchen | 0.0005169
Ceiling Fixture | Incandescent |  | Standard A Lamp | 1 | 60 | Kitchen | 2077013 | Kitchen | 0.0005169
Floor lamp | Compact Fluorescent |  | Twist | 1 | 28 | Living Room | 2077014 | Living Room | 0.0005169
Ceiling Fixture | Incandescent |  | Standard A Lamp | 1 | 60 | Living Room | 2077014 | Living Room | 0.0005169
Ceiling Fixture | Compact Fluorescent |  | Twist | 1 | 22 | Hall | 2077015 | Hall | 0.0005169
Wall Mount | Incandescent |  | Globe | 3 | 60 | Bathroom | 207751 | Bathroom | 0.00052955
Wall Mount | Incandescent |  | Globe | 6 | 100 | Bathroom | 207752 | Bathroom | 0.00052955
Ceiling Fixture | Incandescent |  | Standard A Lamp | 1 | 60 | Bathroom | 207752 | Bathroom | 0.00052955
Ceiling Fan | Compact Fluorescent |  | Twist | 3 | 13 | Bedroom | 207753 | Bedroom | 0.00052955
Floor lamp | Incandescent |  | Mini base | 5 | 25 | Bedroom | 207753 | Bedroom | 0.00052955
Table | Incandescent |  | Decorative | 1 | 40 | Bedroom | 207753 | Bedroom | 0.00052955
Ceiling Fixture | Incandescent |  | Standard A Lamp | 2 | 75 | Bedroom | 207754 | Bedroom | 0.00052955
Table | Compact Fluorescent |  | Twist | 1 | 14 | Bedroom | 207754 | Bedroom | 0.00052955
Floor lamp | Incandescent |  | Mini base | 5 | 25 | Bedroom | 207755 | Bedroom | 0.00052955
Ceiling Fixture | Halogen |  | MR | 4 | 50 | Bedroom | 207755 | Bedroom | 0.00052955
Table | Compact Fluorescent |  | Twist | 1 | 23 | Bedroom | 207755 | Bedroom | 0.00052955
Chandelier (Hanging) | Compact Fluorescent |  | Twist | 6 | 13 | Dining Room | 207756 | Dining Room | 0.00052955
Recessed Can | Incandescent |  | Reflector | 1 | 40 | Dining Room | 207756 | Dining Room | 0.00052955
Chandelier (Hanging) | Compact Fluorescent |  | Twist | 3 | 14 | Hall | 207757 | Hall | 0.00052955
Ceiling Fixture | Compact Fluorescent |  | Twist | 1 | 19 | Hall | 207757 | Hall | 0.00052955
Recessed Can | Compact Fluorescent |  | Flood | 1 | 16 | Family Room | 207758 | Family Room | 0.00052955
Recessed Can | Compact Fluorescent |  | Flood | 1 | 18 | Family Room | 207758 | Family Room | 0.00052955
Recessed Can | Incandescent |  | Reflector | 1 | 75 | Family Room | 207758 | Family Room | 0.00052955
Wall Mount | Incandescent |  | Standard A Lamp | 1 | 75 | Family Room | 207758 | Family Room | 0.00052955
Table | Compact Fluorescent |  | Twist | 1 | 14 | Family Room | 207758 | Family Room | 0.00052955
Ceiling Fixture | Incandescent |  | Standard A Lamp | 1 | 100 | Hall | 207759 | Hall | 0.00052955
Ceiling Fixture | Compact Fluorescent |  | Twist | 1 | 14 | Hall | 2077510 | Hall | 0.00052955
Ceiling Fixture | Compact Fluorescent |  | Twist | 2 | 14 | Hall | 2077510 | Hall | 0.00052955
Chandelier (Hanging) | Compact Fluorescent |  | Twist | 1 | 13 | Kitchen | 2077511 | Kitchen | 0.00052955
Chandelier (Hanging) | Compact Fluorescent |  | Twist | 1 | 23 | Kitchen | 2077511 | Kitchen | 0.00052955
Recessed Can | Compact Fluorescent |  | Flood | 1 | 16 | Kitchen | 2077511 | Kitchen | 0.00052955
Ceiling Fixture | Linear Fluorescent | 48 | T-12 | 4 | 40 | Laundry Room | 2077512 | Laundry Room | 0.00052955
Recessed Can | Compact Fluorescent |  | Flood | 1 | 18 | Living Room | 2077513 | Living Room | 0.00052955
Recessed Can | Incandescent |  | Reflector | 1 | 40 | Living Room | 2077513 | Living Room | 0.00052955
Wall Mount | Incandescent |  | Standard A Lamp | 1 | 75 | Living Room | 2077513 | Living Room | 0.00052955
Wall Mount | Compact Fluorescent |  | Globe | 2 | 14 | Bathroom | 2077514 | Bathroom | 0.00052955
Recessed Can | Incandescent |  | Reflector | 1 | 65 | Bathroom | 2077514 | Bathroom | 0.00052955
Recessed Can | Compact Fluorescent |  | Flood | 1 | 18 | Master Bedroom | 2077515 | Master Bedroom | 0.00052955
Table | Compact Fluorescent |  | Twist | 1 | 14 | Master Bedroom | 2077515 | Master Bedroom | 0.00052955
Table | Compact Fluorescent |  | Twist | 1 | 23 | Master Bedroom | 2077515 | Master Bedroom | 0.00052955
Ceiling Fixture | Incandescent |  | Standard A Lamp | 2 | 75 | Closet | 2077516 | Closet | 0.00052955
Chandelier (Hanging) | Incandescent |  | Standard A Lamp | 4 | 75 | Office | 2077517 | Office | 0.00052955
Table | Incandescent |  | Clear | 1 | 40 | Office | 2077517 | Office | 0.00052955
Ceiling Fixture | Compact Fluorescent |  | Twist | 1 | 13 | Closet | 2077518 | Closet | 0.00052955
Chandelier (Hanging) | Incandescent |  | Globe | 1 | 150 | Hall | 2077519 | Hall | 0.00052955
Recessed - other | Compact Fluorescent |  | Twist | 1 | 14 | Hall | 2077519 | Hall | 0.00052955
Ceiling Fixture | Incandescent |  | Standard A Lamp | 1 | 100 | Other | 2077520 | Other | 0.00052955
Ceiling Fixture | Incandescent |  | Standard A Lamp | 1 | 100 | Closet | 2077521 | Closet | 0.00052955
Ceiling Fixture | Incandescent |  | Standard A Lamp | 1 | 100 | Other | 2077522 | Other | 0.00052955
Ceiling Fixture | Incandescent |  | Standard A Lamp | 1 | 60 | Bathroom | 207771 | Bathroom | 0.0005169
Ceiling Fixture | Incandescent |  | Standard A Lamp | 1 | 60 | Other | 207772 | Other | 0.0005169
Ceiling Fixture | Incandescent |  | Standard A Lamp | 1 | 60 | Other | 207773 | Other | 0.0005169
Ceiling Fixture | Incandescent |  | Standard A Lamp | 2 | 60 | Bathroom | 207774 | Bathroom | 0.0005169
Wall Mount | Incandescent |  | Standard A Lamp | 4 | 60 | Bathroom | 207774 | Bathroom | 0.0005169
Ceiling Fixture | Linear Fluorescent | 48 | T-8 | 1 | 40 | Bathroom | 207775 | Bathroom | 0.0005169
Ceiling Fixture | Incandescent |  | Standard A Lamp | 2 | 60 | Master Bedroom | 207776 | Master Bedroom | 0.0005169
Table | Incandescent |  | Standard A Lamp | 1 | 60 | Master Bedroom | 207776 | Master Bedroom | 0.0005169
Ceiling Fixture | Incandescent |  | Standard A Lamp | 2 | 60 | Office | 207777 | Office | 0.0005169
Ceiling Fixture | Incandescent |  | Standard A Lamp | 1 | 60 | Bedroom | 207778 | Bedroom | 0.0005169
Ceiling Fixture | Incandescent |  | Standard A Lamp | 2 | 60 | Bedroom | 207779 | Bedroom | 0.0005169
Ceiling Fixture | Linear Fluorescent | 48 | T-12 | 2 | 40 | Office | 2077710 | Office | 0.0005169
Ceiling Fixture | Incandescent |  | Standard A Lamp | 1 | 60 | Kitchen | 2077711 | Kitchen | 0.0005169
Architectural | Halogen |  | Quartz Tube | 1 | 30 | Kitchen | 2077711 | Kitchen | 0.0005169
Ceiling Fixture | Incandescent |  | Standard A Lamp | 1 | 60 | Laundry Room | 2077712 | Laundry Room | 0.0005169
Chandelier (Hanging) | Incandescent |  | Decorative | 5 | 25 | Living Room | 2077713 | Living Room | 0.0005169
Ceiling Fan | Incandescent |  | Standard A Lamp | 4 | 60 | Living Room | 2077713 | Living Room | 0.0005169
Table | Incandescent |  | Standard A Lamp | 1 | 60 | Living Room | 2077713 | Living Room | 0.0005169
Wall Mount | Incandescent |  | Decorative | 2 | 25 | Living Room | 2077713 | Living Room | 0.0005169
Other | Halogen |  | Quartz Tube | 1 | 20 | Living Room | 2077713 | Living Room | 0.0005169
Ceiling Fixture | Linear Fluorescent | 48 | T-8 | 2 | 32 | Other | 2077714 | Other | 0.0005169
Track | Incandescent |  | Standard A Lamp | 4 | 60 | Bedroom | 207781 | Bedroom | 0.00028447
Ceiling Fixture | Compact Fluorescent |  | Twist | 1 | 15 | Bedroom | 207782 | Bedroom | 0.00028447
Wall Mount | Incandescent |  | Standard A Lamp | 1 | 60 | Bedroom | 207783 | Bedroom | 0.00028447
Floor lamp | Incandescent |  | Standard A Lamp | 1 | 60 | Bedroom | 207784 | Bedroom | 0.00028447
Track | Incandescent |  | Reflector | 2 | 75 | Kitchen | 207785 | Kitchen | 0.00028447
Chandelier (Hanging) | Incandescent |  | Decorative | 5 | 60 | Kitchen | 207785 | Kitchen | 0.00028447
Ceiling Fixture | Compact Fluorescent |  | Twist | 1 | 15 | Kitchen | 207785 | Kitchen | 0.00028447
Ceiling Fixture | Incandescent |  | Standard A Lamp | 1 | 60 | Laundry Room | 207786 | Laundry Room | 0.00028447
Ceiling Fixture | Compact Fluorescent |  | Globe | 1 | 28 | Living Room | 207787 | Living Room | 0.00028447
Wall Mount | Incandescent |  | Standard A Lamp | 1 | 75 | Master Bedroom | 207788 | Master Bedroom | 0.00028447
Ceiling Fixture | Compact Fluorescent |  | Twist | 2 | 15 | Bathroom | 207789 | Bathroom | 0.00028447
Wall Mount | Incandescent |  | Standard A Lamp | 1 | 60 | Bathroom | 207789 | Bathroom | 0.00028447
Wall Mount | Compact Fluorescent |  | Twist | 1 | 15 | Bedroom | 2077810 | Bedroom | 0.00028447
Table | Compact Fluorescent |  | Twist | 1 | 15 | Bedroom | 2077810 | Bedroom | 0.00028447
Ceiling Fixture | Compact Fluorescent |  | Twist | 1 | 15 | Living Room | 2077811 | Living Room | 0.00028447
Ceiling Fixture | Compact Fluorescent |  | Twist | 1 | 15 | Kitchen | 2077812 | Kitchen | 0.00028447
Ceiling Fixture | Linear Fluorescent | 60 | T-5 | 1 | 20 | Kitchen | 2077812 | Kitchen | 0.00028447
Ceiling Fixture | Compact Fluorescent |  | Twist | 1 | 15 | Kitchen | 2077812 | Kitchen | 0.00028447
Ceiling Fixture | Incandescent |  | Decorative | 1 | 60 | Other | 2077813 | Other | 0.00028447
Wall Mount | Compact Fluorescent |  | Globe | 6 | 11 | Bathroom | 207791 | Bathroom | 0.0005169
Ceiling Fixture | Incandescent |  | Heat Lamp | 2 | 150 | Bathroom | 207791 | Bathroom | 0.0005169
Ceiling Fixture | Compact Fluorescent |  | Twist | 1 | 15 | Bathroom | 207791 | Bathroom | 0.0005169
Ceiling Fixture | Incandescent |  | Heat Lamp | 2 | 250 | Bathroom | 207792 | Bathroom | 0.0005169
Wall Mount | Incandescent |  | Standard A Lamp | 1 | 60 | Bedroom | 207793 | Bedroom | 0.0005169
Recessed Can | Incandescent |  | Standard A Lamp | 1 | 60 | Bedroom | 207793 | Bedroom | 0.0005169
Track | Compact Fluorescent |  | Twist | 3 | 20 | Bedroom | 207794 | Bedroom | 0.0005169
Floor lamp | Compact Fluorescent |  | Twist | 2 | 20 | Bedroom | 207794 | Bedroom | 0.0005169
Ceiling Fixture | Incandescent |  | Standard A Lamp | 1 | 60 | Bedroom | 207795 | Bedroom | 0.0005169
Wall Mount | Compact Fluorescent |  | Twist | 2 | 20 | Bedroom | 207795 | Bedroom | 0.0005169
Table | Incandescent |  | Decorative | 3 | 25 | Bedroom | 207795 | Bedroom | 0.0005169
Table | Compact Fluorescent |  | Twist | 1 | 13 | Bedroom | 207795 | Bedroom | 0.0005169
Recessed Can | Incandescent |  | Standard A Lamp | 1 | 60 | Closet | 207796 | Closet | 0.0005169
Wall Mount | Compact Fluorescent |  | Twist | 1 | 20 | Closet | 207797 | Closet | 0.0005169
Chandelier (Hanging) | Incandescent |  | Clear | 1 | 200 | Dining Room | 207798 | Dining Room | 0.0005169
Recessed Can | Incandescent |  | Standard A Lamp | 1 | 60 | Dining Room | 207798 | Dining Room | 0.0005169
Table | Halogen |  | MR | 1 | 35 | Dining Room | 207798 | Dining Room | 0.0005169
Track | Incandescent |  | Standard A Lamp | 3 | 60 | Family Room | 207799 | Family Room | 0.0005169
Floor lamp | Compact Fluorescent |  | Twist | 1 | 20 | Family Room | 207799 | Family Room | 0.0005169
Wall Mount | Compact Fluorescent |  | Twist | 1 | 22 | Family Room | 207799 | Family Room | 0.0005169
Wall Mount | Compact Fluorescent |  | Twist | 1 | 23 | Hall | 2077910 | Hall | 0.0005169
Recessed Can | Incandescent |  | Standard A Lamp | 1 | 60 | Hall | 2077910 | Hall | 0.0005169
Recessed Can | Compact Fluorescent |  | Twist | 1 | 13 | Hall | 2077911 | Hall | 0.0005169
Track | Halogen |  | MR | 5 | 20 | Kitchen | 2077912 | Kitchen | 0.0005169
Ceiling Fixture | Halogen |  | MR | 1 | 50 | Kitchen | 2077912 | Kitchen | 0.0005169
Ceiling Fixture | Halogen |  | MR | 3 | 50 | Kitchen | 2077912 | Kitchen | 0.0005169
Recessed Can | Compact Fluorescent |  | Twist | 1 | 20 | Laundry Room | 2077913 | Laundry Room | 0.0005169
Ceiling Fixture | Linear Fluorescent | 32 | T-12 | 1 | 30 | Laundry Room | 2077913 | Laundry Room | 0.0005169
Wall Mount | Compact Fluorescent |  | Straight Tube | 1 | 11 | Other | 2077914 | Other | 0.0005169
Floor lamp | Incandescent |  | Decorative | 4 | 25 | Other | 2077914 | Other | 0.0005169
Table | Incandescent |  | Standard A Lamp | 1 | 60 | Other | 2077914 | Other | 0.0005169
Wall Mount | Incandescent |  | Standard A Lamp | 1 | 60 | Other | 2077915 | Other | 0.0005169
Wall Mount | Incandescent |  | Standard A Lamp | 1 | 40 | Other | 2077916 | Other | 0.0005169
Table | Compact Fluorescent |  | Twist | 3 | 23 | Other | 2077917 | Other | 0.0005169
Table | Incandescent |  | Reflector | 4 | 75 | Other | 2077917 | Other | 0.0005169
Floor lamp | Compact Fluorescent |  | Twist | 2 | 13 | Other | 2077917 | Other | 0.0005169
Table | Compact Fluorescent |  | Twist | 1 | 13 | Other | 2077917 | Other | 0.0005169
Wall Mount | Incandescent |  | Globe | 3 | 60 | Bathroom | 207831 | Bathroom | 0.00028447
Wall Mount | Incandescent |  | Standard A Lamp | 2 | 60 | Bathroom | 207832 | Bathroom | 0.00028447
Ceiling Fixture | Incandescent |  | Standard A Lamp | 2 | 60 | Bedroom | 207833 | Bedroom | 0.00028447
Ceiling Fixture | Compact Fluorescent |  | Twist | 1 | 22 | Bedroom | 207834 | Bedroom | 0.00028447
Floor lamp | Incandescent |  | Standard A Lamp | 1 | 100 | Dining Room | 207835 | Dining Room | 0.00028447
Ceiling Fixture | Incandescent |  | Standard A Lamp | 1 | 60 | Dining Room | 207835 | Dining Room | 0.00028447
Recessed Can | Incandescent |  | Standard A Lamp | 1 | 60 | Kitchen | 207836 | Kitchen | 0.00028447
Recessed Can | Incandescent |  | Standard A Lamp | 1 | 60 | Hall | 207837 | Hall | 0.00028447
Ceiling Fixture | Incandescent |  | Standard A Lamp | 1 | 60 | Kitchen | 207838 | Kitchen | 0.00028447
Ceiling Fixture | Incandescent |  | Standard A Lamp | 1 | 100 | Laundry Room | 207839 | Laundry Room | 0.00028447
Ceiling Fixture | Compact Fluorescent |  | Twist | 3 | 22 | Living Room | 2078310 | Living Room | 0.00028447
Ceiling Fan | Compact Fluorescent |  | Twist | 1 | 15 | Master Bedroom | 2078311 | Master Bedroom | 0.00028447
Recessed Can | Compact Fluorescent |  | Twist | 1 | 22 | Master Bedroom | 2078311 | Master Bedroom | 0.00028447
Ceiling Fixture | Compact Fluorescent |  | Twist | 2 | 22 | Office | 2078312 | Office | 0.00028447
Ceiling Fixture | Incandescent |  | Standard A Lamp | 1 | 75 | Other | 207921 | Other | 0.00029634
Wall Mount | Incandescent |  | Decorative | 8 | 40 | Bathroom | 207922 | Bathroom | 0.00029634
Chandelier (Hanging) | Incandescent |  | Decorative | 7 | 60 | Kitchen | 207923 | Kitchen | 0.00029634
Ceiling Fixture | Linear Fluorescent | 48 | T-12 | 2 | 40 | Kitchen | 207923 | Kitchen | 0.00029634
Chandelier (Hanging) | Incandescent |  | Standard A Lamp | 1 | 75 | Garage | 207924 | Garage | 0.00029634
Garage door opener | Incandescent |  | Standard A Lamp | 1 | 60 | Garage | 207924 | Garage | 0.00029634
Ceiling Fixture | Incandescent |  | Standard A Lamp | 2 | 60 | Hall | 207925 | Hall | 0.00029634
Ceiling Fixture | Incandescent |  | Standard A Lamp | 1 | 60 | Hall | 207925 | Hall | 0.00029634
Other | Incandescent |  | Mini base | 1 | 5 | Hall | 207925 | Hall | 0.00029634
Floor lamp | Compact Fluorescent |  | Straight Tube | 3 | 22 | Living Room | 207926 | Living Room | 0.00029634
Wall Mount | Incandescent |  | Standard A Lamp | 2 | 60 | Bathroom | 207927 | Bathroom | 0.00029634
Ceiling Fan | Incandescent |  | Standard A Lamp | 1 | 60 | Bedroom | 207928 | Bedroom | 0.00029634
Floor lamp | Compact Fluorescent |  | Straight Tube | 2 | 22 | Bedroom | 207928 | Bedroom | 0.00029634
Table | Incandescent |  | Decorative | 1 | 60 | Bedroom | 207929 | Bedroom | 0.00029634
Other | Incandescent |  | Mini base | 1 | 25 | Bedroom | 207929 | Bedroom | 0.00029634
Ceiling Fixture | Incandescent |  | Standard A Lamp | 2 | 60 | Bedroom | 2079210 | Bedroom | 0.00029634
Wall Mount | Incandescent |  | Standard A Lamp | 1 | 100 | Hall | 2079211 | Hall | 0.00029634
Wall Mount | Compact Fluorescent |  | Globe | 4 | 11 | Bathroom | 208071 | Bathroom | 0.0030496
Wall Mount | Incandescent |  | Globe | 4 | 40 | Bathroom | 208071 | Bathroom | 0.0030496
Recessed Can | Halogen |  | PAR | 1 | 75 | Bathroom | 208071 | Bathroom | 0.0030496
Ceiling Fixture | Incandescent |  | Standard A Lamp | 1 | 40 | Bathroom | 208071 | Bathroom | 0.0030496
Chandelier (Hanging) | Compact Fluorescent |  | Twist | 1 | 13 | Bathroom | 208072 | Bathroom | 0.0030496
Ceiling Fixture | Compact Fluorescent |  | Twist | 1 | 13 | Bathroom | 208072 | Bathroom | 0.0030496
Ceiling Fixture | Incandescent |  | Standard A Lamp | 1 | 60 | Bathroom | 208073 | Bathroom | 0.0030496
Wall Mount | Incandescent |  | Standard A Lamp | 1 | 60 | Bathroom | 208073 | Bathroom | 0.0030496
Ceiling Fixture | Incandescent |  | Mini base | 3 | 40 | Bedroom | 208074 | Bedroom | 0.0030496
Table | Compact Fluorescent |  | Twist | 1 | 13 | Bedroom | 208074 | Bedroom | 0.0030496
Ceiling Fixture | Incandescent |  | Mini base | 3 | 40 | Bedroom | 208075 | Bedroom | 0.0030496
Table | Incandescent |  | Decorative | 1 | 40 | Bedroom | 208075 | Bedroom | 0.0030496
Recessed Can | Incandescent |  | Standard A Lamp | 1 | 60 | Other | 208076 | Other | 0.0030496
Table | Incandescent |  | Standard A Lamp | 1 | 60 | Other | 208076 | Other | 0.0030496
Chandelier (Hanging) | Incandescent |  | Decorative | 6 | 40 | Dining Room | 208077 | Dining Room | 0.0030496
Recessed Can | Halogen |  | PAR | 1 | 75 | Hall | 208078 | Hall | 0.0030496
Recessed Can | Incandescent |  | Standard A Lamp | 1 | 60 | Family Room | 208079 | Family Room | 0.0030496
Recessed Can | Incandescent |  | Reflector | 1 | 65 | Family Room | 2080710 | Family Room | 0.0030496
Table | Compact Fluorescent |  | Twist | 1 | 18 | Family Room | 2080710 | Family Room | 0.0030496
Ceiling Fixture | Linear Fluorescent | 96 | T-12 | 2 | 100 | Garage | 2080711 | Garage | 0.0030496
Recessed Can | Compact Fluorescent |  | Flood | 1 | 15 | Kitchen | 2080712 | Kitchen | 0.0030496
Architectural | Incandescent |  | Reflector | 2 | 45 | Kitchen | 2080712 | Kitchen | 0.0030496
Ceiling Fixture | Halogen |  | PAR | 1 | 75 | Living Room | 2080713 | Living Room | 0.0030496
Ceiling Fixture | Incandescent |  | Mini base | 3 | 40 | Master Bedroom | 2080714 | Master Bedroom | 0.0030496
Table | Compact Fluorescent |  | Twist | 1 | 13 | Master Bedroom | 2080714 | Master Bedroom | 0.0030496
Floor lamp | Incandescent |  | Decorative | 1 | 40 | Master Bedroom | 2080714 | Master Bedroom | 0.0030496
Ceiling Fixture | Linear Fluorescent | 96 | T-12 | 2 | 100 | Closet | 2080715 | Closet | 0.0030496
Ceiling Fixture | Linear Fluorescent | 96 | T-12 | 2 | 100 | Office | 2080716 | Office | 0.0030496
Ceiling Fixture | Incandescent |  | Standard A Lamp | 3 | 60 | Other | 2080717 | Other | 0.0030496
Recessed Can | Incandescent |  | Reflector | 1 | 65 | Hall | 2080718 | Hall | 0.0030496
Recessed - other | Compact Fluorescent |  | Twist | 1 | 13 | Hall | 2080719 | Hall | 0.0030496
Ceiling Fixture | Incandescent |  | Standard A Lamp | 1 | 100 | Other | 2080720 | Other | 0.0030496
Ceiling Fixture | Compact Fluorescent |  | Twist | 1 | 10 | Other | 2080721 | Other | 0.0030496
Recessed Can | Incandescent |  | Standard A Lamp | 1 | 60 | Kitchen | 2080722 | Kitchen | 0.0030496
Wall Mount | Incandescent |  | Standard A Lamp | 5 | 40 | Bathroom | 208081 | Bathroom | 0.00094081
Ceiling Fixture | Incandescent |  | Heat Lamp | 1 | 150 | Bathroom | 208081 | Bathroom | 0.00094081
Ceiling Fixture | Incandescent |  | Standard A Lamp | 2 | 60 | Bedroom | 208082 | Bedroom | 0.00094081
Ceiling Fan | Incandescent |  | Standard A Lamp | 1 | 60 | Bedroom | 208083 | Bedroom | 0.00094081
Ceiling Fixture | Incandescent |  | Standard A Lamp | 1 | 60 | Bedroom | 208083 | Bedroom | 0.00094081
Table | Incandescent |  | Standard A Lamp | 1 | 60 | Bedroom | 208083 | Bedroom | 0.00094081
Wall Mount | Incandescent |  | Standard A Lamp | 4 | 40 | Bathroom | 208084 | Bathroom | 0.00094081
Ceiling Fixture | Incandescent |  | Standard A Lamp | 1 | 60 | Bathroom | 208084 | Bathroom | 0.00094081
Ceiling Fixture | Incandescent |  | Standard A Lamp | 1 | 60 | Bedroom | 208085 | Bedroom | 0.00094081
Table | Incandescent |  | Standard A Lamp | 1 | 60 | Bedroom | 208085 | Bedroom | 0.00094081
Ceiling Fan | Incandescent |  | Standard A Lamp | 4 | 75 | Family Room | 208086 | Family Room | 0.00094081
Ceiling Fan | Incandescent |  | Standard A Lamp | 3 | 60 | Family Room | 208086 | Family Room | 0.00094081
Recessed Can | Incandescent |  | Standard A Lamp | 1 | 60 | Family Room | 208086 | Family Room | 0.00094081
Ceiling Fixture | Incandescent |  | Standard A Lamp | 1 | 60 | Family Room | 208086 | Family Room | 0.00094081
Ceiling Fixture | Incandescent |  | Standard A Lamp | 1 | 60 | Hall | 208087 | Hall | 0.00094081
Ceiling Fixture | Incandescent |  | Standard A Lamp | 1 | 60 | Kitchen | 208088 | Kitchen | 0.00094081
Ceiling Fixture | Linear Fluorescent | 24 | Fluorescent Unknown | 1 | 20 | Kitchen | 208088 | Kitchen | 0.00094081
Ceiling Fan | Incandescent |  | Decorative | 4 | 40 | Living Room | 208089 | Living Room | 0.00094081
Table | Incandescent |  | Standard A Lamp | 1 | 90 | Living Room | 208089 | Living Room | 0.00094081
Ceiling Fixture | Incandescent |  | Standard A Lamp | 1 | 60 | Living Room | 208089 | Living Room | 0.00094081
Ceiling Fixture | Incandescent |  | Standard A Lamp | 1 | 60 | Office | 2080810 | Office | 0.00094081
Garage door opener | Incandescent |  | Standard A Lamp | 1 | 60 | Garage | 2080811 | Garage | 0.00094081
Recessed Can | Incandescent |  | Reflector | 1 | 65 | Hall | 2080812 | Hall | 0.00094081
Wall Mount | Incandescent |  | Standard A Lamp | 2 | 60 | Bathroom | 208091 | Bathroom | 0.00029634
Wall Mount | Incandescent |  | Standard A Lamp | 2 | 60 | Bathroom | 208092 | Bathroom | 0.00029634
Table | Incandescent |  | Clear | 1 | 40 | Bedroom | 208093 | Bedroom | 0.00029634
Table | Compact Fluorescent |  | Twist | 1 | 13 | Bedroom | 208093 | Bedroom | 0.00029634
Ceiling Fan | Incandescent |  | Clear | 3 | 40 | Bedroom | 208093 | Bedroom | 0.00029634
Ceiling Fan | Compact Fluorescent |  | Twist | 3 | 13 | Bedroom | 208094 | Bedroom | 0.00029634
Ceiling Fixture | Incandescent |  | Standard A Lamp | 2 | 60 | Garage | 208095 | Garage | 0.00029634
Ceiling Fixture | Compact Fluorescent |  | Twist | 1 | 15 | Laundry Room | 208096 | Laundry Room | 0.00029634
Chandelier (Hanging) | Compact Fluorescent |  | Twist | 1 | 13 | Kitchen | 208097 | Kitchen | 0.00029634
Ceiling Fixture | Incandescent |  | Standard A Lamp | 2 | 60 | Kitchen | 208097 | Kitchen | 0.00029634
Ceiling Fixture | Incandescent |  | Standard A Lamp | 2 | 60 | Kitchen | 208097 | Kitchen | 0.00029634
Floor lamp | Compact Fluorescent |  | Twist | 1 | 13 | Living Room | 208098 | Living Room | 0.00029634
Chandelier (Hanging) | Compact Fluorescent |  | Twist | 1 | 15 | Living Room | 208098 | Living Room | 0.00029634
Ceiling Fan | Compact Fluorescent |  | Twist | 3 | 15 | Master Bedroom | 208099 | Master Bedroom | 0.00029634
Table | Compact Fluorescent |  | Twist | 1 | 13 | Master Bedroom | 208099 | Master Bedroom | 0.00029634
Wall Mount | Compact Fluorescent |  | Twist | 3 | 15 | Bathroom | 208141 | Bathroom | 0.0005169
Ceiling Fixture | Compact Fluorescent |  | Twist | 2 | 15 | Bedroom | 208142 | Bedroom | 0.0005169
Ceiling Fixture | Compact Fluorescent |  | Twist | 1 | 22 | Bedroom | 208143 | Bedroom | 0.0005169
Ceiling Fixture | Compact Fluorescent |  | Twist | 2 | 15 | Bedroom | 208144 | Bedroom | 0.0005169
Ceiling Fixture | Compact Fluorescent |  | Circline (Screw Base) | 1 | 28 | Bedroom | 208145 | Bedroom | 0.0005169
Ceiling Fixture | Linear Fluorescent | 48 | T-12 | 2 | 40 | Garage | 208146 | Garage | 0.0005169
Wall Mount | Compact Fluorescent |  | Twist | 1 | 15 | Hall | 208147 | Hall | 0.0005169
Ceiling Fixture | Linear Fluorescent | 48 | T-12 | 2 | 40 | Kitchen | 208148 | Kitchen | 0.0005169
Ceiling Fixture | Compact Fluorescent |  | Twist | 2 | 15 | Living Room | 208149 | Living Room | 0.0005169
Wall Mount | Compact Fluorescent |  | Twist | 3 | 15 | Bathroom | 2081410 | Bathroom | 0.0005169
Wall Mount | Compact Fluorescent |  | Twist | 1 | 13 | Bedroom | 208171 | Bedroom | 0.0005169
Wall Mount | Compact Fluorescent |  | Twist | 1 | 18 | Bedroom | 208172 | Bedroom | 0.0005169
Table | Incandescent |  | Standard A Lamp | 1 | 60 | Bedroom | 208172 | Bedroom | 0.0005169
Architectural | Incandescent |  | Standard A Lamp | 1 | 100 | Other | 208173 | Other | 0.0005169
Chandelier (Hanging) | Incandescent |  | Standard A Lamp | 3 | 60 | Dining Room | 208174 | Dining Room | 0.0005169
Wall Mount | Compact Fluorescent |  | Twist | 3 | 11 | Bedroom | 208175 | Bedroom | 0.0005169
Table | Compact Fluorescent |  | Twist | 1 | 26 | Family Room | 208176 | Family Room | 0.0005169
Track | Compact Fluorescent |  | Flood | 4 | 15 | Kitchen | 208177 | Kitchen | 0.0005169
Recessed Can | Compact Fluorescent |  | Flood | 1 | 15 | Kitchen | 208177 | Kitchen | 0.0005169
Ceiling Fixture | Incandescent |  | Standard A Lamp | 1 | 100 | Laundry Room | 208178 | Laundry Room | 0.0005169
Wall Mount | Compact Fluorescent |  | Globe | 3 | 11 | Bathroom | 208179 | Bathroom | 0.0005169
Table | Incandescent |  | Standard A Lamp | 1 | 60 | Master Bedroom | 2081710 | Master Bedroom | 0.0005169
Wall Mount | Incandescent |  | Standard A Lamp | 1 | 60 | Master Bedroom | 2081710 | Master Bedroom | 0.0005169
Recessed Can | Compact Fluorescent |  | Flood | 1 | 15 | Other | 2081711 | Other | 0.0005169
Floor lamp | Incandescent |  | 3-Way Incandescent | 2 | 150 | Other | 2081711 | Other | 0.0005169
Wall Mount | Compact Fluorescent |  | Twist | 1 | 18 | Hall | 2081712 | Hall | 0.0005169
Ceiling Fixture | Incandescent |  | Standard A Lamp | 1 | 100 | Hall | 2081712 | Hall | 0.0005169
Wall Mount | Compact Fluorescent |  | Twist | 1 | 11 | Hall | 2081712 | Hall | 0.0005169
Recessed Can | Compact Fluorescent |  | Flood | 1 | 15 | Other | 2081713 | Other | 0.0005169
Track | Incandescent |  | Reflector | 3 | 65 | Kitchen | 208191 | Kitchen | 0.00029634
Ceiling Fixture | Incandescent |  | Reflector | 2 | 50 | Kitchen | 208191 | Kitchen | 0.00029634
Chandelier (Hanging) | Incandescent |  | Standard A Lamp | 5 | 100 | Kitchen | 208191 | Kitchen | 0.00029634
Wall Mount | Incandescent |  | Globe | 4 | 60 | Bathroom | 208192 | Bathroom | 0.00029634
Ceiling Fixture | Incandescent |  | Standard A Lamp | 3 | 100 | Bedroom | 208193 | Bedroom | 0.00029634
Ceiling Fixture | Incandescent |  | Standard A Lamp | 3 | 40 | Bedroom | 208194 | Bedroom | 0.00029634
Ceiling Fixture | Incandescent |  | Standard A Lamp | 1 | 100 | Garage | 208195 | Garage | 0.00029634
Garage door opener | Incandescent |  | Standard A Lamp | 2 | 40 | Garage | 208195 | Garage | 0.00029634
Floor lamp | Incandescent |  | 3-Way Incandescent | 1 | 100 | Living Room | 208196 | Living Room | 0.00029634
Ceiling Fixture | Incandescent |  | Standard A Lamp | 1 | 100 | Hall | 208197 | Hall | 0.00029634
Wall Mount | Incandescent |  | Standard A Lamp | 4 | 100 | Bathroom | 208198 | Bathroom | 0.00029634
Ceiling Fixture | Incandescent |  | Standard A Lamp | 2 | 100 | Bedroom | 208199 | Bedroom | 0.00029634
Table | Incandescent |  | Mini base | 3 | 60 | Bedroom | 208199 | Bedroom | 0.00029634
Wall Mount | Incandescent |  | Mini base | 2 | 60 | Bedroom | 2081910 | Bedroom | 0.00029634
Table | Compact Fluorescent |  | Twist | 1 | 15 | Bedroom | 2081910 | Bedroom | 0.00029634
Ceiling Fixture | Incandescent |  | Standard A Lamp | 1 | 75 | Hall | 2081911 | Hall | 0.00029634
Ceiling Fixture | Incandescent |  | Standard A Lamp | 3 | 75 | Family Room | 2081912 | Family Room | 0.00029634
Chandelier (Hanging) | Compact Fluorescent |  | Twist | 1 | 22 | Family Room | 2081912 | Family Room | 0.00029634
Wall Mount | Compact Fluorescent |  | Twist | 1 | 22 | Laundry Room | 2081913 | Laundry Room | 0.00029634
Ceiling Fixture | Incandescent |  | Mini base | 3 | 60 | Bedroom | 208251 | Bedroom | 0.0005169
Table | Incandescent |  | Decorative | 1 | 25 | Bedroom | 208251 | Bedroom | 0.0005169
Ceiling Fixture | Incandescent |  | Mini base | 3 | 60 | Bedroom | 208252 | Bedroom | 0.0005169
Chandelier (Hanging) | Incandescent |  | Globe | 3 | 40 | Dining Room | 208253 | Dining Room | 0.0005169
High bay | Linear Fluorescent | 48 | T-12 | 2 | 40 | Garage | 208254 | Garage | 0.0005169
Wall Mount | Incandescent |  | Standard A Lamp | 3 | 60 | Bathroom | 208255 | Bathroom | 0.0005169
Ceiling Fixture | Incandescent |  | Standard A Lamp | 2 | 60 | Hall | 208256 | Hall | 0.0005169
Recessed Can | Compact Fluorescent |  | Reflector | 1 | 15 | Kitchen | 208257 | Kitchen | 0.0005169
Ceiling Fixture | Incandescent |  | Standard A Lamp | 2 | 60 | Laundry Room | 208258 | Laundry Room | 0.0005169
Ceiling Fan | Incandescent |  | Standard A Lamp | 3 | 60 | Living Room | 208259 | Living Room | 0.0005169
Chandelier (Hanging) | Incandescent |  | Standard A Lamp | 3 | 60 | Living Room | 208259 | Living Room | 0.0005169
Table | Incandescent |  | 3-Way Incandescent | 1 | 100 | Living Room | 208259 | Living Room | 0.0005169
Table | Compact Fluorescent |  | Twist | 1 | 15 | Living Room | 208259 | Living Room | 0.0005169
Wall Mount | Incandescent |  | Standard A Lamp | 2 | 40 | Bathroom | 2082510 | Bathroom | 0.0005169
Wall Mount | Incandescent |  | Standard A Lamp | 2 | 60 | Bathroom | 2082510 | Bathroom | 0.0005169
Ceiling Fixture | Incandescent |  | Standard A Lamp | 3 | 60 | Bedroom | 2082511 | Bedroom | 0.0005169
Ceiling Fixture | Incandescent |  | Standard A Lamp | 2 | 60 | Closet | 2082512 | Closet | 0.0005169
Wall Mount | Incandescent |  | Globe | 4 | 40 | Bathroom | 208391 | Bathroom | 0.00047324
Wall Mount | Incandescent |  | Globe | 6 | 40 | Bathroom | 208392 | Bathroom | 0.00047324
Ceiling Fixture | Incandescent |  | Standard A Lamp | 1 | 60 | Bathroom | 208392 | Bathroom | 0.00047324
Ceiling Fixture | Incandescent |  | Decorative | 1 | 40 | Bedroom | 208393 | Bedroom | 0.00047324
Recessed Can | Halogen |  | PAR | 1 | 30 | Bedroom | 208393 | Bedroom | 0.00047324
Ceiling Fixture | Linear Fluorescent | 48 | T-12 | 2 | 32 | Bedroom | 208394 | Bedroom | 0.00047324
Ceiling Fixture | Linear Fluorescent | 48 | T-12 | 2 | 40 | Office | 208395 | Office | 0.00047324
Recessed Can | Halogen |  | PAR | 1 | 30 | Closet | 208396 | Closet | 0.00047324
Recessed Can | Halogen |  | PAR | 1 | 20 | Closet | 208397 | Closet | 0.00047324
Ceiling Fixture | Compact Fluorescent |  | Twist | 1 | 22 | Garage | 208398 | Garage | 0.00047324
Recessed Can | Halogen |  | PAR | 1 | 30 | Hall | 208399 | Hall | 0.00047324
Ceiling Fixture | Incandescent |  | Standard A Lamp | 4 | 40 | Kitchen | 2083910 | Kitchen | 0.00047324
Recessed Can | Halogen |  | PAR | 1 | 30 | Kitchen | 2083910 | Kitchen | 0.00047324
Recessed Can | Halogen |  | PAR | 1 | 20 | Laundry Room | 2083911 | Laundry Room | 0.00047324
Recessed Can | Halogen |  | PAR | 1 | 30 | Living Room | 2083912 | Living Room | 0.00047324
Recessed Can | Incandescent |  | Reflector | 1 | 40 | Master Bedroom | 2083913 | Master Bedroom | 0.00047324
Ceiling Fixture | Incandescent |  | Standard A Lamp | 1 | 60 | Bathroom | 2083914 | Bathroom | 0.00047324
Recessed Can | Incandescent |  | Reflector | 1 | 65 | Kitchen | 2083915 | Kitchen | 0.00047324
Ceiling Fixture | Linear Fluorescent | 48 | T-12 | 2 | 32 | Other | 2083916 | Other | 0.00047324
Recessed Can | Halogen |  | PAR | 1 | 30 | Office | 2083917 | Office | 0.00047324
Table | Compact Fluorescent |  | Twist | 1 | 15 | Office | 2083917 | Office | 0.00047324
Ceiling Fixture | Incandescent |  | Standard A Lamp | 1 | 60 | Bathroom | 208531 | Bathroom | 0.00040077
Recessed Can | Incandescent |  | Standard A Lamp | 1 | 65 | Family Room | 208532 | Family Room | 0.00040077
Chandelier (Hanging) | Incandescent |  | Standard A Lamp | 6 | 60 | Dining Room | 208533 | Dining Room | 0.00040077
Ceiling Fixture | Incandescent |  | Standard A Lamp | 1 | 60 | Hall | 208534 | Hall | 0.00040077
Recessed - other | Incandescent |  | Standard A Lamp | 1 | 60 | Living Room | 208535 | Living Room | 0.00040077
Ceiling Fixture | Incandescent |  | Standard A Lamp | 1 | 60 | Living Room | 208535 | Living Room | 0.00040077
Table | Incandescent |  | Standard A Lamp | 1 | 65 | Living Room | 208535 | Living Room | 0.00040077
Ceiling Fixture | Incandescent |  | Standard A Lamp | 1 | 60 | Bedroom | 208536 | Bedroom | 0.00040077
Table | Incandescent |  | Standard A Lamp | 1 | 60 | Bedroom | 208536 | Bedroom | 0.00040077
Ceiling Fixture | Incandescent |  | Standard A Lamp | 1 | 60 | Hall | 208537 | Hall | 0.00040077
High bay | Incandescent |  | Standard A Lamp | 2 | 60 | Kitchen | 208538 | Kitchen | 0.00040077
Recessed - other | Incandescent |  | Standard A Lamp | 1 | 65 | Kitchen | 208538 | Kitchen | 0.00040077
Track | Incandescent |  | Standard A Lamp | 3 | 65 | Bedroom | 208539 | Bedroom | 0.00040077
Ceiling Fixture | Incandescent |  | Decorative | 1 | 60 | Bedroom | 2085310 | Bedroom | 0.00040077
Table | Incandescent |  | Standard A Lamp | 1 | 60 | Bedroom | 2085310 | Bedroom | 0.00040077
Recessed Can | Incandescent |  | Decorative | 1 | 40 | Bathroom | 2085311 | Bathroom | 0.00040077
Ceiling Fixture | Incandescent |  | Standard A Lamp | 1 | 60 | Closet | 2085312 | Closet | 0.00040077
Ceiling Fixture | Incandescent |  | Standard A Lamp | 1 | 60 | Other | 2085313 | Other | 0.00040077
Ceiling Fixture | Incandescent |  | Standard A Lamp | 1 | 60 | Bedroom | 2085314 | Bedroom | 0.00040077
Table | Incandescent |  | Standard A Lamp | 1 | 60 | Bedroom | 2085314 | Bedroom | 0.00040077
Recessed - other | Incandescent |  | Standard A Lamp | 1 | 60 | Closet | 2085315 | Closet | 0.00040077
Ceiling Fixture | Incandescent |  | Standard A Lamp | 1 | 60 | Laundry Room | 2085316 | Laundry Room | 0.00040077
Wall Mount | Compact Fluorescent |  | Twist | 5 | 22 | Bathroom | 208591 | Bathroom | 0.0005169
Other | Other |  | LED Interior | 1 | 12 | Bathroom | 208591 | Bathroom | 0.0005169
Ceiling Fixture | Compact Fluorescent |  | Twist | 2 | 22 | Bedroom | 208592 | Bedroom | 0.0005169
Table | Incandescent |  | Standard A Lamp | 1 | 60 | Bedroom | 208592 | Bedroom | 0.0005169
Ceiling Fixture | Compact Fluorescent |  | Twist | 2 | 22 | Bedroom | 208593 | Bedroom | 0.0005169
Table | Incandescent |  | Standard A Lamp | 1 | 75 | Bedroom | 208593 | Bedroom | 0.0005169
Recessed Can | Incandescent |  | Reflector | 1 | 65 | Family Room | 208594 | Family Room | 0.0005169
Table | Incandescent |  | Other | 1 | 10 | Family Room | 208594 | Family Room | 0.0005169
Table | Compact Fluorescent |  | A shape bulb | 1 | 22 | Family Room | 208594 | Family Room | 0.0005169
Torchiere | Compact Fluorescent |  | Twist | 1 | 22 | Hall | 208595 | Hall | 0.0005169
Recessed Can | Compact Fluorescent |  | Twist | 1 | 22 | Kitchen | 208596 | Kitchen | 0.0005169
Ceiling Fan | Incandescent |  | Globe | 4 | 40 | Kitchen | 208596 | Kitchen | 0.0005169
Recessed Can | Compact Fluorescent |  | Twist | 1 | 22 | Living Room | 208597 | Living Room | 0.0005169
Floor lamp | Incandescent |  | Standard A Lamp | 1 | 75 | Living Room | 208597 | Living Room | 0.0005169
Ceiling Fixture | Compact Fluorescent |  | Twist | 2 | 22 | Office | 208598 | Office | 0.0005169
Table | Incandescent |  | Decorative | 1 | 25 | Office | 208598 | Office | 0.0005169
Ceiling Fixture | Incandescent |  | Standard A Lamp | 1 | 60 | Other | 208611 | Other | 0.00052955
Wall Mount | Compact Fluorescent |  | Twist | 2 | 22 | Bathroom | 208612 | Bathroom | 0.00052955
Ceiling Fixture | Incandescent |  | Standard A Lamp | 1 | 100 | Bathroom | 208612 | Bathroom | 0.00052955
Table | Incandescent |  | Decorative | 1 | 40 | Bedroom | 208613 | Bedroom | 0.00052955
Table | Compact Fluorescent |  | Twist | 1 | 22 | Bedroom | 208613 | Bedroom | 0.00052955
Ceiling Fixture | Compact Fluorescent |  | Twist | 1 | 15 | Closet | 208614 | Closet | 0.00052955
Ceiling Fan | Incandescent |  | Decorative | 4 | 40 | Family Room | 208615 | Family Room | 0.00052955
Wall Mount | Incandescent |  | Decorative | 1 | 40 | Family Room | 208615 | Family Room | 0.00052955
Floor lamp | Compact Fluorescent |  | Twist | 1 | 22 | Family Room | 208615 | Family Room | 0.00052955
Wall Mount | Incandescent |  | Standard A Lamp | 2 | 40 | Family Room | 208615 | Family Room | 0.00052955
Ceiling Fixture | Incandescent |  | Standard A Lamp | 2 | 75 | Kitchen | 208616 | Kitchen | 0.00052955
Ceiling Fixture | Linear Fluorescent | 48 | T-12 | 2 | 40 | Laundry Room | 208617 | Laundry Room | 0.00052955
Table | Compact Fluorescent |  | Twist | 1 | 28 | Living Room | 208618 | Living Room | 0.00052955
Floor lamp | Compact Fluorescent |  | Twist | 2 | 22 | Office | 208619 | Office | 0.00052955
Ceiling Fixture | Incandescent |  | Standard A Lamp | 2 | 40 | Bedroom | 2086110 | Bedroom | 0.00052955
Wall Mount | Incandescent |  | Standard A Lamp | 2 | 60 | Bathroom | 2086111 | Bathroom | 0.00052955
Ceiling Fixture | Incandescent |  | Standard A Lamp | 1 | 60 | Hall | 2086112 | Hall | 0.00052955
Wall Mount | Compact Fluorescent |  | Twist | 1 | 22 | Office | 2086113 | Office | 0.00052955
Ceiling Fixture | Incandescent |  | Standard A Lamp | 2 | 40 | Office | 2086113 | Office | 0.00052955
Ceiling Fixture | Incandescent |  | Globe | 6 | 60 | Bathroom | 208631 | Bathroom | 0.002127
Ceiling Fixture | Incandescent |  | Standard A Lamp | 1 | 60 | Bathroom | 208631 | Bathroom | 0.002127
Table | Incandescent |  | Standard A Lamp | 1 | 60 | Bedroom | 208632 | Bedroom | 0.002127
Ceiling Fan | Incandescent |  | Standard A Lamp | 1 | 60 | Bedroom | 208632 | Bedroom | 0.002127
Ceiling Fan | Compact Fluorescent |  | Twist | 3 | 15 | Bedroom | 208633 | Bedroom | 0.002127
Table | Incandescent |  | Standard A Lamp | 1 | 60 | Bedroom | 208633 | Bedroom | 0.002127
Ceiling Fixture | Incandescent |  | Standard A Lamp | 1 | 65 | Family Room | 208634 | Family Room | 0.002127
Table | Incandescent |  | Standard A Lamp | 1 | 75 | Family Room | 208634 | Family Room | 0.002127
Table | Incandescent |  | Standard A Lamp | 1 | 60 | Hall | 208635 | Hall | 0.002127
Ceiling Fixture | Linear Fluorescent | 48 | T-8 | 4 | 32 | Kitchen | 208636 | Kitchen | 0.002127
Ceiling Fixture | Linear Fluorescent | 48 | T-12 | 2 | 40 | Kitchen | 208636 | Kitchen | 0.002127
Ceiling Fixture | Incandescent |  | Standard A Lamp | 1 | 60 | Laundry Room | 208637 | Laundry Room | 0.002127
Ceiling Fixture | Compact Fluorescent |  | Twist | 2 | 15 | Living Room | 208638 | Living Room | 0.002127
Table | Incandescent |  | Standard A Lamp | 1 | 75 | Living Room | 208638 | Living Room | 0.002127
Ceiling Fan | Compact Fluorescent |  | Twist | 2 | 15 | Living Room | 208638 | Living Room | 0.002127
Chandelier (Hanging) | Compact Fluorescent |  | Twist | 5 | 15 | Living Room | 208638 | Living Room | 0.002127
Wall Mount | Compact Fluorescent |  | Twist | 1 | 22 | Bathroom | 208781 | Bathroom | 0.00047324
Ceiling Fan | Compact Fluorescent |  | Pin base | 4 | 15 | Bedroom | 208782 | Bedroom | 0.00047324
Table | Compact Fluorescent |  | A shape bulb | 1 | 15 | Bedroom | 208782 | Bedroom | 0.00047324
Table | Compact Fluorescent |  | Twist | 1 | 15 | Bedroom | 208782 | Bedroom | 0.00047324
Table | Incandescent |  | Standard A Lamp | 1 | 25 | Bedroom | 208782 | Bedroom | 0.00047324
Chandelier (Hanging) | Halogen |  | Quartz Tube | 1 | 150 | Dining Room | 208783 | Dining Room | 0.00047324
Floor lamp | Incandescent |  | Standard A Lamp | 1 | 25 | Dining Room | 208783 | Dining Room | 0.00047324
Table | Incandescent |  | Standard A Lamp | 1 | 40 | Dining Room | 208783 | Dining Room | 0.00047324
Floor lamp | Incandescent |  | 3-Way Incandescent | 1 | 100 | Dining Room | 208783 | Dining Room | 0.00047324
Table | Compact Fluorescent |  | Twist | 1 | 15 | Family Room | 208784 | Family Room | 0.00047324
Ceiling Fixture | Compact Fluorescent |  | Twist | 3 | 15 | Family Room | 208784 | Family Room | 0.00047324
Torchiere | Halogen |  | Quartz Tube | 1 | 150 | Family Room | 208784 | Family Room | 0.00047324
Floor lamp | Halogen |  | MR | 1 | 30 | Family Room | 208784 | Family Room | 0.00047324
Ceiling Fan | Compact Fluorescent |  | Twist | 2 | 15 | Family Room | 208784 | Family Room | 0.00047324
Table | Halogen |  | Quartz Tube | 1 | 75 | Family Room | 208784 | Family Room | 0.00047324
Ceiling Fixture | Incandescent |  | Standard A Lamp | 1 | 100 | Garage | 208785 | Garage | 0.00047324
Ceiling Fixture | Compact Fluorescent |  | Twist | 1 | 28 | Garage | 208785 | Garage | 0.00047324
Garage door opener | Compact Fluorescent |  | Twist | 2 | 15 | Garage | 208785 | Garage | 0.00047324
Ceiling Fixture | Incandescent |  | Mini base | 2 | 40 | Hall | 208786 | Hall | 0.00047324
Ceiling Fixture | Compact Fluorescent |  | Twist | 1 | 22 | Hall | 208786 | Hall | 0.00047324
Wall Mount | Compact Fluorescent |  | Twist | 4 | 15 | Living Room | 208787 | Living Room | 0.00047324
Floor lamp | Compact Fluorescent |  | Twist | 1 | 22 | Living Room | 208787 | Living Room | 0.00047324
Floor lamp | Incandescent |  | Standard A Lamp | 3 | 60 | Living Room | 208787 | Living Room | 0.00047324
Table | Incandescent |  | 3-Way Incandescent | 1 | 100 | Living Room | 208787 | Living Room | 0.00047324
Floor lamp | Compact Fluorescent |  | Pin base | 1 | 15 | Living Room | 208787 | Living Room | 0.00047324
Table | Halogen |  | Other | 1 | 30 | Living Room | 208787 | Living Room | 0.00047324
Wall Mount | Compact Fluorescent |  | Globe | 4 | 15 | Bathroom | 208788 | Bathroom | 0.00047324
Ceiling Fan | Compact Fluorescent |  | Twist | 3 | 15 | Master Bedroom | 208789 | Master Bedroom | 0.00047324
Table | Compact Fluorescent |  | Twist | 1 | 22 | Master Bedroom | 208789 | Master Bedroom | 0.00047324
Table | Linear Fluorescent | 24 | T-8 | 1 | 16 | Office | 2087810 | Office | 0.00047324
Ceiling Fixture | Compact Fluorescent |  | Twist | 3 | 22 | Office | 2087810 | Office | 0.00047324
Recessed Can | Compact Fluorescent |  | Flood | 1 | 22 | Kitchen | 2087811 | Kitchen | 0.00047324
Ceiling Fixture | Incandescent |  | Standard A Lamp | 1 | 75 | Kitchen | 2087811 | Kitchen | 0.00047324
Ceiling Fixture | Compact Fluorescent |  | Twist | 1 | 23 | Other | 208941 | Other | 0.0005169
Ceiling Fixture | Compact Fluorescent |  | Twist | 2 | 15 | Bathroom | 208942 | Bathroom | 0.0005169
Wall Mount | Compact Fluorescent |  | Twist | 1 | 13 | Bathroom | 208942 | Bathroom | 0.0005169
Ceiling Fixture | Compact Fluorescent |  | Twist | 2 | 13 | Bedroom | 208943 | Bedroom | 0.0005169
High bay | Linear Fluorescent | 48 | T-12 | 1 | 40 | Kitchen | 208944 | Kitchen | 0.0005169
Floor lamp | Compact Fluorescent |  | Twist | 1 | 23 | Living Room | 208945 | Living Room | 0.0005169
Table | Compact Fluorescent |  | Other | 1 | 11 | Living Room | 208945 | Living Room | 0.0005169
Floor lamp | Compact Fluorescent |  | Other | 1 | 11 | Living Room | 208945 | Living Room | 0.0005169
Table | Incandescent |  | Standard A Lamp | 1 | 60 | Master Bedroom | 208946 | Master Bedroom | 0.0005169
Ceiling Fixture | Incandescent |  | Standard A Lamp | 2 | 60 | Master Bedroom | 208946 | Master Bedroom | 0.0005169
Ceiling Fixture | Compact Fluorescent |  | Twist | 2 | 15 | Office | 208947 | Office | 0.0005169
Ceiling Fixture | Incandescent |  | Standard A Lamp | 1 | 60 | Bedroom | 208951 | Bedroom | 0.00040077
Ceiling Fixture | Incandescent |  | Standard A Lamp | 1 | 60 | Bedroom | 208952 | Bedroom | 0.00040077
Ceiling Fixture | Incandescent |  | Standard A Lamp | 1 | 60 | Bedroom | 208953 | Bedroom | 0.00040077
Wall Mount | Incandescent |  | Globe | 6 | 40 | Bathroom | 208954 | Bathroom | 0.00040077
Ceiling Fan | Compact Fluorescent |  | Twist | 4 | 15 | Kitchen | 208955 | Kitchen | 0.00040077
Other | Compact Fluorescent |  | Twist | 1 | 15 | Kitchen | 208955 | Kitchen | 0.00040077
Ceiling Fixture | Incandescent |  | Standard A Lamp | 1 | 60 | Laundry Room | 208956 | Laundry Room | 0.00040077
Ceiling Fixture | Incandescent |  | Standard A Lamp | 2 | 60 | Living Room | 208957 | Living Room | 0.00040077
Table | Halogen |  | MR | 1 | 50 | Living Room | 208957 | Living Room | 0.00040077
Ceiling Fixture | Incandescent |  | Standard A Lamp | 2 | 60 | Bathroom | 209021 | Bathroom | 0.00052955
Track | Incandescent |  | Globe | 6 | 40 | Bathroom | 209022 | Bathroom | 0.00052955
Recessed Can | Incandescent |  | Heat Lamp | 1 | 75 | Bathroom | 209022 | Bathroom | 0.00052955
Ceiling Fixture | Incandescent |  | Standard A Lamp | 2 | 65 | Bedroom | 209023 | Bedroom | 0.00052955
Ceiling Fixture | Incandescent |  | Standard A Lamp | 2 | 65 | Bedroom | 209024 | Bedroom | 0.00052955
Wall Mount | Incandescent |  | Globe | 1 | 40 | Bedroom | 209024 | Bedroom | 0.00052955
Ceiling Fixture | Incandescent |  | Standard A Lamp | 2 | 65 | Family Room | 209025 | Family Room | 0.00052955
Wall Mount | Incandescent |  | Globe | 2 | 40 | Family Room | 209025 | Family Room | 0.00052955
Ceiling Fixture | Incandescent |  | Standard A Lamp | 2 | 60 | Hall | 209026 | Hall | 0.00052955
Recessed Can | Incandescent |  | Reflector | 1 | 65 | Hall | 209027 | Hall | 0.00052955
Wall Mount | Incandescent |  | Globe | 1 | 40 | Hall | 209028 | Hall | 0.00052955
Chandelier (Hanging) | Incandescent |  | Globe | 5 | 40 | Kitchen | 209029 | Kitchen | 0.00052955
Recessed Can | Incandescent |  | Reflector | 1 | 60 | Kitchen | 209029 | Kitchen | 0.00052955
Ceiling Fixture | Incandescent |  | Standard A Lamp | 2 | 60 | Kitchen | 209029 | Kitchen | 0.00052955
Ceiling Fixture | Incandescent |  | Standard A Lamp | 2 | 60 | Laundry Room | 2090210 | Laundry Room | 0.00052955
Torchiere | Compact Fluorescent |  | Twist | 1 | 28 | Living Room | 2090211 | Living Room | 0.00052955
Table | Compact Fluorescent |  | Twist | 1 | 28 | Living Room | 2090211 | Living Room | 0.00052955
Ceiling Fixture | Incandescent |  | Standard A Lamp | 2 | 60 | Living Room | 2090211 | Living Room | 0.00052955
Ceiling Fan | Compact Fluorescent |  | Twist | 4 | 28 | Living Room | 2090211 | Living Room | 0.00052955
Ceiling Fan | Compact Fluorescent |  | Twist | 4 | 28 | Master Bedroom | 2090212 | Master Bedroom | 0.00052955
Table | Incandescent |  | Standard A Lamp | 1 | 60 | Master Bedroom | 2090212 | Master Bedroom | 0.00052955
Recessed Can | Incandescent |  | Reflector | 1 | 60 | Master Bedroom | 2090212 | Master Bedroom | 0.00052955
Wall Mount | Compact Fluorescent |  | Twist | 3 | 10 | Master Bedroom | 2090212 | Master Bedroom | 0.00052955
Ceiling Fixture | Incandescent |  | Standard A Lamp | 2 | 60 | Other | 2090213 | Other | 0.00052955
Floor lamp | Compact Fluorescent |  | Twist | 1 | 28 | Other | 2090213 | Other | 0.00052955
Ceiling Fixture | Incandescent |  | Standard A Lamp | 2 | 60 | Other | 2090214 | Other | 0.00052955
Table | Incandescent |  | Reflector | 1 | 60 | Other | 2090214 | Other | 0.00052955
Ceiling Fixture | Incandescent |  | Standard A Lamp | 1 | 40 | Bathroom | 209051 | Bathroom | 0.0020539
Wall Mount | Compact Fluorescent |  | Twist | 1 | 15 | Bathroom | 209051 | Bathroom | 0.0020539
Ceiling Fixture | Incandescent |  | Standard A Lamp | 1 | 60 | Bedroom | 209052 | Bedroom | 0.0020539
Table | Incandescent |  | Standard A Lamp | 1 | 60 | Bedroom | 209052 | Bedroom | 0.0020539
Ceiling Fixture | Compact Fluorescent |  | Twist | 2 | 15 | Bedroom | 209053 | Bedroom | 0.0020539
Ceiling Fixture | Compact Fluorescent |  | Twist | 1 | 15 | Hall | 209054 | Hall | 0.0020539
Ceiling Fixture | Compact Fluorescent |  | Twist | 2 | 15 | Kitchen | 209055 | Kitchen | 0.0020539
Ceiling Fixture | Compact Fluorescent |  | Twist | 2 | 15 | Kitchen | 209055 | Kitchen | 0.0020539
Ceiling Fixture | Incandescent |  | Standard A Lamp | 1 | 60 | Living Room | 209056 | Living Room | 0.0020539
Table | Incandescent |  | Standard A Lamp | 1 | 60 | Office | 209057 | Office | 0.0020539
Ceiling Fixture | Incandescent |  | Standard A Lamp | 1 | 60 | Office | 209057 | Office | 0.0020539
Ceiling Fixture | Incandescent |  | Standard A Lamp | 1 | 60 | Other | 209058 | Other | 0.0020539
Wall Mount | Incandescent |  | Clear | 3 | 40 | Bathroom | 209201 | Bathroom | 0.0005169
Ceiling Fan | Incandescent |  | Heat Lamp | 1 | 150 | Bathroom | 209201 | Bathroom | 0.0005169
Wall Mount | Incandescent |  | Standard A Lamp | 6 | 40 | Bathroom | 209202 | Bathroom | 0.0005169
Ceiling Fixture | Incandescent |  | Standard A Lamp | 2 | 60 | Bedroom | 209203 | Bedroom | 0.0005169
Ceiling Fixture | Incandescent |  | Standard A Lamp | 2 | 60 | Bedroom | 209204 | Bedroom | 0.0005169
Ceiling Fixture | Incandescent |  | Standard A Lamp | 1 | 60 | Closet | 209205 | Closet | 0.0005169
Ceiling Fan | Incandescent |  | Standard A Lamp | 5 | 40 | Dining Room | 209206 | Dining Room | 0.0005169
Ceiling Fixture | Incandescent |  | Standard A Lamp | 1 | 60 | Hall | 209207 | Hall | 0.0005169
Ceiling Fixture | Linear Fluorescent | 48 | T-12 | 2 | 32 | Kitchen | 209208 | Kitchen | 0.0005169
Floor lamp | Incandescent |  | Standard A Lamp | 1 | 100 | Living Room | 209209 | Living Room | 0.0005169
Ceiling Fan | Incandescent |  | Clear | 3 | 25 | Master Bedroom | 2092010 | Master Bedroom | 0.0005169
Table | Incandescent |  | Standard A Lamp | 1 | 100 | Master Bedroom | 2092010 | Master Bedroom | 0.0005169
Track | Compact Fluorescent |  | Twist | 3 | 15 | Office | 2092011 | Office | 0.0005169
Chandelier (Hanging) | Compact Fluorescent |  | Twist | 1 | 15 | Office | 2092011 | Office | 0.0005169
Wall Mount | Compact Fluorescent |  | Twist | 3 | 15 | Bathroom | 209301 | Bathroom | 0.00047324
Ceiling Fixture | Incandescent |  | Standard A Lamp | 1 | 60 | Bathroom | 209301 | Bathroom | 0.00047324
Ceiling Fixture | Compact Fluorescent |  | Twist | 2 | 15 | Bedroom | 209302 | Bedroom | 0.00047324
Recessed Can | Incandescent |  | Clear | 1 | 65 | Dining Room | 209303 | Dining Room | 0.00047324
Ceiling Fan | Compact Fluorescent |  | Twist | 4 | 15 | Dining Room | 209303 | Dining Room | 0.00047324
Ceiling Fixture | Compact Fluorescent |  | Twist | 2 | 15 | Hall | 209304 | Hall | 0.00047324
Ceiling Fixture | Linear Fluorescent | 24 | T-8 | 2 | 20 | Hall | 209305 | Hall | 0.00047324
Recessed Can | Incandescent |  | Reflector | 1 | 65 | Kitchen | 209306 | Kitchen | 0.00047324
Architectural | Halogen |  | MR | 1 | 20 | Kitchen | 209306 | Kitchen | 0.00047324
Ceiling Fixture | Linear Fluorescent | 48 | T-12 | 2 | 40 | Laundry Room | 209307 | Laundry Room | 0.00047324
Wall Mount | Compact Fluorescent |  | Globe | 6 | 15 | Bathroom | 209308 | Bathroom | 0.00047324
Wall Mount | Compact Fluorescent |  | Twist | 1 | 15 | Bathroom | 209308 | Bathroom | 0.00047324
Ceiling Fan | Incandescent |  | Standard A Lamp | 4 | 60 | Bedroom | 209309 | Bedroom | 0.00047324
Table | Incandescent |  | Decorative | 1 | 5 | Bedroom | 209309 | Bedroom | 0.00047324
Table | Incandescent |  | Standard A Lamp | 1 | 60 | Bedroom | 209309 | Bedroom | 0.00047324
Floor lamp | Compact Fluorescent |  | Twist | 1 | 22 | Bedroom | 209309 | Bedroom | 0.00047324
Table | Incandescent |  | Mini base | 1 | 5 | Bedroom | 209309 | Bedroom | 0.00047324
Ceiling Fixture | Linear Fluorescent | 48 | T-12 | 2 | 40 | Office | 2093010 | Office | 0.00047324
Table | Compact Fluorescent |  | Pin base | 1 | 22 | Office | 2093010 | Office | 0.00047324
Ceiling Fixture | Linear Fluorescent | 48 | T-12 | 2 | 40 | Office | 2093011 | Office | 0.00047324
Torchiere | Halogen |  | Quartz Tube | 1 | 100 | Office | 2093011 | Office | 0.00047324
Table | Incandescent |  | Standard A Lamp | 1 | 60 | Office | 2093011 | Office | 0.00047324
Table | Compact Fluorescent |  | Twist | 1 | 15 | Office | 2093011 | Office | 0.00047324
Ceiling Fixture | Compact Fluorescent |  | Twist | 1 | 15 | Other | 2093012 | Other | 0.00047324
Ceiling Fixture | Incandescent |  | Standard A Lamp | 2 | 60 | Hall | 2093013 | Hall | 0.00047324
Table | Compact Fluorescent |  | Twist | 1 | 15 | Family Room | 2093014 | Family Room | 0.00047324
Torchiere | Compact Fluorescent |  | Twist | 1 | 22 | Family Room | 2093014 | Family Room | 0.00047324
Floor lamp | Compact Fluorescent |  | Twist | 2 | 15 | Family Room | 2093014 | Family Room | 0.00047324
Torchiere | Halogen |  | Quartz Tube | 1 | 300 | Family Room | 2093014 | Family Room | 0.00047324
Ceiling Fixture | Incandescent |  | Standard A Lamp | 1 | 75 | Bathroom | 2093015 | Bathroom | 0.00047324
Ceiling Fixture | Compact Fluorescent |  | Twist | 1 | 15 | Hall | 2093016 | Hall | 0.00047324
Wall Mount | Incandescent |  | Standard A Lamp | 1 | 75 | Hall | 2093016 | Hall | 0.00047324
Ceiling Fan | Compact Fluorescent |  | Twist | 1 | 22 | Bedroom | 2093017 | Bedroom | 0.00047324
Wall Mount | Compact Fluorescent |  | Twist | 1 | 15 | Bedroom | 2093017 | Bedroom | 0.00047324
Ceiling Fixture | Compact Fluorescent |  | Twist | 1 | 22 | Hall | 2093018 | Hall | 0.00047324
Wall Mount | Compact Fluorescent |  | Twist | 2 | 22 | Bathroom | 2093019 | Bathroom | 0.00047324
Ceiling Fixture | Compact Fluorescent |  | Twist | 2 | 15 | Bedroom | 2093020 | Bedroom | 0.00047324
Recessed Can | Incandescent |  | Reflector | 1 | 42 | Bedroom | 2093020 | Bedroom | 0.00047324
Ceiling Fixture | Compact Fluorescent |  | Twist | 1 | 15 | Other | 2093021 | Other | 0.00047324
Ceiling Fixture | Incandescent |  | Standard A Lamp | 1 | 75 | Other | 2093021 | Other | 0.00047324
Ceiling Fixture | Compact Fluorescent |  | Twist | 1 | 15 | Family Room | 2093022 | Family Room | 0.00047324
Track | Halogen |  | MR | 3 | 30 | Family Room | 2093022 | Family Room | 0.00047324
Ceiling Fixture | Compact Fluorescent |  | Twist | 1 | 15 | Other | 2093023 | Other | 0.00047324
Ceiling Fixture | Compact Fluorescent |  | Twist | 1 | 15 | Family Room | 2093024 | Family Room | 0.00047324
Floor lamp | Compact Fluorescent |  | Twist | 2 | 15 | Family Room | 2093024 | Family Room | 0.00047324
Ceiling Fixture | Linear Fluorescent | 48 | T-12 | 2 | 40 | Other | 2093025 | Other | 0.00047324
Table | Compact Fluorescent |  | Twist | 1 | 15 | Master Bedroom | 209361 | Master Bedroom | 0.00047324
Ceiling Fan | Incandescent |  | Decorative | 4 | 60 | Master Bedroom | 209361 | Master Bedroom | 0.00047324
Ceiling Fixture | Compact Fluorescent |  | Twist | 3 | 15 | Kitchen | 209362 | Kitchen | 0.00047324
Chandelier (Hanging) | Compact Fluorescent |  | Twist | 4 | 15 | Kitchen | 209362 | Kitchen | 0.00047324
Table | Compact Fluorescent |  | Twist | 1 | 15 | Living Room | 209363 | Living Room | 0.00047324
Ceiling Fixture | Compact Fluorescent |  | Twist | 1 | 15 | Hall | 209364 | Hall | 0.00047324
Ceiling Fixture | Compact Fluorescent |  | Twist | 2 | 15 | Office | 209365 | Office | 0.00047324
Table | Incandescent |  | Standard A Lamp | 1 | 75 | Office | 209365 | Office | 0.00047324
Wall Mount | Compact Fluorescent |  | Twist | 2 | 15 | Bathroom | 209366 | Bathroom | 0.00047324
Ceiling Fixture | Compact Fluorescent |  | Twist | 1 | 15 | Bathroom | 209366 | Bathroom | 0.00047324
Ceiling Fixture | Compact Fluorescent |  | Twist | 2 | 15 | Bedroom | 209367 | Bedroom | 0.00047324
Table | Incandescent |  | Standard A Lamp | 1 | 60 | Bedroom | 209367 | Bedroom | 0.00047324
Ceiling Fixture | Compact Fluorescent |  | Twist | 2 | 15 | Bedroom | 209368 | Bedroom | 0.00047324
Wall Mount | Compact Fluorescent |  | A shape bulb | 5 | 15 | Bathroom | 209369 | Bathroom | 0.00047324
Wall Mount | Incandescent |  | Standard A Lamp | 5 | 60 | Bathroom | 209369 | Bathroom | 0.00047324
Ceiling Fixture | Compact Fluorescent |  | Twist | 2 | 15 | Bathroom | 209369 | Bathroom | 0.00047324
Recessed Can | Compact Fluorescent |  | Reflector | 1 | 15 | Bathroom | 209369 | Bathroom | 0.00047324
Chandelier (Hanging) | Incandescent |  | Mini base | 5 | 40 | Hall | 2093610 | Hall | 0.00047324
Ceiling Fixture | Compact Fluorescent |  | Twist | 1 | 15 | Hall | 2093610 | Hall | 0.00047324
Floor lamp | Compact Fluorescent |  | Twist | 1 | 15 | Family Room | 2093611 | Family Room | 0.00047324
Ceiling Fixture | Compact Fluorescent |  | Twist | 1 | 15 | Hall | 2093612 | Hall | 0.00047324
Ceiling Fixture | Compact Fluorescent |  | Twist | 1 | 15 | Bedroom | 2093613 | Bedroom | 0.00047324
Ceiling Fixture | Compact Fluorescent |  | Twist | 1 | 22 | Bedroom | 2093614 | Bedroom | 0.00047324
Ceiling Fixture | Incandescent |  | Standard A Lamp | 1 | 75 | Bathroom | 2093615 | Bathroom | 0.00047324
Wall Mount | Incandescent |  | Globe | 2 | 40 | Bathroom | 2093615 | Bathroom | 0.00047324
Wall Mount | Compact Fluorescent |  | Twist | 2 | 7 | Bathroom | 2093615 | Bathroom | 0.00047324
Ceiling Fixture | Compact Fluorescent |  | Twist | 2 | 15 | Laundry Room | 2093616 | Laundry Room | 0.00047324
Ceiling Fixture | Incandescent |  | Standard A Lamp | 1 | 60 | Bedroom | 209411 | Bedroom | 0.00094081
Floor lamp | Incandescent |  | Standard A Lamp | 1 | 75 | Bedroom | 209411 | Bedroom | 0.00094081
Table | Incandescent |  | Standard A Lamp | 1 | 60 | Bedroom | 209411 | Bedroom | 0.00094081
Ceiling Fixture | Compact Fluorescent |  | Twist | 1 | 13 | Bedroom | 209412 | Bedroom | 0.00094081
Ceiling Fan | Compact Fluorescent |  | Twist | 4 | 22 | Master Bedroom | 209413 | Master Bedroom | 0.00094081
Table | Incandescent |  | Standard A Lamp | 1 | 60 | Master Bedroom | 209413 | Master Bedroom | 0.00094081
Table | Compact Fluorescent |  | Twist | 1 | 13 | Master Bedroom | 209413 | Master Bedroom | 0.00094081
Garage door opener | Incandescent |  | Standard A Lamp | 1 | 60 | Garage | 209414 | Garage | 0.00094081
Ceiling Fixture | Incandescent |  | Standard A Lamp | 1 | 300 | Garage | 209414 | Garage | 0.00094081
Ceiling Fixture | Incandescent |  | Standard A Lamp | 1 | 150 | Garage | 209414 | Garage | 0.00094081
Wall Mount | Incandescent |  | Reflector | 2 | 150 | Garage | 209414 | Garage | 0.00094081
Ceiling Fixture | Incandescent |  | Standard A Lamp | 1 | 60 | Hall | 209415 | Hall | 0.00094081
Ceiling Fan | Compact Fluorescent |  | Twist | 3 | 22 | Hall | 209416 | Hall | 0.00094081
Ceiling Fixture | Incandescent |  | Standard A Lamp | 1 | 60 | Hall | 209416 | Hall | 0.00094081
Recessed Can | Incandescent |  | Reflector | 1 | 25 | Hall | 209416 | Hall | 0.00094081
Ceiling Fixture | Compact Fluorescent |  | Twist | 2 | 15 | Laundry Room | 209417 | Laundry Room | 0.00094081
Floor lamp | Incandescent |  | Standard A Lamp | 2 | 40 | Laundry Room | 209417 | Laundry Room | 0.00094081
Ceiling Fan | Incandescent |  | Clear | 4 | 40 | Living Room | 209418 | Living Room | 0.00094081
Table | Compact Fluorescent |  | Twist | 1 | 15 | Living Room | 209418 | Living Room | 0.00094081
Ceiling Fixture | Incandescent |  | Standard A Lamp | 1 | 75 | Other | 209419 | Other | 0.00094081
Ceiling Fixture | Incandescent |  | Standard A Lamp | 1 | 60 | Office | 2094110 | Office | 0.00094081
Table | Incandescent |  | Other | 1 | 100 | Office | 2094110 | Office | 0.00094081
Ceiling Fixture | Incandescent |  | Standard A Lamp | 2 | 60 | Bathroom | 2094111 | Bathroom | 0.00094081
Wall Mount | Incandescent |  | Standard A Lamp | 1 | 60 | Bathroom | 2094111 | Bathroom | 0.00094081
Wall Mount | Compact Fluorescent |  | Twist | 1 | 22 | Hall | 2094112 | Hall | 0.00094081
Ceiling Fixture | Compact Fluorescent |  | Twist | 2 | 22 | Other | 2094113 | Other | 0.00094081
Wall Mount | Incandescent |  | Globe | 5 | 40 | Bathroom | 209461 | Bathroom | 0.00052955
Wall Mount | Incandescent |  | Globe | 6 | 40 | Bathroom | 209462 | Bathroom | 0.00052955
Ceiling Fixture | Incandescent |  | Standard A Lamp | 1 | 60 | Bedroom | 209463 | Bedroom | 0.00052955
Ceiling Fixture | Incandescent |  | Standard A Lamp | 1 | 65 | Bedroom | 209464 | Bedroom | 0.00052955
Wall Mount | Incandescent |  | Globe | 4 | 40 | Bedroom | 209465 | Bedroom | 0.00052955
Ceiling Fixture | Incandescent |  | Standard A Lamp | 1 | 60 | Bedroom | 209465 | Bedroom | 0.00052955
Ceiling Fixture | Incandescent |  | Standard A Lamp | 2 | 60 | Bedroom | 209466 | Bedroom | 0.00052955
Ceiling Fixture | Incandescent |  | Standard A Lamp | 2 | 60 | Office | 209467 | Office | 0.00052955
Ceiling Fixture | Compact Fluorescent |  | Twist | 2 | 22 | Family Room | 209468 | Family Room | 0.00052955
Table | Compact Fluorescent |  | Twist | 1 | 15 | Family Room | 209468 | Family Room | 0.00052955
Wall Mount | Incandescent |  | Standard A Lamp | 2 | 40 | Hall | 209469 | Hall | 0.00052955
Ceiling Fixture | Incandescent |  | Standard A Lamp | 1 | 65 | Closet | 2094610 | Closet | 0.00052955
Ceiling Fixture | Incandescent |  | Standard A Lamp | 2 | 60 | Closet | 2094611 | Closet | 0.00052955
Ceiling Fixture | Incandescent |  | Clear | 5 | 60 | Dining Room | 2094612 | Dining Room | 0.00052955
Ceiling Fixture | Incandescent |  | Decorative | 3 | 25 | Hall | 2094613 | Hall | 0.00052955
Recessed Can | Incandescent |  | Reflector | 1 | 75 | Kitchen | 2094614 | Kitchen | 0.00052955
Ceiling Fixture | Incandescent |  | Standard A Lamp | 1 | 60 | Laundry Room | 2094615 | Laundry Room | 0.00052955
Ceiling Fan | Incandescent |  | Clear | 4 | 60 | Living Room | 2094616 | Living Room | 0.00052955
Table | Compact Fluorescent |  | Twist | 1 | 15 | Living Room | 2094616 | Living Room | 0.00052955
Ceiling Fixture | Incandescent |  | Standard A Lamp | 1 | 65 | Master Bedroom | 2094617 | Master Bedroom | 0.00052955
Table | Compact Fluorescent |  | Twist | 1 | 15 | Master Bedroom | 2094617 | Master Bedroom | 0.00052955
Ceiling Fixture | Incandescent |  | Standard A Lamp | 1 | 60 | Hall | 2094618 | Hall | 0.00052955
Ceiling Fixture | Incandescent |  | Standard A Lamp | 1 | 60 | Bathroom | 209581 | Bathroom | 0.00029634
Recessed Can | Incandescent |  | Reflector | 1 | 65 | Bathroom | 209581 | Bathroom | 0.00029634
Chandelier (Hanging) | Incandescent |  | Standard A Lamp | 5 | 60 | Family Room | 209582 | Family Room | 0.00029634
Recessed Can | Incandescent |  | Reflector | 1 | 65 | Family Room | 209582 | Family Room | 0.00029634
Ceiling Fixture | Compact Fluorescent |  | Twist | 1 | 15 | Garage | 209583 | Garage | 0.00029634
Recessed Can | Incandescent |  | Reflector | 1 | 65 | Kitchen | 209584 | Kitchen | 0.00029634
Wall Mount | Linear Fluorescent | 24 | T-12 | 1 | 20 | Kitchen | 209584 | Kitchen | 0.00029634
Ceiling Fixture | Linear Fluorescent | 48 | T-12 | 4 | 40 | Laundry Room | 209585 | Laundry Room | 0.00029634
Recessed Can | Incandescent |  | Reflector | 1 | 65 | Living Room | 209586 | Living Room | 0.00029634
Recessed Can | Incandescent |  | Reflector | 1 | 65 | Master Bedroom | 209587 | Master Bedroom | 0.00029634
Ceiling Fan | Incandescent |  | Standard A Lamp | 2 | 60 | Master Bedroom | 209587 | Master Bedroom | 0.00029634
Recessed Can | Incandescent |  | Reflector | 1 | 65 | Bathroom | 209588 | Bathroom | 0.00029634
Ceiling Fixture | Incandescent |  | Standard A Lamp | 1 | 60 | Bathroom | 209588 | Bathroom | 0.00029634
Ceiling Fixture | Linear Fluorescent | 48 | T-12 | 4 | 40 | Closet | 209589 | Closet | 0.00029634
Exterior | Incandescent |  | Standard A Lamp | 1 | 100 | Other | 2095810 | Other | 0.00029634
Ceiling Fixture | Linear Fluorescent | 48 | T-12 | 4 | 40 | Other | 2095810 | Other | 0.00029634
Ceiling Fixture | Incandescent |  | Standard A Lamp | 1 | 60 | Other | 2095810 | Other | 0.00029634
Chandelier (Hanging) | Incandescent |  | Standard A Lamp | 4 | 60 | Bedroom | 2095811 | Bedroom | 0.00029634
Recessed Can | Incandescent |  | Reflector | 1 | 65 | Bedroom | 2095811 | Bedroom | 0.00029634
Ceiling Fixture | Incandescent |  | Standard A Lamp | 1 | 60 | Bathroom | 2095812 | Bathroom | 0.00029634
Wall Mount | Incandescent |  | Standard A Lamp | 4 | 60 | Bathroom | 2095812 | Bathroom | 0.00029634
Ceiling Fixture | Incandescent |  | Standard A Lamp | 1 | 60 | Bedroom | 209651 | Bedroom | 0.00094081
Wall Mount | Compact Fluorescent |  | Twist | 6 | 15 | Bathroom | 209652 | Bathroom | 0.00094081
Chandelier (Hanging) | Incandescent |  | Globe | 1 | 100 | Dining Room | 209653 | Dining Room | 0.00094081
Ceiling Fixture | Compact Fluorescent |  | Twist | 2 | 15 | Family Room | 209654 | Family Room | 0.00094081
Table | Incandescent |  | Standard A Lamp | 1 | 75 | Family Room | 209654 | Family Room | 0.00094081
Other | Halogen |  | Quartz Tube | 1 | 150 | Family Room | 209654 | Family Room | 0.00094081
Garage door opener | Incandescent |  | Standard A Lamp | 1 | 60 | Garage | 209655 | Garage | 0.00094081
Ceiling Fixture | Linear Fluorescent | 48 | T-12 | 2 | 40 | Garage | 209655 | Garage | 0.00094081
Other | Other |  | Other | 1 | 12 | Garage | 209655 | Garage | 0.00094081
Ceiling Fixture | Incandescent |  | Mini base | 3 | 25 | Hall | 209656 | Hall | 0.00094081
Ceiling Fixture | Incandescent |  | Standard A Lamp | 2 | 60 | Bedroom | 209657 | Bedroom | 0.00094081
Ceiling Fixture | Linear Fluorescent | 48 | T-12 | 2 | 40 | Kitchen | 209658 | Kitchen | 0.00094081
Ceiling Fixture | Linear Fluorescent | 24 | T-12 | 2 | 20 | Laundry Room | 209659 | Laundry Room | 0.00094081
Table | Compact Fluorescent |  | Pin base | 1 | 28 | Living Room | 2096510 | Living Room | 0.00094081
Table | Incandescent |  | 3-Way Incandescent | 1 | 100 | Living Room | 2096510 | Living Room | 0.00094081
Ceiling Fan | Incandescent |  | Globe | 3 | 40 | Master Bedroom | 2096511 | Master Bedroom | 0.00094081
Wall Mount | Incandescent |  | Clear | 3 | 60 | Bathroom | 2096512 | Bathroom | 0.00094081
Wall Mount | Compact Fluorescent |  | Twist | 3 | 13 | Bathroom | 209681 | Bathroom | 0.00040077
Ceiling Fixture | Incandescent |  | Standard A Lamp | 1 | 40 | Bathroom | 209682 | Bathroom | 0.00040077
Wall Mount | Incandescent |  | Standard A Lamp | 2 | 60 | Bathroom | 209682 | Bathroom | 0.00040077
Wall Mount | Compact Fluorescent |  | Twist | 2 | 13 | Bathroom | 209682 | Bathroom | 0.00040077
Chandelier (Hanging) | Compact Fluorescent |  | Twist | 2 | 13 | Bedroom | 209683 | Bedroom | 0.00040077
Ceiling Fixture | Incandescent |  | Standard A Lamp | 1 | 60 | Bedroom | 209684 | Bedroom | 0.00040077
Recessed Can | Incandescent |  | Reflector | 1 | 65 | Other | 209685 | Other | 0.00040077
Ceiling Fixture | Linear Fluorescent | 48 | T-8 | 4 | 32 | Garage | 209686 | Garage | 0.00040077
Ceiling Fixture | Incandescent |  | Standard A Lamp | 1 | 60 | Garage | 209686 | Garage | 0.00040077
Ceiling Fixture | Linear Fluorescent | 48 | T-12 | 2 | 40 | Garage | 209686 | Garage | 0.00040077
Garage door opener | Incandescent |  | Standard A Lamp | 1 | 60 | Garage | 209686 | Garage | 0.00040077
Recessed Can | Incandescent |  | Reflector | 1 | 65 | Hall | 209687 | Hall | 0.00040077
Recessed Can | Incandescent |  | Reflector | 1 | 65 | Kitchen | 209688 | Kitchen | 0.00040077
Recessed Can | Compact Fluorescent |  | Reflector | 1 | 15 | Kitchen | 209688 | Kitchen | 0.00040077
Floor lamp | Incandescent |  | Standard A Lamp | 1 | 60 | Laundry Room | 209689 | Laundry Room | 0.00040077
Ceiling Fixture | Incandescent |  | Standard A Lamp | 1 | 60 | Laundry Room | 209689 | Laundry Room | 0.00040077
Chandelier (Hanging) | Incandescent |  | Standard A Lamp | 3 | 60 | Living Room | 2096810 | Living Room | 0.00040077
Chandelier (Hanging) | Incandescent |  | Standard A Lamp | 3 | 60 | Master Bedroom | 2096811 | Master Bedroom | 0.00040077
Floor lamp | Compact Fluorescent |  | Twist | 1 | 13 | Master Bedroom | 2096811 | Master Bedroom | 0.00040077
Ceiling Fixture | Incandescent |  | Standard A Lamp | 1 | 60 | Other | 2096812 | Other | 0.00040077
Ceiling Fixture | Incandescent |  | Standard A Lamp | 1 | 60 | Garage | 2096813 | Garage | 0.00040077
Ceiling Fixture | Compact Fluorescent |  | Twist | 1 | 22 | Bedroom | 209701 | Bedroom | 0.0005169
Ceiling Fixture | Incandescent |  | Standard A Lamp | 1 | 60 | Bedroom | 209702 | Bedroom | 0.0005169
Floor lamp | Compact Fluorescent |  | Twist | 2 | 28 | Dining Room | 209703 | Dining Room | 0.0005169
Ceiling Fixture | Compact Fluorescent |  | A shape bulb | 1 | 22 | Garage | 209704 | Garage | 0.0005169
Low bay | Linear Fluorescent | 48 | T-8 | 2 | 32 | Garage | 209704 | Garage | 0.0005169
Ceiling Fixture | Compact Fluorescent |  | Twist | 1 | 22 | Hall | 209705 | Hall | 0.0005169
Recessed Can | Incandescent |  | Reflector | 1 | 65 | Kitchen | 209706 | Kitchen | 0.0005169
Track | Halogen |  | PAR | 1 | 30 | Kitchen | 209706 | Kitchen | 0.0005169
Chandelier (Hanging) | Incandescent |  | Decorative | 6 | 40 | Living Room | 209707 | Living Room | 0.0005169
Ceiling Fixture | Incandescent |  | Standard A Lamp | 1 | 60 | Bathroom | 209708 | Bathroom | 0.0005169
Chandelier (Hanging) | Compact Fluorescent |  | Twist | 2 | 15 | Master Bedroom | 209709 | Master Bedroom | 0.0005169
Table | Compact Fluorescent |  | Twist | 1 | 15 | Master Bedroom | 209709 | Master Bedroom | 0.0005169
Chandelier (Hanging) | Compact Fluorescent |  | Twist | 2 | 15 | Bedroom | 2097010 | Bedroom | 0.0005169
Table | Compact Fluorescent |  | Twist | 1 | 22 | Bedroom | 2097010 | Bedroom | 0.0005169
Table | Compact Fluorescent |  | Twist | 1 | 22 | Laundry Room | 2097011 | Laundry Room | 0.0005169
Wall Mount | Incandescent |  | Globe | 6 | 40 | Closet | 2097012 | Closet | 0.0005169
Wall Mount | Incandescent |  | Globe | 3 | 40 | Bathroom | 209741 | Bathroom | 0.00094081
Ceiling Fixture | Compact Fluorescent |  | Twist | 2 | 15 | Bathroom | 209741 | Bathroom | 0.00094081
Ceiling Fixture | Compact Fluorescent |  | Twist | 2 | 15 | Master Bedroom | 209742 | Master Bedroom | 0.00094081
Table | Incandescent |  | Decorative | 1 | 150 | Master Bedroom | 209742 | Master Bedroom | 0.00094081
Floor lamp | Incandescent |  | Standard A Lamp | 3 | 100 | Master Bedroom | 209742 | Master Bedroom | 0.00094081
Table | Incandescent |  | Decorative | 3 | 40 | Master Bedroom | 209742 | Master Bedroom | 0.00094081
Table | Incandescent |  | Standard A Lamp | 1 | 100 | Master Bedroom | 209742 | Master Bedroom | 0.00094081
Ceiling Fixture | Compact Fluorescent |  | Twist | 2 | 15 | Bedroom | 209743 | Bedroom | 0.00094081
Table | Incandescent |  | Standard A Lamp | 1 | 40 | Bedroom | 209743 | Bedroom | 0.00094081
Table | Compact Fluorescent |  | Twist | 1 | 15 | Bedroom | 209743 | Bedroom | 0.00094081
Ceiling Fixture | Compact Fluorescent |  | Twist | 1 | 22 | Garage | 209744 | Garage | 0.00094081
Ceiling Fixture | Linear Fluorescent | 48 | T-8 | 2 | 32 | Garage | 209744 | Garage | 0.00094081
Garage door opener | Incandescent |  | Standard A Lamp | 1 | 100 | Garage | 209744 | Garage | 0.00094081
Ceiling Fixture | Compact Fluorescent |  | Twist | 2 | 15 | Hall | 209745 | Hall | 0.00094081
Wall Mount | Incandescent |  | Mini base | 1 | 25 | Hall | 209745 | Hall | 0.00094081
Ceiling Fixture | Compact Fluorescent |  | Twist | 2 | 15 | Kitchen | 209746 | Kitchen | 0.00094081
Ceiling Fixture | Incandescent |  | Standard A Lamp | 1 | 100 | Kitchen | 209746 | Kitchen | 0.00094081
Other | Incandescent |  | Reflector | 2 | 25 | Kitchen | 209746 | Kitchen | 0.00094081
Wall Mount | Incandescent |  | Mini base | 1 | 25 | Kitchen | 209746 | Kitchen | 0.00094081
Ceiling Fixture | Compact Fluorescent |  | Twist | 2 | 15 | Laundry Room | 209747 | Laundry Room | 0.00094081
Ceiling Fixture | Compact Fluorescent |  | Twist | 2 | 15 | Living Room | 209748 | Living Room | 0.00094081
Table | Incandescent |  | Standard A Lamp | 1 | 100 | Living Room | 209748 | Living Room | 0.00094081
Torchiere | Incandescent |  | Standard A Lamp | 1 | 100 | Living Room | 209748 | Living Room | 0.00094081
Wall Mount | Incandescent |  | Globe | 3 | 40 | Bathroom | 209749 | Bathroom | 0.00094081
Ceiling Fixture | Compact Fluorescent |  | Twist | 2 | 15 | Other | 2097410 | Other | 0.00094081
Ceiling Fixture | Compact Fluorescent |  | Twist | 2 | 22 | Other | 2097411 | Other | 0.00094081
Ceiling Fixture | Linear Fluorescent | 48 | T-8 | 2 | 32 | Office | 2097412 | Office | 0.00094081
Table | Incandescent |  | Standard A Lamp | 1 | 40 | Office | 2097412 | Office | 0.00094081
Ceiling Fixture | Linear Fluorescent | 48 | T-8 | 2 | 32 | Other | 2097413 | Other | 0.00094081
Wall Mount | Incandescent |  | Standard A Lamp | 2 | 65 | Bathroom | 209761 | Bathroom | 0.00029634
Ceiling Fixture | Incandescent |  | Standard A Lamp | 2 | 65 | Bedroom | 209762 | Bedroom | 0.00029634
Ceiling Fixture | Incandescent |  | Standard A Lamp | 1 | 65 | Bedroom | 209763 | Bedroom | 0.00029634
Ceiling Fixture | Incandescent |  | Standard A Lamp | 1 | 65 | Bedroom | 209764 | Bedroom | 0.00029634
Chandelier (Hanging) | Incandescent |  | Standard A Lamp | 5 | 65 | Dining Room | 209765 | Dining Room | 0.00029634
Ceiling Fixture | Linear Fluorescent | 48 | T-12 | 4 | 40 | Hall | 209766 | Hall | 0.00029634
Ceiling Fixture | Incandescent |  | Standard A Lamp | 1 | 60 | Laundry Room | 209767 | Laundry Room | 0.00029634
Table | Compact Fluorescent |  | Twist | 1 | 22 | Living Room | 209768 | Living Room | 0.00029634
Floor lamp | Incandescent |  | Standard A Lamp | 1 | 75 | Living Room | 209768 | Living Room | 0.00029634
Ceiling Fixture | Incandescent |  | Standard A Lamp | 1 | 60 | Closet | 209769 | Closet | 0.00029634
Ceiling Fixture | Linear Fluorescent | 48 | T-12 | 4 | 40 | Garage | 2097610 | Garage | 0.00029634
Wall Mount | Incandescent |  | Standard A Lamp | 2 | 60 | Bathroom | 209951 | Bathroom | 0.00052955
Ceiling Fixture | Incandescent |  | Standard A Lamp | 1 | 60 | Bedroom | 209952 | Bedroom | 0.00052955
Table | Incandescent |  | Standard A Lamp | 1 | 60 | Bedroom | 209952 | Bedroom | 0.00052955
Ceiling Fixture | Incandescent |  | Standard A Lamp | 1 | 60 | Bedroom | 209953 | Bedroom | 0.00052955
Floor lamp | Incandescent |  | Standard A Lamp | 1 | 60 | Bedroom | 209953 | Bedroom | 0.00052955
Ceiling Fixture | Incandescent |  | Standard A Lamp | 1 | 60 | Garage | 209954 | Garage | 0.00052955
Ceiling Fixture | Incandescent |  | Standard A Lamp | 2 | 60 | Kitchen | 209955 | Kitchen | 0.00052955
Ceiling Fixture | Incandescent |  | Standard A Lamp | 1 | 60 | Laundry Room | 209956 | Laundry Room | 0.00052955
Table | Incandescent |  | Standard A Lamp | 1 | 60 | Living Room | 209957 | Living Room | 0.00052955
Ceiling Fixture | Halogen |  | Other | 2 | 60 | Bathroom | 209981 | Bathroom | 0.00094081
Ceiling Fixture | Compact Fluorescent |  | Pin base | 1 | 27 | Bathroom | 209982 | Bathroom | 0.00094081
Wall Mount | Incandescent |  | Standard A Lamp | 4 | 80 | Bathroom | 209982 | Bathroom | 0.00094081
Ceiling Fan | Incandescent |  | Decorative | 3 | 60 | Bedroom | 209983 | Bedroom | 0.00094081
Ceiling Fan | Incandescent |  | Decorative | 3 | 60 | Bedroom | 209984 | Bedroom | 0.00094081
Ceiling Fan | Incandescent |  | Decorative | 3 | 60 | Bedroom | 209985 | Bedroom | 0.00094081
Wall Mount | Linear Fluorescent | 12 | T-8 | 1 | 15 | Closet | 209986 | Closet | 0.00094081
Chandelier (Hanging) | Compact Fluorescent |  | Globe | 3 | 11 | Dining Room | 209987 | Dining Room | 0.00094081
Chandelier (Hanging) | Incandescent |  | Standard A Lamp | 2 | 100 | Hall | 209988 | Hall | 0.00094081
Chandelier (Hanging) | Incandescent |  | Clear | 3 | 60 | Family Room | 209989 | Family Room | 0.00094081
Table | Incandescent |  | Other | 1 | 40 | Family Room | 209989 | Family Room | 0.00094081
Table | Incandescent |  | 3-Way Incandescent | 1 | 100 | Family Room | 209989 | Family Room | 0.00094081
Ceiling Fixture | Incandescent |  | Standard A Lamp | 1 | 60 | Garage | 2099810 | Garage | 0.00094081
Ceiling Fixture | Incandescent |  | Standard A Lamp | 2 | 75 | Hall | 2099811 | Hall | 0.00094081
Ceiling Fixture | Incandescent |  | Standard A Lamp | 2 | 60 | Hall | 2099812 | Hall | 0.00094081
Recessed Can | Incandescent |  | Reflector | 1 | 65 | Kitchen | 2099813 | Kitchen | 0.00094081
Recessed Can | Compact Fluorescent |  | Straight Tube | 1 | 11 | Kitchen | 2099813 | Kitchen | 0.00094081
Architectural | Halogen |  | Other | 1 | 20 | Kitchen | 2099813 | Kitchen | 0.00094081
Ceiling Fixture | Compact Fluorescent |  | Twist | 2 | 19 | Laundry Room | 2099814 | Laundry Room | 0.00094081
Ceiling Fixture | Compact Fluorescent |  | Twist | 1 | 23 | Laundry Room | 2099814 | Laundry Room | 0.00094081
Recessed Can | Incandescent |  | Reflector | 1 | 65 | Living Room | 2099815 | Living Room | 0.00094081
Floor lamp | Incandescent |  | Standard A Lamp | 1 | 60 | Living Room | 2099815 | Living Room | 0.00094081
Table | Incandescent |  | Clear | 1 | 100 | Living Room | 2099815 | Living Room | 0.00094081
Ceiling Fixture | Incandescent |  | Standard A Lamp | 2 | 100 | Bathroom | 2099816 | Bathroom | 0.00094081
Wall Mount | Incandescent |  | Standard A Lamp | 3 | 100 | Bathroom | 2099816 | Bathroom | 0.00094081
Ceiling Fan | Incandescent |  | Decorative | 4 | 60 | Master Bedroom | 2099817 | Master Bedroom | 0.00094081
Architectural | Incandescent |  | Mini base | 3 | 40 | Master Bedroom | 2099817 | Master Bedroom | 0.00094081
Ceiling Fixture | Linear Fluorescent | 48 | T-8 | 4 | 32 | Office | 2099818 | Office | 0.00094081
Ceiling Fixture | Compact Fluorescent |  | Twist | 1 | 28 | Other | 210021 | Other | 0.00028447
Ceiling Fixture | Compact Fluorescent |  | Circline (Screw Base) | 1 | 28 | Other | 210021 | Other | 0.00028447
Ceiling Fixture | Incandescent |  | Standard A Lamp | 1 | 65 | Other | 210021 | Other | 0.00028447
Ceiling Fixture | Incandescent |  | Standard A Lamp | 1 | 100 | Other | 210021 | Other | 0.00028447
Table | Incandescent |  | Standard A Lamp | 1 | 65 | Other | 210021 | Other | 0.00028447
Ceiling Fixture | Incandescent |  | Reflector | 1 | 60 | Bathroom | 210022 | Bathroom | 0.00028447
Table | Incandescent |  | Standard A Lamp | 1 | 65 | Bedroom | 210023 | Bedroom | 0.00028447
Ceiling Fan | Incandescent |  | Standard A Lamp | 1 | 75 | Bedroom | 210023 | Bedroom | 0.00028447
Ceiling Fixture | Compact Fluorescent |  | Twist | 1 | 28 | Bedroom | 210024 | Bedroom | 0.00028447
Ceiling Fixture | Incandescent |  | Standard A Lamp | 4 | 60 | Dining Room | 210025 | Dining Room | 0.00028447
Ceiling Fixture | Incandescent |  | Reflector | 1 | 65 | Other | 210026 | Other | 0.00028447
Floor lamp | Compact Fluorescent |  | Twist | 5 | 22 | Family Room | 210027 | Family Room | 0.00028447
Floor lamp | Incandescent |  | Globe | 3 | 100 | Family Room | 210027 | Family Room | 0.00028447
Ceiling Fixture | Incandescent |  | Standard A Lamp | 1 | 100 | Family Room | 210027 | Family Room | 0.00028447
Ceiling Fixture | Linear Fluorescent | 48 | T-4 | 2 | 40 | Garage | 210028 | Garage | 0.00028447
Ceiling Fixture | Incandescent |  | Standard A Lamp | 1 | 75 | Kitchen | 210029 | Kitchen | 0.00028447
Ceiling Fixture | Incandescent |  | Standard A Lamp | 3 | 60 | Bedroom | 210031 | Bedroom | 0.0005169
Table | Incandescent |  | 3-Way Incandescent | 1 | 70 | Bedroom | 210031 | Bedroom | 0.0005169
Ceiling Fixture | Incandescent |  | Decorative | 3 | 40 | Bedroom | 210032 | Bedroom | 0.0005169
Chandelier (Hanging) | Incandescent |  | Standard A Lamp | 5 | 60 | Dining Room | 210033 | Dining Room | 0.0005169
Ceiling Fixture | Incandescent |  | Standard A Lamp | 1 | 60 | Closet | 210034 | Closet | 0.0005169
Wall Mount | Incandescent |  | Standard A Lamp | 1 | 60 | Closet | 210035 | Closet | 0.0005169
Ceiling Fixture | Incandescent |  | Standard A Lamp | 1 | 60 | Bedroom | 210036 | Bedroom | 0.0005169
Chandelier (Hanging) | Incandescent |  | Standard A Lamp | 6 | 60 | Dining Room | 210037 | Dining Room | 0.0005169
Wall Mount | Incandescent |  | Standard A Lamp | 3 | 60 | Bathroom | 210038 | Bathroom | 0.0005169
Table | Incandescent |  | Standard A Lamp | 1 | 60 | Office | 210039 | Office | 0.0005169
Ceiling Fixture | Compact Fluorescent |  | Twist | 2 | 15 | Office | 210039 | Office | 0.0005169
Ceiling Fixture | Incandescent |  | Decorative | 3 | 40 | Family Room | 2100310 | Family Room | 0.0005169
Chandelier (Hanging) | Incandescent |  | Standard A Lamp | 3 | 60 | Hall | 2100311 | Hall | 0.0005169
Ceiling Fixture | Incandescent |  | Standard A Lamp | 1 | 60 | Garage | 2100312 | Garage | 0.0005169
Garage door opener | Incandescent |  | Standard A Lamp | 1 | 60 | Garage | 2100312 | Garage | 0.0005169
Recessed Can | Compact Fluorescent |  | Reflector | 1 | 23 | Hall | 2100313 | Hall | 0.0005169
Recessed Can | Incandescent |  | Reflector | 1 | 65 | Hall | 2100313 | Hall | 0.0005169
Recessed Can | Incandescent |  | Reflector | 1 | 65 | Kitchen | 2100314 | Kitchen | 0.0005169
Recessed Can | Compact Fluorescent |  | Reflector | 1 | 15 | Kitchen | 2100314 | Kitchen | 0.0005169
Ceiling Fixture | Incandescent |  | Standard A Lamp | 2 | 60 | Laundry Room | 2100315 | Laundry Room | 0.0005169
Ceiling Fan | Incandescent |  | Standard A Lamp | 3 | 60 | Living Room | 2100316 | Living Room | 0.0005169
Table | Incandescent |  | Clear | 1 | 60 | Living Room | 2100316 | Living Room | 0.0005169
Table | Compact Fluorescent |  | Twist | 2 | 13 | Living Room | 2100316 | Living Room | 0.0005169
Wall Mount | Incandescent |  | Mini base | 3 | 40 | Bathroom | 2100317 | Bathroom | 0.0005169
Recessed Can | Halogen |  | PAR | 1 | 90 | Bathroom | 2100317 | Bathroom | 0.0005169
Ceiling Fixture | Compact Fluorescent |  | Twist | 2 | 15 | Master Bedroom | 2100318 | Master Bedroom | 0.0005169
Table | Compact Fluorescent |  | Twist | 1 | 15 | Master Bedroom | 2100318 | Master Bedroom | 0.0005169
Ceiling Fixture | Incandescent |  | Standard A Lamp | 1 | 60 | Closet | 2100319 | Closet | 0.0005169
Ceiling Fixture | Incandescent |  | Standard A Lamp | 1 | 60 | Closet | 2100320 | Closet | 0.0005169
Wall Mount | Incandescent |  | Standard A Lamp | 2 | 60 | Bathroom | 2100321 | Bathroom | 0.0005169
Wall Mount | Compact Fluorescent |  | Twist | 2 | 15 | Bathroom | 2100321 | Bathroom | 0.0005169
Recessed Can | Compact Fluorescent |  | Reflector | 1 | 23 | Hall | 2100322 | Hall | 0.0005169
Ceiling Fixture | Halogen |  | MR | 3 | 50 | Hall | 2100323 | Hall | 0.0005169
Ceiling Fixture | Incandescent |  | Standard A Lamp | 2 | 60 | Bathroom | 2100324 | Bathroom | 0.0005169
Ceiling Fan | Compact Fluorescent |  | Twist | 2 | 15 | Living Room | 210061 | Living Room | 0.00029634
Recessed Can | Incandescent |  | Reflector | 1 | 60 | Living Room | 210061 | Living Room | 0.00029634
Table | Compact Fluorescent |  | Twist | 1 | 15 | Living Room | 210061 | Living Room | 0.00029634
Wall Mount | Compact Fluorescent |  | Twist | 1 | 15 | Bathroom | 210062 | Bathroom | 0.00029634
Ceiling Fan | Compact Fluorescent |  | Twist | 2 | 15 | Bedroom | 210063 | Bedroom | 0.00029634
Table | Compact Fluorescent |  | Twist | 1 | 15 | Bedroom | 210063 | Bedroom | 0.00029634
Table | Incandescent |  | Standard A Lamp | 1 | 100 | Bedroom | 210063 | Bedroom | 0.00029634
Ceiling Fixture | Linear Fluorescent | 48 | T-8 | 2 | 32 | Closet | 210064 | Closet | 0.00029634
Wall Mount | Linear Fluorescent | 21 | T-5 | 1 | 8 | Closet | 210065 | Closet | 0.00029634
Chandelier (Hanging) | Incandescent |  | Standard A Lamp | 2 | 60 | Family Room | 210066 | Family Room | 0.00029634
Ceiling Fan | Compact Fluorescent |  | Twist | 3 | 15 | Family Room | 210066 | Family Room | 0.00029634
Table | Compact Fluorescent |  | Twist | 1 | 15 | Family Room | 210066 | Family Room | 0.00029634
Table | Compact Fluorescent |  | Straight Tube | 1 | 28 | Family Room | 210066 | Family Room | 0.00029634
Torchiere | Incandescent |  | 3-Way Incandescent | 1 | 100 | Family Room | 210066 | Family Room | 0.00029634
Ceiling Fixture | Linear Fluorescent | 48 | T-8 | 2 | 32 | Laundry Room | 210067 | Laundry Room | 0.00029634
Ceiling Fixture | Linear Fluorescent | 48 | T-12 | 2 | 40 | Garage | 210068 | Garage | 0.00029634
Recessed Can | Incandescent |  | Reflector | 1 | 60 | Kitchen | 210069 | Kitchen | 0.00029634
Ceiling Fixture | Halogen |  | MR | 3 | 50 | Kitchen | 210069 | Kitchen | 0.00029634
Chandelier (Hanging) | Incandescent |  | Standard A Lamp | 5 | 60 | Dining Room | 2100610 | Dining Room | 0.00029634
Ceiling Fixture | Incandescent |  | Standard A Lamp | 1 | 40 | Hall | 2100611 | Hall | 0.00029634
Wall Mount | Compact Fluorescent |  | Twist | 4 | 15 | Bathroom | 2100612 | Bathroom | 0.00029634
Ceiling Fixture | Incandescent |  | Standard A Lamp | 1 | 40 | Closet | 2100613 | Closet | 0.00029634
Ceiling Fan | Incandescent |  | Standard A Lamp | 1 | 60 | Bedroom | 2100614 | Bedroom | 0.00029634
Table | Incandescent |  | Standard A Lamp | 1 | 60 | Bedroom | 2100614 | Bedroom | 0.00029634
Ceiling Fan | Compact Fluorescent |  | Twist | 1 | 15 | Bedroom | 2100615 | Bedroom | 0.00029634
Floor lamp | Incandescent |  | Standard A Lamp | 1 | 100 | Bedroom | 2100615 | Bedroom | 0.00029634
Chandelier (Hanging) | Incandescent |  | Standard A Lamp | 1 | 60 | Hall | 2100616 | Hall | 0.00029634
Chandelier (Hanging) | Incandescent |  | Standard A Lamp | 5 | 60 | Hall | 2100616 | Hall | 0.00029634
Wall Mount | Incandescent |  | Globe | 4 | 40 | Bathroom | 210121 | Bathroom | 0.00094081
Wall Mount | Other |  | LED Interior | 3 | 12 | Bathroom | 210122 | Bathroom | 0.00094081
Recessed Can | Other |  | LED Interior | 1 | 12 | Bathroom | 210122 | Bathroom | 0.00094081
Recessed Can | Incandescent |  | Reflector | 1 | 65 | Bathroom | 210122 | Bathroom | 0.00094081
Ceiling Fan | Compact Fluorescent |  | Twist | 4 | 15 | Bedroom | 210123 | Bedroom | 0.00094081
Table | Compact Fluorescent |  | Twist | 1 | 15 | Bedroom | 210123 | Bedroom | 0.00094081
Table | Incandescent |  | Standard A Lamp | 1 | 60 | Bedroom | 210123 | Bedroom | 0.00094081
Ceiling Fixture | Incandescent |  | Standard A Lamp | 1 | 100 | Garage | 210124 | Garage | 0.00094081
Ceiling Fixture | Linear Fluorescent | 48 | T-12 | 2 | 40 | Garage | 210124 | Garage | 0.00094081
Garage door opener | Incandescent |  | Standard A Lamp | 1 | 100 | Garage | 210124 | Garage | 0.00094081
Ceiling Fixture | Incandescent |  | Mini base | 3 | 40 | Hall | 210125 | Hall | 0.00094081
Ceiling Fixture | Incandescent |  | Mini base | 3 | 40 | Kitchen | 210126 | Kitchen | 0.00094081
Ceiling Fixture | Compact Fluorescent |  | Twist | 2 | 15 | Kitchen | 210126 | Kitchen | 0.00094081
Table | Incandescent |  | Standard A Lamp | 1 | 75 | Living Room | 210127 | Living Room | 0.00094081
Ceiling Fan | Other |  | LED Interior | 4 | 12 | Living Room | 210127 | Living Room | 0.00094081
Recessed Can | Compact Fluorescent |  | Reflector | 1 | 15 | Bedroom | 210128 | Bedroom | 0.00094081
Wall Mount | Incandescent |  | Heat Lamp | 1 | 40 | Bedroom | 210128 | Bedroom | 0.00094081
Ceiling Fixture | Compact Fluorescent |  | Circline (Screw Base) | 1 | 22 | Bedroom | 210128 | Bedroom | 0.00094081
Recessed Can | Compact Fluorescent |  | Reflector | 1 | 15 | Laundry Room | 210129 | Laundry Room | 0.00094081
Wall Mount | Compact Fluorescent |  | Twist | 1 | 15 | Laundry Room | 210129 | Laundry Room | 0.00094081
Ceiling Fixture | Incandescent |  | Mini base | 3 | 40 | Bedroom | 2101210 | Bedroom | 0.00094081
Recessed Can | Compact Fluorescent |  | Reflector | 1 | 15 | Hall | 2101211 | Hall | 0.00094081
Ceiling Fixture | Compact Fluorescent |  | Twist | 1 | 22 | Bedroom | 210161 | Bedroom | 0.00094081
Ceiling Fixture | Compact Fluorescent |  | Twist | 1 | 22 | Living Room | 210162 | Living Room | 0.00094081
Table | Compact Fluorescent |  | Twist | 1 | 22 | Living Room | 210162 | Living Room | 0.00094081
Floor lamp | Incandescent |  | Standard A Lamp | 1 | 150 | Living Room | 210162 | Living Room | 0.00094081
Wall Mount | Incandescent |  | Globe | 8 | 60 | Bathroom | 210163 | Bathroom | 0.00094081
Wall Mount | Incandescent |  | Globe | 4 | 60 | Bathroom | 210164 | Bathroom | 0.00094081
Ceiling Fixture | Compact Fluorescent |  | Twist | 1 | 15 | Bedroom | 210165 | Bedroom | 0.00094081
Table | Incandescent |  | Standard A Lamp | 1 | 40 | Bedroom | 210165 | Bedroom | 0.00094081
Ceiling Fixture | Compact Fluorescent |  | Twist | 1 | 15 | Bedroom | 210166 | Bedroom | 0.00094081
Table | Incandescent |  | Standard A Lamp | 1 | 40 | Bedroom | 210166 | Bedroom | 0.00094081
Other | Other |  | LED Interior | 1 | 12 | Bedroom | 210166 | Bedroom | 0.00094081
Ceiling Fixture | Linear Fluorescent | 48 | T-12 | 2 | 32 | Garage | 210167 | Garage | 0.00094081
Ceiling Fixture | Linear Fluorescent | 96 | T-5 | 4 | 20 | Garage | 210167 | Garage | 0.00094081
Ceiling Fixture | Incandescent |  | Standard A Lamp | 1 | 100 | Garage | 210167 | Garage | 0.00094081
Garage door opener | Incandescent |  | Standard A Lamp | 1 | 60 | Garage | 210167 | Garage | 0.00094081
Ceiling Fixture | Compact Fluorescent |  | Twist | 1 | 15 | Hall | 210168 | Hall | 0.00094081
Ceiling Fixture | Compact Fluorescent |  | Twist | 6 | 15 | Kitchen | 210169 | Kitchen | 0.00094081
Recessed Can | Incandescent |  | Reflector | 1 | 75 | Kitchen | 210169 | Kitchen | 0.00094081
Recessed Can | Compact Fluorescent |  | Reflector | 1 | 15 | Kitchen | 210169 | Kitchen | 0.00094081
Ceiling Fixture | Compact Fluorescent |  | Twist | 2 | 22 | Laundry Room | 2101610 | Laundry Room | 0.00094081
Table | Incandescent |  | Standard A Lamp | 1 | 100 | Living Room | 2101611 | Living Room | 0.00094081
Ceiling Fan | Incandescent |  | Standard A Lamp | 1 | 60 | Living Room | 2101611 | Living Room | 0.00094081
Recessed Can | Incandescent |  | Reflector | 1 | 65 | Bedroom | 2101612 | Bedroom | 0.00094081
Table | Halogen |  | Quartz Tube | 1 | 100 | Bedroom | 2101612 | Bedroom | 0.00094081
Ceiling Fixture | Compact Fluorescent |  | Twist | 2 | 22 | Other | 2101613 | Other | 0.00094081
Other | Incandescent |  | Decorative | 1 | 25 | Other | 2101613 | Other | 0.00094081
Ceiling Fixture | Compact Fluorescent |  | Twist | 1 | 22 | Other | 2101614 | Other | 0.00094081
Ceiling Fixture | Compact Fluorescent |  | Twist | 1 | 15 | Other | 2101614 | Other | 0.00094081
Ceiling Fixture | Incandescent |  | Standard A Lamp | 2 | 40 | Bedroom | 210181 | Bedroom | 0.00052955
Ceiling Fixture | Incandescent |  | Standard A Lamp | 2 | 40 | Bedroom | 210182 | Bedroom | 0.00052955
Table | Incandescent |  | Standard A Lamp | 1 | 75 | Bedroom | 210182 | Bedroom | 0.00052955
Ceiling Fixture | Incandescent |  | Standard A Lamp | 2 | 60 | Bedroom | 210183 | Bedroom | 0.00052955
Table | Incandescent |  | Standard A Lamp | 1 | 60 | Bedroom | 210183 | Bedroom | 0.00052955
Wall Mount | Incandescent |  | Clear | 4 | 20 | Bathroom | 210184 | Bathroom | 0.00052955
Ceiling Fan | Incandescent |  | Standard A Lamp | 1 | 40 | Bathroom | 210184 | Bathroom | 0.00052955
Ceiling Fixture | Incandescent |  | Standard A Lamp | 3 | 60 | Family Room | 210185 | Family Room | 0.00052955
Ceiling Fixture | Incandescent |  | Standard A Lamp | 1 | 40 | Family Room | 210185 | Family Room | 0.00052955
Ceiling Fixture | Incandescent |  | Standard A Lamp | 1 | 40 | Hall | 210186 | Hall | 0.00052955
Ceiling Fixture | Linear Fluorescent | 48 | T-12 | 2 | 34 | Other | 210187 | Other | 0.00052955
Ceiling Fixture | Incandescent |  | Standard A Lamp | 1 | 40 | Other | 210187 | Other | 0.00052955
Chandelier (Hanging) | Incandescent |  | Clear | 4 | 40 | Kitchen | 210188 | Kitchen | 0.00052955
Ceiling Fixture | Incandescent |  | Standard A Lamp | 1 | 40 | Kitchen | 210188 | Kitchen | 0.00052955
Wall Mount | Incandescent |  | Standard A Lamp | 1 | 40 | Kitchen | 210188 | Kitchen | 0.00052955
Table | Incandescent |  | Standard A Lamp | 1 | 75 | Living Room | 210189 | Living Room | 0.00052955
Table | Compact Fluorescent |  | Twist | 1 | 22 | Living Room | 210189 | Living Room | 0.00052955
Ceiling Fixture | Incandescent |  | Standard A Lamp | 2 | 60 | Office | 2101810 | Office | 0.00052955
Ceiling Fixture | Incandescent |  | Standard A Lamp | 1 | 40 | Hall | 2101811 | Hall | 0.00052955
Ceiling Fan | Incandescent |  | Standard A Lamp | 1 | 40 | Bathroom | 2101812 | Bathroom | 0.00052955
Wall Mount | Incandescent |  | Decorative | 4 | 25 | Bathroom | 2101812 | Bathroom | 0.00052955
Ceiling Fixture | Incandescent |  | Standard A Lamp | 1 | 60 | Hall | 2101813 | Hall | 0.00052955
Ceiling Fixture | Incandescent |  | Standard A Lamp | 3 | 60 | Bedroom | 210211 | Bedroom | 0.0020539
Ceiling Fixture | Compact Fluorescent |  | Twist | 1 | 22 | Bathroom | 210212 | Bathroom | 0.0020539
Recessed - other | Linear Fluorescent | 36 | T-8 | 2 | 20 | Bathroom | 210213 | Bathroom | 0.0020539
Wall Mount | Incandescent |  | Globe | 3 | 40 | Bathroom | 210213 | Bathroom | 0.0020539
Ceiling Fan | Incandescent |  | Globe | 3 | 40 | Bedroom | 210214 | Bedroom | 0.0020539
Table | Incandescent |  | Standard A Lamp | 2 | 25 | Bedroom | 210214 | Bedroom | 0.0020539
Ceiling Fan | Incandescent |  | Decorative | 3 | 40 | Bedroom | 210215 | Bedroom | 0.0020539
Table | Compact Fluorescent |  | Twist | 1 | 22 | Bedroom | 210215 | Bedroom | 0.0020539
Table | Incandescent |  | Standard A Lamp | 1 | 60 | Bedroom | 210215 | Bedroom | 0.0020539
Floor lamp | Compact Fluorescent |  | Twist | 1 | 22 | Family Room | 210216 | Family Room | 0.0020539
Table | Incandescent |  | Standard A Lamp | 1 | 40 | Family Room | 210216 | Family Room | 0.0020539
Table | Incandescent |  | Standard A Lamp | 1 | 60 | Family Room | 210216 | Family Room | 0.0020539
Ceiling Fixture | Incandescent |  | Standard A Lamp | 1 | 60 | Garage | 210217 | Garage | 0.0020539
Garage door opener | Incandescent |  | Standard A Lamp | 1 | 25 | Garage | 210217 | Garage | 0.0020539
Ceiling Fixture | Incandescent |  | Other | 1 | 150 | Garage | 210217 | Garage | 0.0020539
Ceiling Fixture | Incandescent |  | Standard A Lamp | 1 | 60 | Hall | 210218 | Hall | 0.0020539
Ceiling Fixture | Halogen |  | PAR | 5 | 50 | Kitchen | 210219 | Kitchen | 0.0020539
Ceiling Fixture | Incandescent |  | Standard A Lamp | 1 | 60 | Laundry Room | 2102110 | Laundry Room | 0.0020539
Ceiling Fan | Incandescent |  | Standard A Lamp | 2 | 75 | Living Room | 2102111 | Living Room | 0.0020539
Chandelier (Hanging) | Compact Fluorescent |  | Globe | 1 | 15 | Living Room | 2102111 | Living Room | 0.0020539
Floor lamp | Compact Fluorescent |  | 3-Way CFL | 1 | 22 | Living Room | 2102111 | Living Room | 0.0020539
Table | Compact Fluorescent |  | 3-Way CFL | 1 | 22 | Living Room | 2102111 | Living Room | 0.0020539
Chandelier (Hanging) | Incandescent |  | Other | 1 | 100 | Other | 2102112 | Other | 0.0020539
Ceiling Fixture | Incandescent |  | Standard A Lamp | 1 | 75 | Other | 2102113 | Other | 0.0020539
Ceiling Fixture | Incandescent |  | Other | 1 | 100 | Other | 2102114 | Other | 0.0020539
Ceiling Fixture | Incandescent |  | Standard A Lamp | 1 | 60 | Hall | 2102115 | Hall | 0.0020539
Wall Mount | Compact Fluorescent |  | Twist | 2 | 15 | Bathroom | 210261 | Bathroom | 0.0020539
Ceiling Fixture | Incandescent |  | Heat Lamp | 2 | 150 | Bathroom | 210261 | Bathroom | 0.0020539
Ceiling Fixture | Incandescent |  | Standard A Lamp | 2 | 60 | Bedroom | 210262 | Bedroom | 0.0020539
Ceiling Fixture | Compact Fluorescent |  | A shape bulb | 2 | 9 | Bedroom | 210263 | Bedroom | 0.0020539
Table | Compact Fluorescent |  | Twist | 1 | 15 | Bedroom | 210263 | Bedroom | 0.0020539
Ceiling Fixture | Compact Fluorescent |  | Twist | 1 | 15 | Hall | 210264 | Hall | 0.0020539
Chandelier (Hanging) | Compact Fluorescent |  | A shape bulb | 5 | 9 | Kitchen | 210265 | Kitchen | 0.0020539
Ceiling Fixture | Compact Fluorescent |  | Twist | 1 | 9 | Kitchen | 210265 | Kitchen | 0.0020539
Recessed - other | Incandescent |  | Standard A Lamp | 1 | 60 | Kitchen | 210265 | Kitchen | 0.0020539
Table | Compact Fluorescent |  | Twist | 1 | 15 | Living Room | 210266 | Living Room | 0.0020539
Table | Compact Fluorescent |  | Twist | 2 | 15 | Living Room | 210266 | Living Room | 0.0020539
Ceiling Fixture | Compact Fluorescent |  | Twist | 3 | 15 | Kitchen | 210381 | Kitchen | 0.00047324
Ceiling Fixture | Incandescent |  | Standard A Lamp | 1 | 60 | Bedroom | 210382 | Bedroom | 0.00047324
Floor lamp | Incandescent |  | Standard A Lamp | 1 | 75 | Living Room | 210383 | Living Room | 0.00047324
Ceiling Fixture | Compact Fluorescent |  | Twist | 2 | 15 | Bedroom | 210384 | Bedroom | 0.00047324
Table | Compact Fluorescent |  | Twist | 1 | 15 | Bedroom | 210385 | Bedroom | 0.00047324
Table | Incandescent |  | Standard A Lamp | 1 | 60 | Bedroom | 210385 | Bedroom | 0.00047324
Ceiling Fixture | Incandescent |  | Standard A Lamp | 1 | 60 | Bedroom | 210385 | Bedroom | 0.00047324
Table | Compact Fluorescent |  | Straight Tube | 1 | 28 | Bedroom | 210386 | Bedroom | 0.00047324
Table | Incandescent |  | Standard A Lamp | 1 | 60 | Bedroom | 210386 | Bedroom | 0.00047324
Ceiling Fixture | Compact Fluorescent |  | Twist | 1 | 15 | Bedroom | 210386 | Bedroom | 0.00047324
Ceiling Fixture | Compact Fluorescent |  | Twist | 1 | 15 | Laundry Room | 210387 | Laundry Room | 0.00047324
Ceiling Fixture | Compact Fluorescent |  | Twist | 1 | 15 | Family Room | 210388 | Family Room | 0.00047324
Ceiling Fixture | Incandescent |  | Standard A Lamp | 1 | 100 | Other | 210389 | Other | 0.00047324
Ceiling Fixture | Compact Fluorescent |  | Twist | 1 | 22 | Other | 210389 | Other | 0.00047324
Ceiling Fixture | Linear Fluorescent | 24 | T-8 | 1 | 20 | Other | 210389 | Other | 0.00047324
Wall Mount | Compact Fluorescent |  | Twist | 1 | 15 | Hall | 2103810 | Hall | 0.00047324
Wall Mount | Incandescent |  | Standard A Lamp | 1 | 60 | Hall | 2103810 | Hall | 0.00047324
Ceiling Fixture | Incandescent |  | Standard A Lamp | 1 | 60 | Bathroom | 210451 | Bathroom | 0.00052955
Ceiling Fixture | Incandescent |  | Standard A Lamp | 2 | 60 | Bedroom | 210452 | Bedroom | 0.00052955
Ceiling Fixture | Incandescent |  | Standard A Lamp | 1 | 60 | Closet | 210453 | Closet | 0.00052955
Ceiling Fixture | Incandescent |  | Standard A Lamp | 2 | 60 | Kitchen | 210454 | Kitchen | 0.00052955
Recessed Can | Incandescent |  | Reflector | 1 | 65 | Kitchen | 210455 | Kitchen | 0.00052955
Ceiling Fixture | Incandescent |  | Standard A Lamp | 2 | 60 | Laundry Room | 210456 | Laundry Room | 0.00052955
Table | Compact Fluorescent |  | Straight Tube | 1 | 15 | Living Room | 210457 | Living Room | 0.00052955
Table | Incandescent |  | Standard A Lamp | 1 | 100 | Living Room | 210457 | Living Room | 0.00052955
Ceiling Fixture | Incandescent |  | Standard A Lamp | 2 | 60 | Office | 210458 | Office | 0.00052955
Ceiling Fixture | Incandescent |  | Standard A Lamp | 2 | 40 | Bathroom | 210491 | Bathroom | 0.00052955
Wall Mount | Incandescent |  | Clear | 4 | 40 | Bathroom | 210491 | Bathroom | 0.00052955
Ceiling Fixture | Incandescent |  | Standard A Lamp | 2 | 40 | Bedroom | 210492 | Bedroom | 0.00052955
Floor lamp | Incandescent |  | Standard A Lamp | 1 | 75 | Bedroom | 210492 | Bedroom | 0.00052955
Ceiling Fixture | Incandescent |  | Standard A Lamp | 2 | 60 | Family Room | 210493 | Family Room | 0.00052955
Wall Mount | Incandescent |  | Standard A Lamp | 1 | 75 | Family Room | 210493 | Family Room | 0.00052955
Ceiling Fixture | Incandescent |  | Globe | 1 | 90 | Family Room | 210493 | Family Room | 0.00052955
Ceiling Fixture | Incandescent |  | Standard A Lamp | 2 | 65 | Other | 210494 | Other | 0.00052955
Recessed Can | Incandescent |  | Reflector | 1 | 75 | Family Room | 210495 | Family Room | 0.00052955
Ceiling Fixture | Incandescent |  | Standard A Lamp | 2 | 60 | Family Room | 210495 | Family Room | 0.00052955
Ceiling Fixture | Incandescent |  | Standard A Lamp | 2 | 60 | Hall | 210496 | Hall | 0.00052955
Ceiling Fixture | Linear Fluorescent | 48 | T-12 | 2 | 40 | Kitchen | 210497 | Kitchen | 0.00052955
Ceiling Fixture | Incandescent |  | Standard A Lamp | 2 | 60 | Laundry Room | 210498 | Laundry Room | 0.00052955
Ceiling Fixture | Compact Fluorescent |  | Twist | 2 | 22 | Living Room | 210499 | Living Room | 0.00052955
Torchiere | Incandescent |  | Globe | 1 | 60 | Living Room | 210499 | Living Room | 0.00052955
Floor lamp | Incandescent |  | Standard A Lamp | 1 | 40 | Living Room | 210499 | Living Room | 0.00052955
Ceiling Fan | Compact Fluorescent |  | Twist | 2 | 22 | Living Room | 210499 | Living Room | 0.00052955
Recessed Can | Incandescent |  | Reflector | 1 | 75 | Bathroom | 2104910 | Bathroom | 0.00052955
Ceiling Fixture | Incandescent |  | Standard A Lamp | 1 | 60 | Bathroom | 2104910 | Bathroom | 0.00052955
Ceiling Fixture | Incandescent |  | Standard A Lamp | 3 | 40 | Master Bedroom | 2104911 | Master Bedroom | 0.00052955
Ceiling Fixture | Linear Fluorescent | 48 | T-12 | 2 | 40 | Other | 2104912 | Other | 0.00052955
Table | Incandescent |  | Standard A Lamp | 1 | 40 | Office | 2104913 | Office | 0.00052955
Floor lamp | Incandescent |  | Standard A Lamp | 1 | 60 | Office | 2104913 | Office | 0.00052955
Torchiere | Incandescent |  | Standard A Lamp | 1 | 75 | Office | 2104913 | Office | 0.00052955
Ceiling Fixture | Incandescent |  | Standard A Lamp | 1 | 60 | Hall | 2104914 | Hall | 0.00052955
Recessed Can | Incandescent |  | Reflector | 1 | 75 | Other | 2104915 | Other | 0.00052955
Ceiling Fixture | Incandescent |  | Standard A Lamp | 2 | 60 | Closet | 2104916 | Closet | 0.00052955
Wall Mount | Incandescent |  | Globe | 4 | 40 | Bathroom | 210701 | Bathroom | 0.00047324
Wall Mount | Incandescent |  | Globe | 4 | 60 | Bathroom | 210702 | Bathroom | 0.00047324
Wall Mount | Incandescent |  | Globe | 6 | 60 | Bathroom | 210703 | Bathroom | 0.00047324
Ceiling Fixture | Incandescent |  | Standard A Lamp | 2 | 40 | Bedroom | 210704 | Bedroom | 0.00047324
Table | Compact Fluorescent |  | Twist | 1 | 15 | Bedroom | 210704 | Bedroom | 0.00047324
Ceiling Fixture | Incandescent |  | Standard A Lamp | 2 | 40 | Bedroom | 210705 | Bedroom | 0.00047324
Table | Incandescent |  | Standard A Lamp | 1 | 60 | Bedroom | 210705 | Bedroom | 0.00047324
Table | Compact Fluorescent |  | Twist | 1 | 15 | Bedroom | 210706 | Bedroom | 0.00047324
Ceiling Fixture | Incandescent |  | Standard A Lamp | 1 | 60 | Bedroom | 210706 | Bedroom | 0.00047324
Ceiling Fixture | Compact Fluorescent |  | Twist | 2 | 15 | Bedroom | 210707 | Bedroom | 0.00047324
Table | Incandescent |  | Standard A Lamp | 1 | 60 | Bedroom | 210707 | Bedroom | 0.00047324
Ceiling Fixture | Incandescent |  | Standard A Lamp | 1 | 60 | Closet | 210708 | Closet | 0.00047324
Ceiling Fixture | Compact Fluorescent |  | Twist | 2 | 15 | Dining Room | 210709 | Dining Room | 0.00047324
Table | Incandescent |  | Decorative | 2 | 60 | Dining Room | 210709 | Dining Room | 0.00047324
Garage door opener | Incandescent |  | Standard A Lamp | 2 | 60 | Garage | 2107010 | Garage | 0.00047324
Ceiling Fixture | Compact Fluorescent |  | Twist | 1 | 15 | Garage | 2107010 | Garage | 0.00047324
Recessed Can | Incandescent |  | Reflector | 1 | 60 | Hall | 2107011 | Hall | 0.00047324
Recessed Can | Compact Fluorescent |  | Reflector | 1 | 15 | Kitchen | 2107012 | Kitchen | 0.00047324
Recessed - other | Incandescent |  | Standard A Lamp | 1 | 40 | Kitchen | 2107012 | Kitchen | 0.00047324
Ceiling Fixture | Incandescent |  | Standard A Lamp | 1 | 60 | Laundry Room | 2107013 | Laundry Room | 0.00047324
Recessed Can | Compact Fluorescent |  | Twist | 1 | 22 | Living Room | 2107014 | Living Room | 0.00047324
Ceiling Fixture | Incandescent |  | Clear | 1 | 60 | Bathroom | 210851 | Bathroom | 0.00094081
Ceiling Fixture | Compact Fluorescent |  | Twist | 2 | 15 | Master Bedroom | 210852 | Master Bedroom | 0.00094081
Wall Mount | Compact Fluorescent |  | Twist | 1 | 15 | Master Bedroom | 210852 | Master Bedroom | 0.00094081
Table | Incandescent |  | Mini base | 3 | 40 | Master Bedroom | 210852 | Master Bedroom | 0.00094081
Wall Mount | Compact Fluorescent |  | Twist | 3 | 15 | Bathroom | 210853 | Bathroom | 0.00094081
Wall Mount | Incandescent |  | Standard A Lamp | 2 | 60 | Bathroom | 210853 | Bathroom | 0.00094081
Ceiling Fixture | Compact Fluorescent |  | Twist | 1 | 15 | Bathroom | 210853 | Bathroom | 0.00094081
Ceiling Fixture | Compact Fluorescent |  | Twist | 2 | 15 | Bedroom | 210854 | Bedroom | 0.00094081
Wall Mount | Incandescent |  | Clear | 1 | 60 | Bedroom | 210854 | Bedroom | 0.00094081
Track | Incandescent |  | Standard A Lamp | 3 | 60 | Bedroom | 210854 | Bedroom | 0.00094081
Floor lamp | Incandescent |  | Standard A Lamp | 1 | 100 | Bedroom | 210854 | Bedroom | 0.00094081
Ceiling Fixture | Compact Fluorescent |  | Twist | 1 | 15 | Hall | 210855 | Hall | 0.00094081
Ceiling Fixture | Incandescent |  | Standard A Lamp | 1 | 60 | Hall | 210855 | Hall | 0.00094081
Ceiling Fixture | Linear Fluorescent | 48 | T-12 | 4 | 40 | Office | 210856 | Office | 0.00094081
Wall Mount | Incandescent |  | Standard A Lamp | 4 | 40 | Living Room | 210857 | Living Room | 0.00094081
Ceiling Fixture | Linear Fluorescent | 40 | T-12 | 4 | 40 | Living Room | 210857 | Living Room | 0.00094081
Ceiling Fan | Compact Fluorescent |  | Twist | 3 | 15 | Living Room | 210857 | Living Room | 0.00094081
Table | Incandescent |  | Standard A Lamp | 1 | 100 | Living Room | 210857 | Living Room | 0.00094081
Floor lamp | Incandescent |  | Standard A Lamp | 1 | 75 | Living Room | 210857 | Living Room | 0.00094081
Floor lamp | Incandescent |  | 3-Way Incandescent | 1 | 200 | Living Room | 210857 | Living Room | 0.00094081
Floor lamp | Incandescent |  | Standard A Lamp | 1 | 60 | Living Room | 210857 | Living Room | 0.00094081
Wall Mount | Incandescent |  | Standard A Lamp | 1 | 100 | Living Room | 210857 | Living Room | 0.00094081
Table | Incandescent |  | Standard A Lamp | 1 | 40 | Living Room | 210857 | Living Room | 0.00094081
Ceiling Fixture | Linear Fluorescent | 48 | T-12 | 2 | 40 | Laundry Room | 210858 | Laundry Room | 0.00094081
Recessed Can | Compact Fluorescent |  | Globe | 1 | 15 | Kitchen | 210891 | Kitchen | 0.00094081
Ceiling Fixture | Incandescent |  | Standard A Lamp | 1 | 40 | Living Room | 210892 | Living Room | 0.00094081
Table | Compact Fluorescent |  | A shape bulb | 1 | 15 | Living Room | 210892 | Living Room | 0.00094081
Table | Incandescent |  | Standard A Lamp | 1 | 60 | Living Room | 210892 | Living Room | 0.00094081
Ceiling Fixture | Incandescent |  | Standard A Lamp | 2 | 40 | Hall | 210893 | Hall | 0.00094081
Ceiling Fixture | Incandescent |  | Standard A Lamp | 1 | 40 | Office | 210894 | Office | 0.00094081
Table | Incandescent |  | 3-Way Incandescent | 1 | 100 | Office | 210894 | Office | 0.00094081
Ceiling Fixture | Incandescent |  | Standard A Lamp | 2 | 40 | Bedroom | 210895 | Bedroom | 0.00094081
Table | Incandescent |  | 3-Way Incandescent | 1 | 100 | Bedroom | 210895 | Bedroom | 0.00094081
Table | Incandescent |  | Standard A Lamp | 1 | 25 | Bedroom | 210895 | Bedroom | 0.00094081
Wall Mount | Incandescent |  | Globe | 1 | 40 | Bathroom | 210896 | Bathroom | 0.00094081
Ceiling Fan | Incandescent |  | Standard A Lamp | 3 | 40 | Master Bedroom | 210897 | Master Bedroom | 0.00094081
Table | Compact Fluorescent |  | Twist | 1 | 15 | Master Bedroom | 210897 | Master Bedroom | 0.00094081
Wall Mount | Incandescent |  | Globe | 4 | 40 | Bathroom | 210898 | Bathroom | 0.00094081
Ceiling Fan | Incandescent |  | Standard A Lamp | 3 | 60 | Bedroom | 210911 | Bedroom | 0.002127
Table | Incandescent |  | Mini base | 1 | 25 | Bedroom | 210911 | Bedroom | 0.002127
Table | Incandescent |  | Standard A Lamp | 1 | 40 | Bedroom | 210911 | Bedroom | 0.002127
Wall Mount | Halogen |  | PAR | 3 | 75 | Bathroom | 210912 | Bathroom | 0.002127
Ceiling Fixture | Incandescent |  | Standard A Lamp | 2 | 60 | Bathroom | 210912 | Bathroom | 0.002127
Ceiling Fixture | Linear Fluorescent | 96 | T-12 | 2 | 100 | Garage | 210913 | Garage | 0.002127
Recessed Can | Halogen |  | PAR | 1 | 75 | Hall | 210914 | Hall | 0.002127
Track | Halogen |  | MR | 4 | 75 | Hall | 210915 | Hall | 0.002127
Track | Halogen |  | MR | 3 | 75 | Kitchen | 210916 | Kitchen | 0.002127
Recessed Can | Halogen |  | PAR | 1 | 75 | Kitchen | 210916 | Kitchen | 0.002127
Recessed - other | Linear Fluorescent | 36 | Fluorescent Other | 2 | 32 | Kitchen | 210916 | Kitchen | 0.002127
Recessed Can | Incandescent |  | Reflector | 1 | 65 | Laundry Room | 210917 | Laundry Room | 0.002127
Recessed Can | Halogen |  | PAR | 1 | 75 | Living Room | 210918 | Living Room | 0.002127
Table | Incandescent |  | Standard A Lamp | 1 | 40 | Living Room | 210918 | Living Room | 0.002127
Floor lamp | Compact Fluorescent |  | Twist | 1 | 15 | Living Room | 210918 | Living Room | 0.002127
Track | Halogen |  | MR | 3 | 75 | Living Room | 210918 | Living Room | 0.002127
Ceiling Fan | Incandescent |  | Standard A Lamp | 1 | 75 | Master Bedroom | 210919 | Master Bedroom | 0.002127
Table | Incandescent |  | Standard A Lamp | 1 | 60 | Master Bedroom | 210919 | Master Bedroom | 0.002127
Wall Mount | Halogen |  | Other | 4 | 50 | Bathroom | 2109110 | Bathroom | 0.002127
Ceiling Fixture | Incandescent |  | Standard A Lamp | 2 | 60 | Bathroom | 2109110 | Bathroom | 0.002127
Ceiling Fixture | Incandescent |  | Standard A Lamp | 1 | 60 | Closet | 2109111 | Closet | 0.002127
Ceiling Fan | Halogen |  | MR | 3 | 75 | Office | 2109112 | Office | 0.002127
Other | Halogen |  | Quartz Tube | 1 | 100 | Office | 2109112 | Office | 0.002127
Recessed Can | Incandescent |  | Reflector | 1 | 65 | Closet | 2109113 | Closet | 0.002127
Ceiling Fan | Incandescent |  | Standard A Lamp | 1 | 60 | Other | 2109114 | Other | 0.002127
Ceiling Fixture | Compact Fluorescent |  | Twist | 1 | 15 | Bathroom | 211031 | Bathroom | 0.0005169
Ceiling Fixture | Compact Fluorescent |  | Twist | 3 | 22 | Bedroom | 211032 | Bedroom | 0.0005169
Table | Incandescent |  | Standard A Lamp | 1 | 100 | Bedroom | 211032 | Bedroom | 0.0005169
Ceiling Fixture | Compact Fluorescent |  | Twist | 1 | 15 | Bedroom | 211033 | Bedroom | 0.0005169
Table | Incandescent |  | Standard A Lamp | 1 | 75 | Bedroom | 211033 | Bedroom | 0.0005169
Ceiling Fixture | Incandescent |  | Standard A Lamp | 1 | 60 | Dining Room | 211034 | Dining Room | 0.0005169
Ceiling Fixture | Compact Fluorescent |  | Twist | 1 | 15 | Other | 211035 | Other | 0.0005169
Low bay | Linear Fluorescent | 45 | T-12 | 2 | 40 | Garage | 211036 | Garage | 0.0005169
Garage door opener | Incandescent |  | Standard A Lamp | 1 | 60 | Garage | 211036 | Garage | 0.0005169
Ceiling Fixture | Compact Fluorescent |  | Twist | 2 | 15 | Hall | 211037 | Hall | 0.0005169
Ceiling Fixture | Incandescent |  | Standard A Lamp | 2 | 60 | Kitchen | 211038 | Kitchen | 0.0005169
Ceiling Fixture | Compact Fluorescent |  | Twist | 1 | 22 | Kitchen | 211038 | Kitchen | 0.0005169
Ceiling Fixture | Incandescent |  | Standard A Lamp | 2 | 60 | Laundry Room | 211039 | Laundry Room | 0.0005169
Floor lamp | Compact Fluorescent |  | 3-Way CFL | 1 | 15 | Living Room | 2110310 | Living Room | 0.0005169
Table | Compact Fluorescent |  | Twist | 1 | 18 | Living Room | 2110310 | Living Room | 0.0005169
Ceiling Fan | Incandescent |  | Standard A Lamp | 1 | 25 | Bathroom | 211071 | Bathroom | 0.00028447
Track | Incandescent |  | Standard A Lamp | 2 | 60 | Bathroom | 211071 | Bathroom | 0.00028447
Wall Mount | Incandescent |  | Decorative | 4 | 40 | Bathroom | 211072 | Bathroom | 0.00028447
Ceiling Fixture | Incandescent |  | Standard A Lamp | 1 | 60 | Master Bedroom | 211073 | Master Bedroom | 0.00028447
Table | Incandescent |  | Standard A Lamp | 1 | 100 | Master Bedroom | 211073 | Master Bedroom | 0.00028447
Ceiling Fixture | Incandescent |  | Standard A Lamp | 2 | 100 | Bedroom | 211074 | Bedroom | 0.00028447
Table | Compact Fluorescent |  | Twist | 2 | 15 | Bedroom | 211074 | Bedroom | 0.00028447
Chandelier (Hanging) | Incandescent |  | Decorative | 3 | 40 | Bedroom | 211075 | Bedroom | 0.00028447
Table | Incandescent |  | Standard A Lamp | 2 | 25 | Bedroom | 211075 | Bedroom | 0.00028447
Recessed Can | Incandescent |  | Standard A Lamp | 1 | 60 | Other | 211076 | Other | 0.00028447
Chandelier (Hanging) | Incandescent |  | Standard A Lamp | 1 | 60 | Other | 211076 | Other | 0.00028447
Ceiling Fixture | Incandescent |  | Globe | 1 | 100 | Other | 211076 | Other | 0.00028447
Ceiling Fixture | Incandescent |  | Standard A Lamp | 2 | 60 | Hall | 211077 | Hall | 0.00028447
Ceiling Fixture | Incandescent |  | Standard A Lamp | 2 | 60 | Hall | 211078 | Hall | 0.00028447
Ceiling Fixture | Incandescent |  | Standard A Lamp | 2 | 60 | Kitchen | 211079 | Kitchen | 0.00028447
Ceiling Fixture | Incandescent |  | Globe | 1 | 100 | Kitchen | 211079 | Kitchen | 0.00028447
Other | Incandescent |  | Standard A Lamp | 1 | 75 | Kitchen | 211079 | Kitchen | 0.00028447
Ceiling Fixture | Incandescent |  | Standard A Lamp | 1 | 60 | Laundry Room | 2110710 | Laundry Room | 0.00028447
Ceiling Fan | Incandescent |  | Standard A Lamp | 4 | 60 | Living Room | 2110711 | Living Room | 0.00028447
Ceiling Fixture | Incandescent |  | Globe | 3 | 25 | Living Room | 2110711 | Living Room | 0.00028447
Table | Incandescent |  | Standard A Lamp | 1 | 100 | Living Room | 2110711 | Living Room | 0.00028447
Wall Mount | Incandescent |  | Globe | 4 | 40 | Bathroom | 211091 | Bathroom | 0.0004784
Architectural | Incandescent |  | Standard A Lamp | 1 | 40 | Bathroom | 211091 | Bathroom | 0.0004784
Ceiling Fixture | Compact Fluorescent |  | Twist | 1 | 15 | Bedroom | 211092 | Bedroom | 0.0004784
Floor lamp | Incandescent |  | Standard A Lamp | 1 | 75 | Bedroom | 211092 | Bedroom | 0.0004784
Floor lamp | Compact Fluorescent |  | Twist | 1 | 15 | Bedroom | 211092 | Bedroom | 0.0004784
Table | Incandescent |  | Standard A Lamp | 1 | 25 | Bedroom | 211092 | Bedroom | 0.0004784
Ceiling Fixture | Compact Fluorescent |  | Twist | 3 | 15 | Dining Room | 211093 | Dining Room | 0.0004784
Table | Compact Fluorescent |  | Twist | 1 | 15 | Family Room | 211094 | Family Room | 0.0004784
Table | Compact Fluorescent |  | Twist | 1 | 15 | Family Room | 211094 | Family Room | 0.0004784
Table | Incandescent |  | 3-Way Incandescent | 1 | 100 | Family Room | 211094 | Family Room | 0.0004784
Ceiling Fan | Incandescent |  | Decorative | 4 | 40 | Family Room | 211094 | Family Room | 0.0004784
Ceiling Fixture | Incandescent |  | Standard A Lamp | 1 | 150 | Garage | 211095 | Garage | 0.0004784
Ceiling Fixture | Linear Fluorescent | 48 | T-12 | 2 | 40 | Garage | 211095 | Garage | 0.0004784
Garage door opener | Incandescent |  | Standard A Lamp | 1 | 40 | Garage | 211095 | Garage | 0.0004784
Ceiling Fixture | Incandescent |  | Standard A Lamp | 2 | 65 | Hall | 211096 | Hall | 0.0004784
Ceiling Fixture | Compact Fluorescent |  | Twist | 3 | 15 | Kitchen | 211097 | Kitchen | 0.0004784
Ceiling Fixture | Incandescent |  | Standard A Lamp | 2 | 65 | Laundry Room | 211098 | Laundry Room | 0.0004784
Floor lamp | Incandescent |  | Standard A Lamp | 1 | 75 | Living Room | 211099 | Living Room | 0.0004784
Table | Incandescent |  | 3-Way Incandescent | 1 | 100 | Living Room | 211099 | Living Room | 0.0004784
Ceiling Fixture | Compact Fluorescent |  | Twist | 2 | 15 | Master Bedroom | 2110910 | Master Bedroom | 0.0004784
Table | Incandescent |  | 3-Way Incandescent | 1 | 100 | Master Bedroom | 2110910 | Master Bedroom | 0.0004784
Ceiling Fixture | Incandescent |  | Standard A Lamp | 2 | 75 | Bedroom | 2110911 | Bedroom | 0.0004784
Wall Mount | Incandescent |  | Clear | 3 | 40 | Bathroom | 211121 | Bathroom | 0.00040077
Wall Mount | Incandescent |  | Standard A Lamp | 4 | 40 | Bathroom | 211122 | Bathroom | 0.00040077
Recessed Can | Incandescent |  | Heat Lamp | 2 | 150 | Bathroom | 211122 | Bathroom | 0.00040077
Wall Mount | Incandescent |  | Standard A Lamp | 3 | 40 | Bathroom | 211123 | Bathroom | 0.00040077
Recessed Can | Incandescent |  | Heat Lamp | 2 | 150 | Bathroom | 211123 | Bathroom | 0.00040077
Ceiling Fixture | Incandescent |  | Standard A Lamp | 3 | 60 | Bathroom | 211124 | Bathroom | 0.00040077
Wall Mount | Incandescent |  | Standard A Lamp | 1 | 60 | Bathroom | 211124 | Bathroom | 0.00040077
Floor lamp | Incandescent |  | Clear | 1 | 40 | Bathroom | 211124 | Bathroom | 0.00040077
Ceiling Fixture | Incandescent |  | Standard A Lamp | 3 | 60 | Bedroom | 211125 | Bedroom | 0.00040077
Table | Halogen |  | MR | 1 | 50 | Bedroom | 211125 | Bedroom | 0.00040077
Table | Incandescent |  | Standard A Lamp | 1 | 75 | Master Bedroom | 211126 | Master Bedroom | 0.00040077
Table | Incandescent |  | 3-Way Incandescent | 1 | 100 | Master Bedroom | 211126 | Master Bedroom | 0.00040077
Ceiling Fixture | Incandescent |  | Mini base | 5 | 40 | Master Bedroom | 211126 | Master Bedroom | 0.00040077
Chandelier (Hanging) | Incandescent |  | Decorative | 4 | 40 | Dining Room | 211127 | Dining Room | 0.00040077
Floor lamp | Incandescent |  | 3-Way Incandescent | 1 | 100 | Family Room | 211128 | Family Room | 0.00040077
Table | Incandescent |  | 3-Way Incandescent | 1 | 100 | Family Room | 211128 | Family Room | 0.00040077
Table | Halogen |  | MR | 2 | 30 | Family Room | 211128 | Family Room | 0.00040077
Ceiling Fixture | Incandescent |  | Standard A Lamp | 1 | 60 | Garage | 211129 | Garage | 0.00040077
Garage door opener | Incandescent |  | Standard A Lamp | 1 | 60 | Garage | 211129 | Garage | 0.00040077
Ceiling Fixture | Incandescent |  | Reflector | 1 | 65 | Kitchen | 2111210 | Kitchen | 0.00040077
Table | Incandescent |  | Clear | 1 | 60 | Kitchen | 2111210 | Kitchen | 0.00040077
Recessed Can | Incandescent |  | Reflector | 1 | 65 | Kitchen | 2111210 | Kitchen | 0.00040077
Recessed Can | Incandescent |  | Reflector | 1 | 65 | Kitchen | 2111210 | Kitchen | 0.00040077
Recessed Can | Compact Fluorescent |  | Reflector | 1 | 22 | Kitchen | 2111210 | Kitchen | 0.00040077
Architectural | Incandescent |  | Standard A Lamp | 1 | 25 | Kitchen | 2111210 | Kitchen | 0.00040077
Table | Incandescent |  | 3-Way Incandescent | 1 | 100 | Living Room | 2111211 | Living Room | 0.00040077
Floor lamp | Incandescent |  | 3-Way Incandescent | 1 | 100 | Living Room | 2111211 | Living Room | 0.00040077
Table | Incandescent |  | Decorative | 1 | 40 | Living Room | 2111211 | Living Room | 0.00040077
Wall Mount | Incandescent |  | 3-Way Incandescent | 1 | 100 | Family Room | 2111212 | Family Room | 0.00040077
Table | Incandescent |  | Standard A Lamp | 1 | 60 | Family Room | 2111212 | Family Room | 0.00040077
Track | Incandescent |  | Globe | 5 | 60 | Bathroom | 211221 | Bathroom | 0.00047324
Wall Mount | Incandescent |  | Globe | 5 | 60 | Bathroom | 211222 | Bathroom | 0.00047324
Ceiling Fixture | Compact Fluorescent |  | Twist | 1 | 15 | Bedroom | 211223 | Bedroom | 0.00047324
Ceiling Fixture | Incandescent |  | Standard A Lamp | 2 | 25 | Bedroom | 211224 | Bedroom | 0.00047324
Table | Compact Fluorescent |  | Twist | 1 | 15 | Bedroom | 211224 | Bedroom | 0.00047324
Ceiling Fixture | Compact Fluorescent |  | Twist | 2 | 15 | Bedroom | 211225 | Bedroom | 0.00047324
Table | Compact Fluorescent |  | Twist | 1 | 15 | Bedroom | 211225 | Bedroom | 0.00047324
Ceiling Fixture | Linear Fluorescent | 48 | T-8 | 2 | 32 | Garage | 211226 | Garage | 0.00047324
Recessed Can | Incandescent |  | Reflector | 1 | 65 | Garage | 211226 | Garage | 0.00047324
Ceiling Fixture | Incandescent |  | Standard A Lamp | 2 | 60 | Hall | 211227 | Hall | 0.00047324
Ceiling Fixture | Compact Fluorescent |  | Twist | 2 | 15 | Kitchen | 211228 | Kitchen | 0.00047324
Ceiling Fixture | Linear Fluorescent | 48 | T-8 | 2 | 32 | Kitchen | 211228 | Kitchen | 0.00047324
Recessed - other | Incandescent |  | Standard A Lamp | 1 | 40 | Kitchen | 211228 | Kitchen | 0.00047324
Recessed Can | Compact Fluorescent |  | Reflector | 1 | 22 | Kitchen | 211228 | Kitchen | 0.00047324
Ceiling Fixture | Incandescent |  | Standard A Lamp | 1 | 60 | Laundry Room | 211229 | Laundry Room | 0.00047324
Table | Compact Fluorescent |  | Twist | 1 | 15 | Living Room | 2112210 | Living Room | 0.00047324
Wall Mount | Incandescent |  | Standard A Lamp | 2 | 65 | Bathroom | 211321 | Bathroom | 0.0005169
Chandelier (Hanging) | Incandescent |  | Standard A Lamp | 2 | 60 | Dining Room | 211322 | Dining Room | 0.0005169
Ceiling Fixture | Incandescent |  | Standard A Lamp | 2 | 60 | Hall | 211323 | Hall | 0.0005169
Table | Incandescent |  | Standard A Lamp | 1 | 65 | Family Room | 211324 | Family Room | 0.0005169
Recessed - other | Incandescent |  | Reflector | 1 | 65 | Family Room | 211324 | Family Room | 0.0005169
Low bay | Linear Fluorescent | 48 | T-12 | 2 | 40 | Garage | 211325 | Garage | 0.0005169
Ceiling Fixture | Incandescent |  | Standard A Lamp | 1 | 65 | Bedroom | 211326 | Bedroom | 0.0005169
Table | Incandescent |  | Standard A Lamp | 1 | 65 | Bedroom | 211326 | Bedroom | 0.0005169
Recessed Can | Incandescent |  | Reflector | 1 | 65 | Hall | 211327 | Hall | 0.0005169
Recessed Can | Incandescent |  | Reflector | 1 | 65 | Kitchen | 211328 | Kitchen | 0.0005169
Ceiling Fixture | Incandescent |  | Standard A Lamp | 1 | 65 | Laundry Room | 211329 | Laundry Room | 0.0005169
Wall Mount | Incandescent |  | Standard A Lamp | 3 | 65 | Bathroom | 2113210 | Bathroom | 0.0005169
Ceiling Fan | Incandescent |  | Standard A Lamp | 4 | 65 | Master Bedroom | 2113211 | Master Bedroom | 0.0005169
Table | Compact Fluorescent |  | Twist | 1 | 15 | Master Bedroom | 2113211 | Master Bedroom | 0.0005169
Ceiling Fixture | Incandescent |  | Standard A Lamp | 2 | 65 | Bedroom | 2113212 | Bedroom | 0.0005169
Ceiling Fixture | Incandescent |  | Decorative | 1 | 65 | Closet | 2113213 | Closet | 0.0005169
Wall Mount | Compact Fluorescent |  | Twist | 8 | 15 | Bathroom | 211371 | Bathroom | 0.00052955
Ceiling Fixture | Incandescent |  | Standard A Lamp | 1 | 60 | Bathroom | 211371 | Bathroom | 0.00052955
Ceiling Fixture | Incandescent |  | Heat Lamp | 2 | 150 | Bathroom | 211372 | Bathroom | 0.00052955
Wall Mount | Compact Fluorescent |  | Twist | 3 | 15 | Bathroom | 211372 | Bathroom | 0.00052955
Ceiling Fixture | Compact Fluorescent |  | Twist | 2 | 22 | Bedroom | 211373 | Bedroom | 0.00052955
Table | Incandescent |  | Standard A Lamp | 1 | 150 | Bedroom | 211373 | Bedroom | 0.00052955
Ceiling Fixture | Incandescent |  | Standard A Lamp | 2 | 100 | Bedroom | 211374 | Bedroom | 0.00052955
Table | Incandescent |  | 3-Way Incandescent | 1 | 125 | Bedroom | 211374 | Bedroom | 0.00052955
Ceiling Fixture | Incandescent |  | Standard A Lamp | 2 | 100 | Bedroom | 211375 | Bedroom | 0.00052955
Table | Incandescent |  | 3-Way Incandescent | 1 | 150 | Bedroom | 211375 | Bedroom | 0.00052955
Garage door opener | Compact Fluorescent |  | Twist | 1 | 28 | Garage | 211376 | Garage | 0.00052955
Ceiling Fixture | Compact Fluorescent |  | Straight Tube | 1 | 28 | Garage | 211376 | Garage | 0.00052955
Ceiling Fixture | Incandescent |  | Standard A Lamp | 1 | 60 | Hall | 211377 | Hall | 0.00052955
Ceiling Fixture | Incandescent |  | Standard A Lamp | 2 | 60 | Hall | 211378 | Hall | 0.00052955
Wall Mount | Compact Fluorescent |  | Twist | 1 | 15 | Hall | 211378 | Hall | 0.00052955
Chandelier (Hanging) | Incandescent |  | Standard A Lamp | 1 | 100 | Hall | 211378 | Hall | 0.00052955
Ceiling Fixture | Incandescent |  | Standard A Lamp | 2 | 100 | Hall | 211379 | Hall | 0.00052955
Ceiling Fixture | Linear Fluorescent | 60 | T-12 | 2 | 60 | Kitchen | 2113710 | Kitchen | 0.00052955
Chandelier (Hanging) | Incandescent |  | Mini base | 5 | 40 | Kitchen | 2113710 | Kitchen | 0.00052955
Table | Incandescent |  | 3-Way Incandescent | 1 | 200 | Living Room | 2113711 | Living Room | 0.00052955
Ceiling Fixture | Incandescent |  | Standard A Lamp | 1 | 65 | Office | 2113712 | Office | 0.00052955
Chandelier (Hanging) | Incandescent |  | Standard A Lamp | 1 | 100 | Office | 2113712 | Office | 0.00052955
Floor lamp | Compact Fluorescent |  | Twist | 1 | 22 | Office | 2113712 | Office | 0.00052955
Ceiling Fixture | Incandescent |  | Standard A Lamp | 2 | 60 | Hall | 2113713 | Hall | 0.00052955
Ceiling Fixture | Incandescent |  | Standard A Lamp | 1 | 100 | Other | 2113714 | Other | 0.00052955
Ceiling Fixture | Incandescent |  | Standard A Lamp | 1 | 60 | Other | 2113715 | Other | 0.00052955
Ceiling Fixture | Incandescent |  | Heat Lamp | 2 | 250 | Bathroom | 211431 | Bathroom | 0.00040077
Wall Mount | Compact Fluorescent |  | Twist | 1 | 14 | Bathroom | 211431 | Bathroom | 0.00040077
Ceiling Fixture | Compact Fluorescent |  | Twist | 2 | 13 | Bedroom | 211432 | Bedroom | 0.00040077
Table | Incandescent |  | Standard A Lamp | 1 | 40 | Bedroom | 211432 | Bedroom | 0.00040077
Ceiling Fixture | Compact Fluorescent |  | Twist | 1 | 15 | Hall | 211433 | Hall | 0.00040077
Ceiling Fixture | Incandescent |  | Standard A Lamp | 3 | 60 | Family Room | 211434 | Family Room | 0.00040077
Table | Compact Fluorescent |  | Twist | 1 | 13 | Family Room | 211434 | Family Room | 0.00040077
Ceiling Fixture | Compact Fluorescent |  | Twist | 1 | 22 | Garage | 211435 | Garage | 0.00040077
Ceiling Fixture | Compact Fluorescent |  | Twist | 1 | 14 | Hall | 211436 | Hall | 0.00040077
Ceiling Fixture | Incandescent |  | Standard A Lamp | 1 | 150 | Hall | 211436 | Hall | 0.00040077
Recessed Can | Incandescent |  | Globe | 1 | 40 | Kitchen | 211437 | Kitchen | 0.00040077
Ceiling Fixture | Compact Fluorescent |  | Twist | 1 | 13 | Kitchen | 211437 | Kitchen | 0.00040077
Ceiling Fixture | Linear Fluorescent | 48 | T-12 | 2 | 40 | Kitchen | 211437 | Kitchen | 0.00040077
Table | Compact Fluorescent |  | A shape bulb | 1 | 15 | Living Room | 211438 | Living Room | 0.00040077
Wall Mount | Incandescent |  | Globe | 3 | 40 | Bathroom | 211439 | Bathroom | 0.00040077
Ceiling Fixture | Incandescent |  | Heat Lamp | 2 | 200 | Bathroom | 211439 | Bathroom | 0.00040077
Ceiling Fixture | Compact Fluorescent |  | Twist | 3 | 13 | Master Bedroom | 2114310 | Master Bedroom | 0.00040077
Table | Compact Fluorescent |  | Twist | 1 | 13 | Master Bedroom | 2114310 | Master Bedroom | 0.00040077
Ceiling Fixture | Compact Fluorescent |  | Twist | 1 | 13 | Closet | 2114311 | Closet | 0.00040077
Recessed Can | Incandescent |  | Reflector | 1 | 65 | Bedroom | 211551 | Bedroom | 0.00029634
Ceiling Fixture | Incandescent |  | Standard A Lamp | 1 | 60 | Bedroom | 211551 | Bedroom | 0.00029634
Ceiling Fixture | Incandescent |  | Standard A Lamp | 2 | 60 | Other | 211552 | Other | 0.00029634
Ceiling Fixture | Linear Fluorescent | 48 | T-12 | 2 | 60 | Other | 211552 | Other | 0.00029634
Ceiling Fixture | Linear Fluorescent | 48 | T-12 | 2 | 40 | Other | 211553 | Other | 0.00029634
Ceiling Fixture | Linear Fluorescent | 48 | T-12 | 4 | 40 | Other | 211553 | Other | 0.00029634
Table | Incandescent |  | Standard A Lamp | 1 | 60 | Other | 211553 | Other | 0.00029634
Table | Incandescent |  | Standard A Lamp | 1 | 60 | Other | 211553 | Other | 0.00029634
Table | Incandescent |  | Reflector | 1 | 65 | Other | 211553 | Other | 0.00029634
Ceiling Fixture | Incandescent |  | Standard A Lamp | 1 | 100 | Other | 211553 | Other | 0.00029634
Ceiling Fixture | Incandescent |  | Standard A Lamp | 1 | 100 | Other | 211554 | Other | 0.00029634
Ceiling Fixture | Linear Fluorescent | 48 | T-12 | 4 | 40 | Other | 211554 | Other | 0.00029634
Ceiling Fixture | Linear Fluorescent | 48 | T-12 | 4 | 40 | Bathroom | 211555 | Bathroom | 0.00029634
Wall Mount | Incandescent |  | Clear | 3 | 40 | Bathroom | 211555 | Bathroom | 0.00029634
Ceiling Fixture | Incandescent |  | Standard A Lamp | 1 | 60 | Bathroom | 211555 | Bathroom | 0.00029634
Ceiling Fan | Incandescent |  | Clear | 4 | 40 | Bedroom | 211556 | Bedroom | 0.00029634
Other | Linear Fluorescent | 24 | T-8 | 1 | 15 | Bedroom | 211556 | Bedroom | 0.00029634
Ceiling Fan | Incandescent |  | Clear | 4 | 40 | Bedroom | 211557 | Bedroom | 0.00029634
Ceiling Fixture | Incandescent |  | Standard A Lamp | 1 | 60 | Bedroom | 211557 | Bedroom | 0.00029634
Table | Incandescent |  | Standard A Lamp | 1 | 100 | Bedroom | 211557 | Bedroom | 0.00029634
Ceiling Fixture | Incandescent |  | Standard A Lamp | 1 | 100 | Other | 211558 | Other | 0.00029634
Ceiling Fixture | Compact Fluorescent |  | Twist | 1 | 22 | Other | 211558 | Other | 0.00029634
Table | Compact Fluorescent |  | Twist | 1 | 22 | Hall | 211559 | Hall | 0.00029634
Ceiling Fixture | Incandescent |  | Standard A Lamp | 1 | 100 | Garage | 2115510 | Garage | 0.00029634
Ceiling Fixture | Linear Fluorescent | 48 | T-12 | 2 | 40 | Garage | 2115510 | Garage | 0.00029634
Garage door opener | Incandescent |  | Standard A Lamp | 1 | 60 | Garage | 2115510 | Garage | 0.00029634
Ceiling Fan | Compact Fluorescent |  | Twist | 1 | 15 | Kitchen | 2115511 | Kitchen | 0.00029634
Chandelier (Hanging) | Compact Fluorescent |  | Twist | 1 | 22 | Kitchen | 2115511 | Kitchen | 0.00029634
Recessed Can | Incandescent |  | Reflector | 1 | 65 | Kitchen | 2115511 | Kitchen | 0.00029634
Table | Compact Fluorescent |  | Twist | 1 | 22 | Living Room | 2115512 | Living Room | 0.00029634
Floor lamp | Compact Fluorescent |  | Twist | 1 | 22 | Living Room | 2115512 | Living Room | 0.00029634
Ceiling Fan | Incandescent |  | Standard A Lamp | 1 | 60 | Living Room | 2115512 | Living Room | 0.00029634
Ceiling Fixture | Incandescent |  | Standard A Lamp | 1 | 60 | Living Room | 2115512 | Living Room | 0.00029634
Ceiling Fixture | Compact Fluorescent |  | Twist | 1 | 15 | Living Room | 2115512 | Living Room | 0.00029634
Ceiling Fixture | Linear Fluorescent | 48 | T-12 | 4 | 40 | Bathroom | 2115513 | Bathroom | 0.00029634
Wall Mount | Incandescent |  | Clear | 3 | 40 | Bathroom | 2115513 | Bathroom | 0.00029634
Ceiling Fixture | Incandescent |  | Standard A Lamp | 1 | 60 | Bathroom | 2115513 | Bathroom | 0.00029634
Ceiling Fixture | Compact Fluorescent |  | Twist | 2 | 15 | Master Bedroom | 2115514 | Master Bedroom | 0.00029634
Table | Compact Fluorescent |  | Twist | 1 | 22 | Master Bedroom | 2115514 | Master Bedroom | 0.00029634
Torchiere | Incandescent |  | Standard A Lamp | 3 | 60 | Master Bedroom | 2115514 | Master Bedroom | 0.00029634
Ceiling Fan | Incandescent |  | Standard A Lamp | 1 | 60 | Office | 2115515 | Office | 0.00029634
Table | Incandescent |  | Standard A Lamp | 1 | 150 | Office | 2115515 | Office | 0.00029634
Ceiling Fixture | Incandescent |  | Standard A Lamp | 1 | 60 | Office | 2115515 | Office | 0.00029634
Floor lamp | Incandescent |  | Standard A Lamp | 3 | 75 | Office | 2115515 | Office | 0.00029634
Ceiling Fixture | Incandescent |  | Mini base | 2 | 25 | Hall | 2115516 | Hall | 0.00029634
Ceiling Fixture | Incandescent |  | Standard A Lamp | 1 | 60 | Hall | 2115516 | Hall | 0.00029634
Chandelier (Hanging) | Incandescent |  | Globe | 1 | 40 | Other | 2115517 | Other | 0.00029634
Table | Incandescent |  | Standard A Lamp | 1 | 60 | Other | 2115517 | Other | 0.00029634
Ceiling Fixture | Incandescent |  | Standard A Lamp | 1 | 60 | Other | 211601 | Other | 0.0004784
Ceiling Fixture | Incandescent |  | Standard A Lamp | 1 | 60 | Other | 211602 | Other | 0.0004784
Ceiling Fixture | Incandescent |  | Standard A Lamp | 2 | 60 | Other | 211603 | Other | 0.0004784
Ceiling Fixture | Incandescent |  | Standard A Lamp | 1 | 60 | Bathroom | 211604 | Bathroom | 0.0004784
Ceiling Fixture | Incandescent |  | Standard A Lamp | 1 | 60 | Bathroom | 211605 | Bathroom | 0.0004784
Ceiling Fixture | Incandescent |  | Standard A Lamp | 2 | 60 | Bedroom | 211606 | Bedroom | 0.0004784
Ceiling Fixture | Incandescent |  | Standard A Lamp | 3 | 60 | Dining Room | 211607 | Dining Room | 0.0004784
Ceiling Fixture | Incandescent |  | Standard A Lamp | 1 | 60 | Hall | 211608 | Hall | 0.0004784
Wall Mount | Incandescent |  | Standard A Lamp | 1 | 60 | Hall | 211609 | Hall | 0.0004784
Ceiling Fixture | Incandescent |  | Standard A Lamp | 1 | 60 | Kitchen | 2116010 | Kitchen | 0.0004784
Ceiling Fixture | Compact Fluorescent |  | Twist | 1 | 15 | Kitchen | 2116010 | Kitchen | 0.0004784
Ceiling Fixture | Incandescent |  | Other | 3 | 60 | Living Room | 2116011 | Living Room | 0.0004784
Table | Compact Fluorescent |  | Twist | 1 | 15 | Living Room | 2116011 | Living Room | 0.0004784
Ceiling Fixture | Compact Fluorescent |  | Twist | 1 | 15 | Other | 2116012 | Other | 0.0004784
Ceiling Fixture | Incandescent |  | Standard A Lamp | 1 | 60 | Other | 2116012 | Other | 0.0004784
Ceiling Fixture | Incandescent |  | Standard A Lamp | 3 | 60 | Master Bedroom | 2116013 | Master Bedroom | 0.0004784
Table | Incandescent |  | Standard A Lamp | 1 | 60 | Master Bedroom | 2116013 | Master Bedroom | 0.0004784
Ceiling Fixture | Incandescent |  | Standard A Lamp | 1 | 60 | Closet | 2116014 | Closet | 0.0004784
Ceiling Fixture | Incandescent |  | Standard A Lamp | 2 | 60 | Office | 2116015 | Office | 0.0004784
Table | Incandescent |  | Standard A Lamp | 1 | 60 | Office | 2116015 | Office | 0.0004784
Ceiling Fixture | Incandescent |  | Standard A Lamp | 2 | 60 | Hall | 2116016 | Hall | 0.0004784
Ceiling Fixture | Incandescent |  | Standard A Lamp | 2 | 60 | Bathroom | 211761 | Bathroom | 0.00029634
Ceiling Fixture | Incandescent |  | Standard A Lamp | 2 | 60 | Bedroom | 211762 | Bedroom | 0.00029634
Table | Incandescent |  | Decorative | 1 | 40 | Bedroom | 211762 | Bedroom | 0.00029634
Ceiling Fixture | Incandescent |  | Standard A Lamp | 2 | 60 | Bedroom | 211763 | Bedroom | 0.00029634
Table | Compact Fluorescent |  | Twist | 1 | 13 | Bedroom | 211763 | Bedroom | 0.00029634
Ceiling Fixture | Incandescent |  | Standard A Lamp | 1 | 60 | Bedroom | 211763 | Bedroom | 0.00029634
Ceiling Fixture | Incandescent |  | Standard A Lamp | 2 | 60 | Family Room | 211764 | Family Room | 0.00029634
Ceiling Fixture | Incandescent |  | Standard A Lamp | 1 | 60 | Hall | 211765 | Hall | 0.00029634
Ceiling Fixture | Incandescent |  | Standard A Lamp | 1 | 60 | Bathroom | 211766 | Bathroom | 0.00029634
Wall Mount | Incandescent |  | Globe | 3 | 25 | Bathroom | 211766 | Bathroom | 0.00029634
Ceiling Fixture | Incandescent |  | Standard A Lamp | 2 | 60 | Bedroom | 211767 | Bedroom | 0.00029634
Table | Incandescent |  | Standard A Lamp | 1 | 150 | Bedroom | 211767 | Bedroom | 0.00029634
Garage door opener | Incandescent |  | Standard A Lamp | 1 | 60 | Garage | 211768 | Garage | 0.00029634
Ceiling Fixture | Compact Fluorescent |  | Twist | 1 | 22 | Garage | 211768 | Garage | 0.00029634
Chandelier (Hanging) | Incandescent |  | Standard A Lamp | 7 | 40 | Kitchen | 211769 | Kitchen | 0.00029634
Recessed Can | Incandescent |  | Reflector | 1 | 65 | Kitchen | 211769 | Kitchen | 0.00029634
Ceiling Fixture | Incandescent |  | Standard A Lamp | 1 | 60 | Kitchen | 211769 | Kitchen | 0.00029634
Ceiling Fixture | Incandescent |  | Standard A Lamp | 1 | 60 | Laundry Room | 2117610 | Laundry Room | 0.00029634
Table | Incandescent |  | Standard A Lamp | 1 | 150 | Living Room | 2117611 | Living Room | 0.00029634
Ceiling Fan | Incandescent |  | Standard A Lamp | 1 | 60 | Living Room | 2117611 | Living Room | 0.00029634
Table | Incandescent |  | Clear | 1 | 60 | Living Room | 2117611 | Living Room | 0.00029634
Recessed Can | Incandescent |  | Reflector | 1 | 75 | Living Room | 2117611 | Living Room | 0.00029634
Wall Mount | Incandescent |  | Globe | 7 | 25 | Bathroom | 2117612 | Bathroom | 0.00029634
Ceiling Fan | Incandescent |  | Standard A Lamp | 1 | 60 | Master Bedroom | 2117613 | Master Bedroom | 0.00029634
Ceiling Fixture | Linear Fluorescent | 24 | T-8 | 1 | 20 | Master Bedroom | 2117613 | Master Bedroom | 0.00029634
Table | Incandescent |  | Standard A Lamp | 1 | 40 | Master Bedroom | 2117613 | Master Bedroom | 0.00029634
Ceiling Fixture | Incandescent |  | Standard A Lamp | 1 | 60 | Other | 2117614 | Other | 0.00029634
Table | Compact Fluorescent |  | Twist | 1 | 13 | Hall | 2117615 | Hall | 0.00029634
Recessed Can | Incandescent |  | Reflector | 1 | 75 | Hall | 2117615 | Hall | 0.00029634
Ceiling Fixture | Incandescent |  | Standard A Lamp | 1 | 60 | Hall | 2117615 | Hall | 0.00029634
Ceiling Fixture | Incandescent |  | Standard A Lamp | 1 | 60 | Bedroom | 2117616 | Bedroom | 0.00029634
Table | Incandescent |  | Standard A Lamp | 1 | 60 | Bedroom | 2117616 | Bedroom | 0.00029634
Ceiling Fixture | Incandescent |  | Standard A Lamp | 1 | 60 | Bedroom | 2117617 | Bedroom | 0.00029634
Table | Incandescent |  | Standard A Lamp | 1 | 60 | Bedroom | 2117617 | Bedroom | 0.00029634
Ceiling Fixture | Incandescent |  | Standard A Lamp | 1 | 60 | Hall | 2117618 | Hall | 0.00029634
Ceiling Fixture | Incandescent |  | Standard A Lamp | 1 | 60 | Other | 2117619 | Other | 0.00029634
Ceiling Fixture | Incandescent |  | Standard A Lamp | 1 | 60 | Other | 2117620 | Other | 0.00029634
Wall Mount | Incandescent |  | Standard A Lamp | 2 | 60 | Bathroom | 211801 | Bathroom | 0.0005169
Wall Mount | Incandescent |  | Standard A Lamp | 2 | 100 | Bathroom | 211802 | Bathroom | 0.0005169
Recessed Can | Incandescent |  | Reflector | 1 | 75 | Bathroom | 211802 | Bathroom | 0.0005169
Recessed Can | Compact Fluorescent |  | Flood | 1 | 22 | Bathroom | 211802 | Bathroom | 0.0005169
Ceiling Fixture | Incandescent |  | Standard A Lamp | 2 | 60 | Bedroom | 211803 | Bedroom | 0.0005169
Floor lamp | Incandescent |  | 3-Way Incandescent | 1 | 150 | Bedroom | 211803 | Bedroom | 0.0005169
Floor lamp | Incandescent |  | Standard A Lamp | 1 | 60 | Bedroom | 211803 | Bedroom | 0.0005169
Wall Mount | Linear Fluorescent | 12 | T-8 | 1 | 18 | Closet | 211804 | Closet | 0.0005169
Ceiling Fixture | Incandescent |  | Standard A Lamp | 2 | 60 | Closet | 211805 | Closet | 0.0005169
Ceiling Fixture | Incandescent |  | Standard A Lamp | 1 | 60 | Closet | 211806 | Closet | 0.0005169
Chandelier (Hanging) | Incandescent |  | Standard A Lamp | 5 | 60 | Dining Room | 211807 | Dining Room | 0.0005169
Recessed Can | Incandescent |  | Reflector | 1 | 75 | Other | 211808 | Other | 0.0005169
Chandelier (Hanging) | Incandescent |  | Standard A Lamp | 9 | 60 | Other | 211809 | Other | 0.0005169
Ceiling Fixture | Incandescent |  | Standard A Lamp | 1 | 150 | Garage | 2118010 | Garage | 0.0005169
Ceiling Fixture | Compact Fluorescent |  | Twist | 2 | 14 | Bedroom | 2118011 | Bedroom | 0.0005169
Floor lamp | Incandescent |  | Standard A Lamp | 1 | 60 | Bedroom | 2118011 | Bedroom | 0.0005169
Ceiling Fixture | Incandescent |  | Standard A Lamp | 2 | 60 | Bedroom | 2118012 | Bedroom | 0.0005169
Recessed Can | Incandescent |  | Reflector | 1 | 75 | Kitchen | 2118013 | Kitchen | 0.0005169
Ceiling Fixture | Compact Fluorescent |  | Twist | 1 | 14 | Laundry Room | 2118014 | Laundry Room | 0.0005169
Recessed Can | Incandescent |  | Reflector | 1 | 75 | Living Room | 2118015 | Living Room | 0.0005169
Recessed Can | Incandescent |  | Reflector | 1 | 75 | Other | 2118016 | Other | 0.0005169
Wall Mount | Incandescent |  | Standard A Lamp | 3 | 75 | Bathroom | 2118017 | Bathroom | 0.0005169
Ceiling Fixture | Incandescent |  | Standard A Lamp | 2 | 60 | Master Bedroom | 2118018 | Master Bedroom | 0.0005169
Ceiling Fixture | Incandescent |  | Standard A Lamp | 1 | 75 | Closet | 2118019 | Closet | 0.0005169
Torchiere | Incandescent |  | Standard A Lamp | 1 | 100 | Office | 2118020 | Office | 0.0005169
Recessed Can | Incandescent |  | Reflector | 1 | 75 | Other | 2118021 | Other | 0.0005169
Ceiling Fixture | Compact Fluorescent |  | Twist | 2 | 14 | Other | 2118021 | Other | 0.0005169
Recessed Can | Incandescent |  | Reflector | 1 | 75 | Hall | 2118022 | Hall | 0.0005169
Ceiling Fixture | Compact Fluorescent |  | Flood | 1 | 22 | Bathroom | 2118023 | Bathroom | 0.0005169
Wall Mount | Incandescent |  | Standard A Lamp | 4 | 60 | Bathroom | 211881 | Bathroom | 0.0010836
Ceiling Fixture | Incandescent |  | Standard A Lamp | 1 | 60 | Bathroom | 211882 | Bathroom | 0.0010836
Chandelier (Hanging) | Incandescent |  | Standard A Lamp | 1 | 60 | Bedroom | 211883 | Bedroom | 0.0010836
Table | Incandescent |  | Standard A Lamp | 1 | 60 | Bedroom | 211884 | Bedroom | 0.0010836
Table | Incandescent |  | Standard A Lamp | 1 | 60 | Bedroom | 211885 | Bedroom | 0.0010836
Wall Mount | Incandescent |  | Globe | 4 | 60 | Bedroom | 211885 | Bedroom | 0.0010836
Ceiling Fixture | Incandescent |  | Standard A Lamp | 1 | 60 | Bedroom | 211886 | Bedroom | 0.0010836
Table | Incandescent |  | Standard A Lamp | 1 | 60 | Bedroom | 211886 | Bedroom | 0.0010836
Ceiling Fixture | Incandescent |  | Standard A Lamp | 1 | 60 | Bedroom | 211887 | Bedroom | 0.0010836
Ceiling Fixture | Incandescent |  | Standard A Lamp | 1 | 65 | Bedroom | 211888 | Bedroom | 0.0010836
Floor lamp | Incandescent |  | Standard A Lamp | 1 | 60 | Bedroom | 211888 | Bedroom | 0.0010836
Floor lamp | Incandescent |  | Standard A Lamp | 1 | 60 | Other | 211889 | Other | 0.0010836
Ceiling Fixture | Linear Fluorescent | 48 | T-12 | 2 | 40 | Garage | 2118810 | Garage | 0.0010836
Garage door opener | Incandescent |  | Standard A Lamp | 1 | 60 | Garage | 2118810 | Garage | 0.0010836
Wall Mount | Incandescent |  | Standard A Lamp | 2 | 60 | Hall | 2118811 | Hall | 0.0010836
Chandelier (Hanging) | Incandescent |  | Mini base | 9 | 25 | Hall | 2118811 | Hall | 0.0010836
Chandelier (Hanging) | Incandescent |  | Decorative | 6 | 40 | Kitchen | 2118812 | Kitchen | 0.0010836
Ceiling Fixture | Incandescent |  | Standard A Lamp | 1 | 60 | Kitchen | 2118812 | Kitchen | 0.0010836
Recessed Can | Incandescent |  | Reflector | 1 | 65 | Kitchen | 2118812 | Kitchen | 0.0010836
Chandelier (Hanging) | Incandescent |  | Decorative | 5 | 40 | Kitchen | 2118813 | Kitchen | 0.0010836
Ceiling Fixture | Incandescent |  | Standard A Lamp | 2 | 60 | Kitchen | 2118813 | Kitchen | 0.0010836
Floor lamp | Incandescent |  | Standard A Lamp | 4 | 60 | Living Room | 2118814 | Living Room | 0.0010836
Floor lamp | Incandescent |  | Standard A Lamp | 1 | 60 | Living Room | 2118814 | Living Room | 0.0010836
Ceiling Fixture | Compact Fluorescent |  | Twist | 1 | 15 | Bedroom | 212011 | Bedroom | 0.0005169
Table | Other |  | LED Interior | 1 | 12 | Bedroom | 212011 | Bedroom | 0.0005169
Wall Mount | Halogen |  | Quartz Tube | 1 | 100 | Bathroom | 212012 | Bathroom | 0.0005169
Wall Mount | Halogen |  |  | 1 | 30 | Bathroom | 212013 | Bathroom | 0.0005169
Ceiling Fixture | Incandescent |  | Heat Lamp | 1 | 125 | Bathroom | 212013 | Bathroom | 0.0005169
Track | Halogen |  | PAR | 1 | 50 | Dining Room | 212014 | Dining Room | 0.0005169
Floor lamp | Incandescent |  | Standard A Lamp | 1 | 60 | Bedroom | 212015 | Bedroom | 0.0005169
Ceiling Fixture | Compact Fluorescent |  | Twist | 1 | 15 | Bedroom | 212015 | Bedroom | 0.0005169
Chandelier (Hanging) | Compact Fluorescent |  | Twist | 1 | 22 | Family Room | 212016 | Family Room | 0.0005169
Floor lamp | Halogen |  | Quartz Tube | 1 | 50 | Family Room | 212016 | Family Room | 0.0005169
Table | Halogen |  | MR | 1 | 20 | Family Room | 212016 | Family Room | 0.0005169
Wall Mount | Incandescent |  | Standard A Lamp | 1 | 60 | Bedroom | 212017 | Bedroom | 0.0005169
Track | Halogen |  | PAR | 1 | 50 | Kitchen | 212018 | Kitchen | 0.0005169
Recessed Can | Compact Fluorescent |  | Flood | 1 | 22 | Kitchen | 212018 | Kitchen | 0.0005169
Floor lamp | Compact Fluorescent |  | Straight Tube | 1 | 22 | Living Room | 212019 | Living Room | 0.0005169
Floor lamp | Compact Fluorescent |  | Twist | 1 | 15 | Living Room | 212019 | Living Room | 0.0005169
Floor lamp | Compact Fluorescent |  | Twist | 1 | 15 | Living Room | 212019 | Living Room | 0.0005169
Floor lamp | Compact Fluorescent |  | Twist | 1 | 22 | Living Room | 212019 | Living Room | 0.0005169
Ceiling Fan | Compact Fluorescent |  | Twist | 1 | 22 | Office | 2120110 | Office | 0.0005169
Table | Compact Fluorescent |  | Straight Tube | 1 | 28 | Office | 2120110 | Office | 0.0005169
Table | Halogen |  | MR | 1 | 30 | Office | 2120110 | Office | 0.0005169
Track | Halogen |  | PAR | 1 | 50 | Hall | 2120111 | Hall | 0.0005169
Track | Halogen |  | PAR | 3 | 50 | Hall | 2120112 | Hall | 0.0005169
Chandelier (Hanging) | Compact Fluorescent |  | Twist | 1 | 22 | Hall | 2120112 | Hall | 0.0005169
Ceiling Fixture | Compact Fluorescent |  | Twist | 1 | 15 | Hall | 212031 | Hall | 0.0005169
Table | Compact Fluorescent |  | Straight Tube | 1 | 15 | Other | 212032 | Other | 0.0005169
Other | Other |  | Decorative | 1 | 15 | Family Room | 212033 | Family Room | 0.0005169
Recessed Can | Compact Fluorescent |  | Twist | 1 | 15 | Family Room | 212033 | Family Room | 0.0005169
High bay | Compact Fluorescent |  | Twist | 1 | 15 | Bathroom | 212034 | Bathroom | 0.0005169
Chandelier (Hanging) | Incandescent |  | Standard A Lamp | 1 | 5 | Dining Room | 212035 | Dining Room | 0.0005169
Ceiling Fixture | Linear Fluorescent | 48 | T-12 | 2 | 40 | Garage | 212036 | Garage | 0.0005169
Wall Mount | Compact Fluorescent |  | Twist | 1 | 15 | Garage | 212036 | Garage | 0.0005169
Ceiling Fixture | Compact Fluorescent |  | Twist | 1 | 22 | Bedroom | 212037 | Bedroom | 0.0005169
Ceiling Fixture | Halogen |  | MR | 1 | 50 | Kitchen | 212038 | Kitchen | 0.0005169
Architectural | Compact Fluorescent |  | Twist | 3 | 15 | Kitchen | 212038 | Kitchen | 0.0005169
Ceiling Fixture | Halogen |  | MR | 3 | 50 | Kitchen | 212038 | Kitchen | 0.0005169
Table | Compact Fluorescent |  | Twist | 1 | 13 | Living Room | 212039 | Living Room | 0.0005169
Floor lamp | Compact Fluorescent |  | Twist | 1 | 13 | Living Room | 212039 | Living Room | 0.0005169
Ceiling Fixture | Compact Fluorescent |  | Twist | 2 | 15 | Master Bedroom | 2120310 | Master Bedroom | 0.0005169
Table | Compact Fluorescent |  | Twist | 1 | 15 | Master Bedroom | 2120310 | Master Bedroom | 0.0005169
Ceiling Fixture | Incandescent |  | Standard A Lamp | 1 | 60 | Hall | 2120311 | Hall | 0.0005169
Ceiling Fixture | Incandescent |  | Standard A Lamp | 2 | 60 | Bathroom | 212141 | Bathroom | 0.00028447
Table | Incandescent |  | Standard A Lamp | 1 | 40 | Bathroom | 212141 | Bathroom | 0.00028447
Ceiling Fixture | Incandescent |  | Standard A Lamp | 2 | 60 | Bathroom | 212142 | Bathroom | 0.00028447
Wall Mount | Incandescent |  | Standard A Lamp | 3 | 60 | Bathroom | 212142 | Bathroom | 0.00028447
Architectural | Incandescent |  | Standard A Lamp | 1 | 40 | Bathroom | 212142 | Bathroom | 0.00028447
Recessed Can | Incandescent |  | Reflector | 1 | 60 | Bedroom | 212143 | Bedroom | 0.00028447
Recessed Can | Incandescent |  | Reflector | 1 | 60 | Bedroom | 212144 | Bedroom | 0.00028447
Table | Incandescent |  | Standard A Lamp | 1 | 60 | Bedroom | 212144 | Bedroom | 0.00028447
Chandelier (Hanging) | Incandescent |  | Standard A Lamp | 2 | 60 | Dining Room | 212145 | Dining Room | 0.00028447
Table | Incandescent |  | Standard A Lamp | 1 | 60 | Dining Room | 212145 | Dining Room | 0.00028447
Table | Incandescent |  | Standard A Lamp | 1 | 60 | Dining Room | 212145 | Dining Room | 0.00028447
Recessed Can | Incandescent |  | Reflector | 1 | 60 | Family Room | 212146 | Family Room | 0.00028447
Table | Incandescent |  | Standard A Lamp | 1 | 60 | Family Room | 212146 | Family Room | 0.00028447
Garage door opener | Incandescent |  | Standard A Lamp | 1 | 60 | Garage | 212147 | Garage | 0.00028447
Ceiling Fixture | Incandescent |  | Globe | 2 | 100 | Garage | 212147 | Garage | 0.00028447
Ceiling Fixture | Linear Fluorescent | 52 | T-5 | 2 | 40 | Garage | 212147 | Garage | 0.00028447
Garage door opener | Incandescent |  | Standard A Lamp | 1 | 60 | Garage | 212148 | Garage | 0.00028447
Ceiling Fixture | Incandescent |  | Standard A Lamp | 1 | 100 | Garage | 212148 | Garage | 0.00028447
Recessed - other | Incandescent |  | Reflector | 1 | 60 | Hall | 212149 | Hall | 0.00028447
Chandelier (Hanging) | Incandescent |  | Standard A Lamp | 4 | 60 | Hall | 2121410 | Hall | 0.00028447
Table | Incandescent |  | Decorative | 2 | 40 | Hall | 2121410 | Hall | 0.00028447
Recessed Can | Incandescent |  | Reflector | 1 | 60 | Kitchen | 2121411 | Kitchen | 0.00028447
Chandelier (Hanging) | Incandescent |  | Standard A Lamp | 1 | 100 | Kitchen | 2121411 | Kitchen | 0.00028447
Ceiling Fixture | Incandescent |  | Standard A Lamp | 2 | 60 | Laundry Room | 2121412 | Laundry Room | 0.00028447
Table | Incandescent |  | Standard A Lamp | 1 | 60 | Living Room | 2121413 | Living Room | 0.00028447
Ceiling Fixture | Incandescent |  | Standard A Lamp | 2 | 60 | Master Bedroom | 2121414 | Master Bedroom | 0.00028447
Table | Incandescent |  | Standard A Lamp | 1 | 60 | Master Bedroom | 2121414 | Master Bedroom | 0.00028447
Recessed Can | Incandescent |  | Reflector | 1 | 60 | Bathroom | 2121415 | Bathroom | 0.00028447
Wall Mount | Incandescent |  | Standard A Lamp | 1 | 60 | Bathroom | 2121415 | Bathroom | 0.00028447
Ceiling Fixture | Incandescent |  | Standard A Lamp | 2 | 65 | Bathroom | 2121415 | Bathroom | 0.00028447
Chandelier (Hanging) | Incandescent |  | Standard A Lamp | 1 | 60 | Other | 2121416 | Other | 0.00028447
Recessed Can | Incandescent |  | Reflector | 1 | 60 | Office | 2121417 | Office | 0.00028447
Ceiling Fixture | Incandescent |  | Standard A Lamp | 2 | 60 | Office | 2121417 | Office | 0.00028447
Table | Incandescent |  | Standard A Lamp | 1 | 60 | Office | 2121417 | Office | 0.00028447
Chandelier (Hanging) | Incandescent |  | Standard A Lamp | 3 | 60 | Other | 2121418 | Other | 0.00028447
Chandelier (Hanging) | Incandescent |  | Globe | 1 | 100 | Other | 2121418 | Other | 0.00028447
Table | Incandescent |  | Standard A Lamp | 2 | 60 | Other | 2121418 | Other | 0.00028447
Table | Halogen |  | MR | 1 | 50 | Living Room | 212181 | Living Room | 0.00029634
Table | Incandescent |  | Reflector | 1 | 75 | Living Room | 212181 | Living Room | 0.00029634
Recessed - other | Incandescent |  | Reflector | 1 | 65 | Bathroom | 212182 | Bathroom | 0.00029634
Recessed - other | Incandescent |  | Heat Lamp | 1 | 250 | Bathroom | 212182 | Bathroom | 0.00029634
Wall Mount | Halogen |  | Other | 1 | 50 | Bathroom | 212183 | Bathroom | 0.00029634
Recessed Can | Incandescent |  | Reflector | 1 | 65 | Bathroom | 212183 | Bathroom | 0.00029634
Ceiling Fixture | Linear Fluorescent | 48 | T-12 | 2 | 40 | Other | 212184 | Other | 0.00029634
Ceiling Fixture | Incandescent |  | Standard A Lamp | 1 | 60 | Bedroom | 212185 | Bedroom | 0.00029634
Wall Mount | Incandescent |  | Standard A Lamp | 1 | 60 | Bedroom | 212185 | Bedroom | 0.00029634
Table | Compact Fluorescent |  | Twist | 1 | 15 | Bedroom | 212185 | Bedroom | 0.00029634
Recessed Can | Incandescent |  | Reflector | 1 | 65 | Hall | 212186 | Hall | 0.00029634
Recessed Can | Incandescent |  | Reflector | 1 | 65 | Bathroom | 212187 | Bathroom | 0.00029634
Wall Mount | Halogen |  | MR | 1 | 50 | Bathroom | 212187 | Bathroom | 0.00029634
Recessed - other | Incandescent |  | Reflector | 1 | 65 | Bathroom | 212188 | Bathroom | 0.00029634
Recessed - other | Incandescent |  | Heat Lamp | 1 | 250 | Bathroom | 212188 | Bathroom | 0.00029634
Wall Mount | Incandescent |  | 3-Way Incandescent | 1 | 100 | Family Room | 212189 | Family Room | 0.00029634
Table | Incandescent |  | 3-Way Incandescent | 1 | 100 | Family Room | 212189 | Family Room | 0.00029634
Recessed Can | Incandescent |  | Reflector | 1 | 65 | Family Room | 212189 | Family Room | 0.00029634
Wall Mount | Incandescent |  | Standard A Lamp | 2 | 60 | Bathroom | 2121810 | Bathroom | 0.00029634
Recessed Can | Incandescent |  | Reflector | 1 | 65 | Living Room | 2121811 | Living Room | 0.00029634
Table | Halogen |  | MR | 1 | 50 | Living Room | 2121811 | Living Room | 0.00029634
Table | Compact Fluorescent |  | Twist | 1 | 15 | Living Room | 2121811 | Living Room | 0.00029634
Architectural | Halogen |  | MR | 1 | 20 | Kitchen | 2121812 | Kitchen | 0.00029634
Recessed Can | Incandescent |  | Reflector | 1 | 65 | Kitchen | 2121812 | Kitchen | 0.00029634
Recessed Can | Incandescent |  | Reflector | 1 | 65 | Hall | 2121813 | Hall | 0.00029634
Recessed Can | Incandescent |  | Standard A Lamp | 1 | 65 | Hall | 2121814 | Hall | 0.00029634
Ceiling Fixture | Linear Fluorescent | 48 | T-12 | 2 | 40 | Laundry Room | 2121815 | Laundry Room | 0.00029634
Table | Incandescent |  | 3-Way Incandescent | 1 | 100 | Bedroom | 2121816 | Bedroom | 0.00029634
Table | Incandescent |  | Standard A Lamp | 1 | 25 | Bedroom | 2121816 | Bedroom | 0.00029634
Table | Incandescent |  | Standard A Lamp | 1 | 60 | Bedroom | 2121816 | Bedroom | 0.00029634
Recessed Can | Compact Fluorescent |  | Flood | 1 | 22 | Bathroom | 2121817 | Bathroom | 0.00029634
Recessed Can | Compact Fluorescent |  | Flood | 1 | 22 | Laundry Room | 2121818 | Laundry Room | 0.00029634
Chandelier (Hanging) | Incandescent |  | Mini base | 6 | 40 | Dining Room | 2121819 | Dining Room | 0.00029634
Architectural | Halogen |  | MR | 1 | 50 | Dining Room | 2121819 | Dining Room | 0.00029634
Architectural | Halogen |  | MR | 1 | 20 | Dining Room | 2121819 | Dining Room | 0.00029634
Recessed Can | Incandescent |  | Reflector | 1 | 65 | Dining Room | 2121819 | Dining Room | 0.00029634
Recessed Can | Incandescent |  | Reflector | 1 | 65 | Bathroom | 2121820 | Bathroom | 0.00029634
Chandelier (Hanging) | Incandescent |  | Standard A Lamp | 1 | 60 | Bathroom | 2121820 | Bathroom | 0.00029634
Wall Mount | Incandescent |  | Mini base | 1 | 40 | Family Room | 2121821 | Family Room | 0.00029634
Table | Compact Fluorescent |  | Twist | 1 | 15 | Family Room | 2121821 | Family Room | 0.00029634
Floor lamp | Compact Fluorescent |  | Twist | 1 | 15 | Family Room | 2121821 | Family Room | 0.00029634
Wall Mount | Incandescent |  | Standard A Lamp | 1 | 60 | Hall | 2121822 | Hall | 0.00029634
Wall Mount | Incandescent |  | Standard A Lamp | 1 | 60 | Master Bedroom | 2121823 | Master Bedroom | 0.00029634
Floor lamp | Compact Fluorescent |  | Twist | 1 | 15 | Master Bedroom | 2121823 | Master Bedroom | 0.00029634
Recessed Can | Incandescent |  | Reflector | 1 | 65 | Master Bedroom | 2121823 | Master Bedroom | 0.00029634
Track | Incandescent |  | Reflector | 2 | 65 | Master Bedroom | 2121823 | Master Bedroom | 0.00029634
Table | Incandescent |  | Standard A Lamp | 1 | 60 | Master Bedroom | 2121823 | Master Bedroom | 0.00029634
Recessed Can | Incandescent |  | Standard A Lamp | 1 | 40 | Closet | 2121824 | Closet | 0.00029634
Wall Mount | Incandescent |  | Standard A Lamp | 2 | 75 | Bathroom | 212191 | Bathroom | 0.002127
Wall Mount | Halogen |  | PAR | 1 | 30 | Bathroom | 212192 | Bathroom | 0.002127
Ceiling Fixture | Incandescent |  | Heat Lamp | 2 | 250 | Bathroom | 212192 | Bathroom | 0.002127
Wall Mount | Incandescent |  | Standard A Lamp | 3 | 75 | Bathroom | 212193 | Bathroom | 0.002127
Ceiling Fixture | Incandescent |  | Standard A Lamp | 2 | 60 | Bedroom | 212194 | Bedroom | 0.002127
Ceiling Fixture | Incandescent |  | Standard A Lamp | 1 | 60 | Bedroom | 212195 | Bedroom | 0.002127
Ceiling Fixture | Incandescent |  | Standard A Lamp | 2 | 40 | Bedroom | 212196 | Bedroom | 0.002127
Ceiling Fixture | Compact Fluorescent |  | Twist | 1 | 22 | Garage | 212197 | Garage | 0.002127
Ceiling Fixture | Linear Fluorescent | 48 | T-12 | 2 | 40 | Garage | 212197 | Garage | 0.002127
Garage door opener | Incandescent |  | Standard A Lamp | 2 | 60 | Garage | 212197 | Garage | 0.002127
Ceiling Fixture | Incandescent |  | Standard A Lamp | 1 | 60 | Hall | 212198 | Hall | 0.002127
Ceiling Fixture | Incandescent |  | Standard A Lamp | 2 | 60 | Hall | 212198 | Hall | 0.002127
Track | Halogen |  | PAR | 1 | 30 | Kitchen | 212199 | Kitchen | 0.002127
Recessed Can | Incandescent |  | Reflector | 1 | 60 | Kitchen | 212199 | Kitchen | 0.002127
Recessed - other | Halogen |  | PAR | 1 | 30 | Kitchen | 212199 | Kitchen | 0.002127
Recessed Can | Incandescent |  | Reflector | 1 | 65 | Living Room | 2121910 | Living Room | 0.002127
Floor lamp | Incandescent |  | Standard A Lamp | 1 | 100 | Living Room | 2121910 | Living Room | 0.002127
Table | Incandescent |  | Standard A Lamp | 1 | 60 | Other | 2121911 | Other | 0.002127
Recessed Can | Compact Fluorescent |  | Reflector | 1 | 15 | Other | 2121911 | Other | 0.002127
Wall Mount | Incandescent |  | Standard A Lamp | 1 | 60 | Other | 2121912 | Other | 0.002127
Ceiling Fixture | Incandescent |  | Decorative | 2 | 40 | Bathroom | 212251 | Bathroom | 0.00052955
Ceiling Fixture | Incandescent |  | Decorative | 2 | 60 | Bedroom | 212252 | Bedroom | 0.00052955
Table | Incandescent |  | Standard A Lamp | 1 | 60 | Bedroom | 212252 | Bedroom | 0.00052955
Ceiling Fixture | Incandescent |  | Standard A Lamp | 1 | 60 | Other | 212253 | Other | 0.00052955
Floor lamp | Compact Fluorescent |  | Twist | 1 | 22 | Living Room | 212254 | Living Room | 0.00052955
Table | Compact Fluorescent |  | Twist | 1 | 22 | Living Room | 212254 | Living Room | 0.00052955
Ceiling Fixture | Incandescent |  | Standard A Lamp | 1 | 60 | Garage | 212255 | Garage | 0.00052955
Wall Mount | Incandescent |  | Decorative | 1 | 60 | Bathroom | 212256 | Bathroom | 0.00052955
Ceiling Fixture | Incandescent |  | Globe | 1 | 65 | Bathroom | 212256 | Bathroom | 0.00052955
Wall Mount | Incandescent |  | Globe | 1 | 60 | Bedroom | 212257 | Bedroom | 0.00052955
Floor lamp | Compact Fluorescent |  | Twist | 1 | 22 | Bedroom | 212257 | Bedroom | 0.00052955
Wall Mount | Incandescent |  | Standard A Lamp | 1 | 60 | Bedroom | 212257 | Bedroom | 0.00052955
Wall Mount | Compact Fluorescent |  | Twist | 1 | 22 | Hall | 212258 | Hall | 0.00052955
Ceiling Fixture | Incandescent |  | Reflector | 1 | 60 | Kitchen | 212259 | Kitchen | 0.00052955
Chandelier (Hanging) | Compact Fluorescent |  | Twist | 1 | 22 | Kitchen | 212259 | Kitchen | 0.00052955
Ceiling Fixture | Compact Fluorescent |  | Twist | 1 | 22 | Laundry Room | 2122510 | Laundry Room | 0.00052955
Table | Compact Fluorescent |  | Twist | 1 | 22 | Office | 2122511 | Office | 0.00052955
Wall Mount | Incandescent |  | Globe | 1 | 60 | Office | 2122511 | Office | 0.00052955
Ceiling Fixture | Incandescent |  | Standard A Lamp | 2 | 60 | Bedroom | 212281 | Bedroom | 0.00094081
Table | Incandescent |  | Standard A Lamp | 1 | 60 | Bedroom | 212281 | Bedroom | 0.00094081
Ceiling Fixture | Incandescent |  | Standard A Lamp | 2 | 60 | Bedroom | 212282 | Bedroom | 0.00094081
Ceiling Fixture | Linear Fluorescent | 96 | T-12 | 2 | 110 | Garage | 212283 | Garage | 0.00094081
Ceiling Fixture | Incandescent |  | Standard A Lamp | 1 | 75 | Garage | 212283 | Garage | 0.00094081
Wall Mount | Incandescent |  | Globe | 3 | 25 | Bathroom | 212284 | Bathroom | 0.00094081
Ceiling Fixture | Incandescent |  | Standard A Lamp | 1 | 40 | Bathroom | 212284 | Bathroom | 0.00094081
Ceiling Fixture | Incandescent |  | Standard A Lamp | 2 | 60 | Bedroom | 212285 | Bedroom | 0.00094081
Table | Incandescent |  | Standard A Lamp | 1 | 75 | Bedroom | 212285 | Bedroom | 0.00094081
Ceiling Fixture | Incandescent |  | Standard A Lamp | 1 | 60 | Hall | 212286 | Hall | 0.00094081
Ceiling Fan | Incandescent |  | Standard A Lamp | 3 | 40 | Living Room | 212287 | Living Room | 0.00094081
Table | Incandescent |  | Standard A Lamp | 1 | 60 | Living Room | 212287 | Living Room | 0.00094081
Chandelier (Hanging) | Compact Fluorescent |  | Twist | 1 | 15 | Kitchen | 212288 | Kitchen | 0.00094081
Chandelier (Hanging) | Incandescent |  | Standard A Lamp | 4 | 25 | Kitchen | 212288 | Kitchen | 0.00094081
Ceiling Fixture | Linear Fluorescent | 24 | T-12 | 2 | 20 | Kitchen | 212288 | Kitchen | 0.00094081
Ceiling Fixture | Incandescent |  | Standard A Lamp | 1 | 40 | Hall | 212289 | Hall | 0.00094081
Ceiling Fixture | Incandescent |  | Standard A Lamp | 2 | 75 | Bedroom | 2122810 | Bedroom | 0.00094081
Wall Mount | Incandescent |  | Globe | 6 | 25 | Bathroom | 2122811 | Bathroom | 0.00094081
Ceiling Fixture | Incandescent |  | Standard A Lamp | 1 | 100 | Bathroom | 212311 | Bathroom | 0.00040077
Wall Mount | Incandescent |  | Standard A Lamp | 1 | 90 | Bathroom | 212311 | Bathroom | 0.00040077
Ceiling Fixture | Incandescent |  | Standard A Lamp | 1 | 40 | Bathroom | 212312 | Bathroom | 0.00040077
Ceiling Fixture | Incandescent |  | Standard A Lamp | 2 | 60 | Bedroom | 212313 | Bedroom | 0.00040077
Ceiling Fixture | Incandescent |  | Standard A Lamp | 2 | 60 | Bedroom | 212314 | Bedroom | 0.00040077
Table | Incandescent |  | Standard A Lamp | 1 | 100 | Bedroom | 212314 | Bedroom | 0.00040077
Ceiling Fixture | Incandescent |  | Standard A Lamp | 2 | 75 | Bedroom | 212315 | Bedroom | 0.00040077
Table | Incandescent |  | Standard A Lamp | 1 | 100 | Bedroom | 212315 | Bedroom | 0.00040077
Chandelier (Hanging) | Incandescent |  | Standard A Lamp | 1 | 100 | Bedroom | 212315 | Bedroom | 0.00040077
Chandelier (Hanging) | Incandescent |  | Decorative | 3 | 60 | Dining Room | 212316 | Dining Room | 0.00040077
Ceiling Fixture | Incandescent |  | Standard A Lamp | 2 | 75 | Family Room | 212317 | Family Room | 0.00040077
Table | Incandescent |  | Standard A Lamp | 1 | 150 | Family Room | 212317 | Family Room | 0.00040077
Floor lamp | Compact Fluorescent |  | Twist | 3 | 15 | Family Room | 212317 | Family Room | 0.00040077
Chandelier (Hanging) | Incandescent |  | Decorative | 6 | 40 | Dining Room | 212318 | Dining Room | 0.00040077
Table | Compact Fluorescent |  | Twist | 1 | 15 | Dining Room | 212318 | Dining Room | 0.00040077
Ceiling Fixture | Linear Fluorescent | 48 | T-12 | 2 | 40 | Kitchen | 212319 | Kitchen | 0.00040077
High bay | Incandescent |  | Mini base | 2 | 40 | Kitchen | 212319 | Kitchen | 0.00040077
Ceiling Fan | Incandescent |  | Standard A Lamp | 4 | 75 | Living Room | 2123110 | Living Room | 0.00040077
Table | Incandescent |  | Standard A Lamp | 1 | 100 | Living Room | 2123110 | Living Room | 0.00040077
Ceiling Fixture | Incandescent |  | Standard A Lamp | 1 | 100 | Bathroom | 2123111 | Bathroom | 0.00040077
Wall Mount | Incandescent |  | Standard A Lamp | 1 | 60 | Bathroom | 2123111 | Bathroom | 0.00040077
Ceiling Fan | Incandescent |  | Standard A Lamp | 2 | 60 | Master Bedroom | 2123112 | Master Bedroom | 0.00040077
Table | Incandescent |  | Standard A Lamp | 1 | 100 | Master Bedroom | 2123112 | Master Bedroom | 0.00040077
Ceiling Fixture | Incandescent |  | Standard A Lamp | 2 | 65 | Closet | 2123113 | Closet | 0.00040077
Ceiling Fixture | Incandescent |  | Standard A Lamp | 1 | 100 | Hall | 2123114 | Hall | 0.00040077
Low bay | Linear Fluorescent | 48 | T-12 | 2 | 40 | Other | 2123115 | Other | 0.00040077
Chandelier (Hanging) | Incandescent |  | Standard A Lamp | 1 | 100 | Other | 2123116 | Other | 0.00040077
Ceiling Fixture | Incandescent |  | Standard A Lamp | 3 | 40 | Laundry Room | 2123117 | Laundry Room | 0.00040077
Wall Mount | Incandescent |  | Decorative | 6 | 40 | Bathroom | 212331 | Bathroom | 0.00052955
Wall Mount | Incandescent |  | Decorative | 4 | 40 | Bathroom | 212332 | Bathroom | 0.00052955
Ceiling Fixture | Incandescent |  | Decorative | 2 | 40 | Bedroom | 212333 | Bedroom | 0.00052955
Floor lamp | Incandescent |  | Standard A Lamp | 1 | 125 | Bedroom | 212333 | Bedroom | 0.00052955
Table | Incandescent |  | Decorative | 3 | 25 | Bedroom | 212333 | Bedroom | 0.00052955
Table | Incandescent |  | Standard A Lamp | 1 | 60 | Bedroom | 212334 | Bedroom | 0.00052955
Recessed Can | Incandescent |  | Reflector | 1 | 40 | Bedroom | 212334 | Bedroom | 0.00052955
Ceiling Fixture | Incandescent |  | Standard A Lamp | 1 | 60 | Closet | 212335 | Closet | 0.00052955
Ceiling Fixture | Incandescent |  | Standard A Lamp | 2 | 60 | Other | 212336 | Other | 0.00052955
Ceiling Fan | Incandescent |  | Standard A Lamp | 1 | 60 | Family Room | 212337 | Family Room | 0.00052955
Table | Incandescent |  | Decorative | 1 | 40 | Family Room | 212337 | Family Room | 0.00052955
Garage door opener | Incandescent |  | Clear | 2 | 40 | Garage | 212338 | Garage | 0.00052955
Ceiling Fixture | Incandescent |  | Standard A Lamp | 2 | 60 | Garage | 212338 | Garage | 0.00052955
Chandelier (Hanging) | Compact Fluorescent |  | Globe | 1 | 15 | Dining Room | 212339 | Dining Room | 0.00052955
Recessed Can | Compact Fluorescent |  | Reflector | 1 | 15 | Dining Room | 212339 | Dining Room | 0.00052955
Ceiling Fixture | Incandescent |  | Standard A Lamp | 2 | 60 | Laundry Room | 2123310 | Laundry Room | 0.00052955
Ceiling Fan | Incandescent |  | Decorative | 1 | 40 | Office | 2123311 | Office | 0.00052955
Ceiling Fixture | Incandescent |  | Standard A Lamp | 1 | 60 | Other | 212381 | Other | 0.00052955
Wall Mount | Incandescent |  | Standard A Lamp | 4 | 40 | Bathroom | 212382 | Bathroom | 0.00052955
Ceiling Fixture | Incandescent |  | Standard A Lamp | 2 | 40 | Bathroom | 212382 | Bathroom | 0.00052955
Chandelier (Hanging) | Incandescent |  | Standard A Lamp | 1 | 60 | Bathroom | 212383 | Bathroom | 0.00052955
Ceiling Fixture | Incandescent |  | Standard A Lamp | 3 | 60 | Bathroom | 212383 | Bathroom | 0.00052955
Ceiling Fixture | Incandescent |  | Standard A Lamp | 3 | 65 | Bedroom | 212384 | Bedroom | 0.00052955
Ceiling Fixture | Incandescent |  | Standard A Lamp | 3 | 60 | Bedroom | 212385 | Bedroom | 0.00052955
Ceiling Fan | Incandescent |  | Standard A Lamp | 2 | 60 | Dining Room | 212386 | Dining Room | 0.00052955
Ceiling Fixture | Compact Fluorescent |  | Twist | 1 | 22 | Hall | 212387 | Hall | 0.00052955
Ceiling Fixture | Incandescent |  | Standard A Lamp | 3 | 60 | Kitchen | 212388 | Kitchen | 0.00052955
Ceiling Fixture | Incandescent |  | Mini base | 3 | 40 | Living Room | 212389 | Living Room | 0.00052955
Ceiling Fixture | Incandescent |  | Standard A Lamp | 3 | 60 | Other | 2123810 | Other | 0.00052955
Wall Mount | Incandescent |  | Standard A Lamp | 1 | 100 | Bathroom | 212421 | Bathroom | 0.0004784
Ceiling Fixture | Incandescent |  | Clear | 4 | 40 | Laundry Room | 212422 | Laundry Room | 0.0004784
Ceiling Fixture | Incandescent |  | Decorative | 2 | 40 | Living Room | 212423 | Living Room | 0.0004784
Wall Mount | Halogen |  | PAR | 5 | 20 | Living Room | 212423 | Living Room | 0.0004784
Track | Incandescent |  | Reflector | 4 | 40 | Living Room | 212423 | Living Room | 0.0004784
Ceiling Fixture | Incandescent |  | Clear | 2 | 40 | Living Room | 212423 | Living Room | 0.0004784
Table | Incandescent |  | Decorative | 1 | 25 | Living Room | 212423 | Living Room | 0.0004784
Ceiling Fixture | Incandescent |  | Other | 3 | 60 | Office | 212424 | Office | 0.0004784
Track | Halogen |  | PAR | 3 | 30 | Office | 212424 | Office | 0.0004784
Wall Mount | Linear Fluorescent | 12 | T-5 | 2 | 16 | Office | 212424 | Office | 0.0004784
Table | Halogen |  | PAR | 1 | 30 | Office | 212424 | Office | 0.0004784
Table | Incandescent |  | Decorative | 1 | 25 | Office | 212424 | Office | 0.0004784
Ceiling Fan | Incandescent |  | Other | 4 | 60 | Dining Room | 212425 | Dining Room | 0.0004784
Other | Incandescent |  | Mini base | 1 | 25 | Dining Room | 212425 | Dining Room | 0.0004784
Ceiling Fixture | Incandescent |  | Standard A Lamp | 1 | 100 | Other | 212426 | Other | 0.0004784
Ceiling Fixture | Linear Fluorescent | 48 | T-12 | 2 | 42 | Garage | 212427 | Garage | 0.0004784
Ceiling Fixture | Incandescent |  | Reflector | 1 | 65 | Garage | 212427 | Garage | 0.0004784
Ceiling Fixture | Compact Fluorescent |  | Twist | 1 | 22 | Garage | 212427 | Garage | 0.0004784
Garage door opener | Incandescent |  | Standard A Lamp | 1 | 40 | Garage | 212427 | Garage | 0.0004784
Ceiling Fixture | Halogen |  | PAR | 1 | 75 | Garage | 212427 | Garage | 0.0004784
Recessed Can | Incandescent |  | Reflector | 1 | 150 | Kitchen | 212428 | Kitchen | 0.0004784
Recessed - other | Linear Fluorescent | 48 | T-12 | 4 | 40 | Kitchen | 212428 | Kitchen | 0.0004784
Ceiling Fixture | Incandescent |  | Clear | 4 | 25 | Living Room | 212429 | Living Room | 0.0004784
Chandelier (Hanging) | Incandescent |  | Mini base | 2 | 40 | Living Room | 212429 | Living Room | 0.0004784
Floor lamp | Compact Fluorescent |  | Twist | 1 | 22 | Living Room | 212429 | Living Room | 0.0004784
Floor lamp | Incandescent |  | Clear | 4 | 25 | Living Room | 212429 | Living Room | 0.0004784
Wall Mount | Incandescent |  | Clear | 8 | 40 | Bathroom | 2124210 | Bathroom | 0.0004784
Ceiling Fixture | Incandescent |  | Heat Lamp | 2 | 250 | Bathroom | 2124210 | Bathroom | 0.0004784
Ceiling Fan | Compact Fluorescent |  | Twist | 3 | 15 | Bedroom | 2124211 | Bedroom | 0.0004784
Table | Incandescent |  | Clear | 1 | 5 | Bedroom | 2124211 | Bedroom | 0.0004784
Ceiling Fan | Compact Fluorescent |  | Twist | 4 | 15 | Bedroom | 2124212 | Bedroom | 0.0004784
Ceiling Fan | Incandescent |  | Decorative | 3 | 60 | Bedroom | 2124213 | Bedroom | 0.0004784
Table | Incandescent |  | Standard A Lamp | 1 | 60 | Bedroom | 2124213 | Bedroom | 0.0004784
Floor lamp | Compact Fluorescent |  | Twist | 1 | 22 | Bedroom | 2124213 | Bedroom | 0.0004784
Ceiling Fixture | Incandescent |  | Standard A Lamp | 2 | 60 | Hall | 2124214 | Hall | 0.0004784
Ceiling Fan | Incandescent |  | Standard A Lamp | 1 | 60 | Hall | 2124214 | Hall | 0.0004784
Wall Mount | Halogen |  | Quartz Tube | 3 | 75 | Bathroom | 212521 | Bathroom | 0.00040077
Wall Mount | Incandescent |  | Standard A Lamp | 3 | 100 | Bathroom | 212522 | Bathroom | 0.00040077
Ceiling Fan | Compact Fluorescent |  | Twist | 2 | 22 | Family Room | 212523 | Family Room | 0.00040077
Floor lamp | Incandescent |  | Standard A Lamp | 1 | 60 | Family Room | 212523 | Family Room | 0.00040077
Recessed Can | Incandescent |  | Reflector | 1 | 65 | Family Room | 212524 | Family Room | 0.00040077
Wall Mount | Incandescent |  | Standard A Lamp | 1 | 60 | Family Room | 212524 | Family Room | 0.00040077
Table | Compact Fluorescent |  | Twist | 1 | 22 | Family Room | 212524 | Family Room | 0.00040077
Recessed Can | Incandescent |  | Reflector | 1 | 65 | Family Room | 212524 | Family Room | 0.00040077
Low bay | Linear Fluorescent | 96 | T-12 | 2 | 100 | Garage | 212525 | Garage | 0.00040077
Low bay | Linear Fluorescent | 96 | T-12 | 2 | 100 | Garage | 212525 | Garage | 0.00040077
Recessed Can | Incandescent |  | Reflector | 1 | 65 | Bedroom | 212526 | Bedroom | 0.00040077
Floor lamp | Incandescent |  | Standard A Lamp | 1 | 65 | Bedroom | 212526 | Bedroom | 0.00040077
Wall Mount | Incandescent |  | Standard A Lamp | 1 | 65 | Hall | 212527 | Hall | 0.00040077
Recessed Can | Incandescent |  | Reflector | 1 | 65 | Kitchen | 212528 | Kitchen | 0.00040077
Recessed Can | Incandescent |  | Reflector | 1 | 65 | Kitchen | 212528 | Kitchen | 0.00040077
Chandelier (Hanging) | Incandescent |  | Globe | 1 | 75 | Kitchen | 212528 | Kitchen | 0.00040077
High bay | Linear Fluorescent | 48 | T-12 | 1 | 40 | Kitchen | 212528 | Kitchen | 0.00040077
Recessed Can | Incandescent |  | Reflector | 1 | 65 | Bathroom | 212529 | Bathroom | 0.00040077
Recessed Can | Incandescent |  | Reflector | 1 | 65 | Master Bedroom | 2125210 | Master Bedroom | 0.00040077
Ceiling Fixture | Linear Fluorescent | 48 | T-12 | 2 | 40 | Closet | 2125211 | Closet | 0.00040077
Recessed Can | Incandescent |  | Reflector | 1 | 65 | Office | 2125212 | Office | 0.00040077
Floor lamp | Incandescent |  | Standard A Lamp | 1 | 60 | Office | 2125212 | Office | 0.00040077
Ceiling Fixture | Linear Fluorescent | 48 | T-12 | 2 | 40 | Closet | 2125213 | Closet | 0.00040077
Ceiling Fixture | Linear Fluorescent | 48 | T-8 | 2 | 32 | Other | 2125214 | Other | 0.00040077
Table | Compact Fluorescent |  | Mini base | 1 | 22 | Other | 2125214 | Other | 0.00040077
Table | Incandescent |  | Standard A Lamp | 2 | 75 | Other | 2125214 | Other | 0.00040077
Ceiling Fan | Incandescent |  | Standard A Lamp | 2 | 60 | Other | 2125214 | Other | 0.00040077
Wall Mount | Incandescent |  | Standard A Lamp | 1 | 65 | Hall | 2125215 | Hall | 0.00040077
Ceiling Fixture | Linear Fluorescent | 48 | T-12 | 2 | 40 | Laundry Room | 2125216 | Laundry Room | 0.00040077
Wall Mount | Incandescent |  | Mini base | 5 | 40 | Bathroom | 212581 | Bathroom | 0.00040077
Chandelier (Hanging) | Compact Fluorescent |  | Twist | 2 | 22 | Dining Room | 212582 | Dining Room | 0.00040077
Wall Mount | Incandescent |  | Decorative | 1 | 60 | Dining Room | 212583 | Dining Room | 0.00040077
Wall Mount | Compact Fluorescent |  | Twist | 1 | 22 | Garage | 212584 | Garage | 0.00040077
Chandelier (Hanging) | Compact Fluorescent |  | Twist | 1 | 22 | Bedroom | 212585 | Bedroom | 0.00040077
Recessed - other | Incandescent |  | Reflector | 1 | 60 | Hall | 212586 | Hall | 0.00040077
Ceiling Fixture | Linear Fluorescent | 48 | T-8 | 4 | 32 | Kitchen | 212587 | Kitchen | 0.00040077
Chandelier (Hanging) | Incandescent |  | Globe | 1 | 75 | Living Room | 212588 | Living Room | 0.00040077
Table | Compact Fluorescent |  | Twist | 1 | 22 | Living Room | 212588 | Living Room | 0.00040077
Wall Mount | Compact Fluorescent |  | Twist | 2 | 22 | Master Bedroom | 212589 | Master Bedroom | 0.00040077
Chandelier (Hanging) | Compact Fluorescent |  | Twist | 1 | 22 | Bedroom | 2125810 | Bedroom | 0.00040077
Table | Halogen |  | Quartz Tube | 1 | 50 | Bedroom | 2125810 | Bedroom | 0.00040077
Ceiling Fixture | Linear Fluorescent | 48 | T-12 | 2 | 40 | Closet | 2125811 | Closet | 0.00040077
Ceiling Fixture | Linear Fluorescent | 96 | T-12 | 2 | 100 | Other | 2125812 | Other | 0.00040077
Ceiling Fixture | Linear Fluorescent | 48 | T-8 | 2 | 32 | Bathroom | 2125813 | Bathroom | 0.00040077
Ceiling Fixture | Compact Fluorescent |  | Twist | 1 | 22 | Bathroom | 212591 | Bathroom | 0.00094081
Track | Incandescent |  | Clear | 4 | 40 | Bathroom | 212591 | Bathroom | 0.00094081
Ceiling Fixture | Compact Fluorescent |  | Twist | 1 | 22 | Hall | 212592 | Hall | 0.00094081
Ceiling Fixture | Compact Fluorescent |  | Twist | 4 | 15 | Family Room | 212593 | Family Room | 0.00094081
Wall Mount | Incandescent |  | Standard A Lamp | 2 | 75 | Bathroom | 212594 | Bathroom | 0.00094081
Track | Incandescent |  | Decorative | 4 | 40 | Bathroom | 212594 | Bathroom | 0.00094081
Ceiling Fixture | Incandescent |  | Standard A Lamp | 2 | 75 | Hall | 212595 | Hall | 0.00094081
Ceiling Fixture | Compact Fluorescent |  | Twist | 1 | 15 | Hall | 212595 | Hall | 0.00094081
Ceiling Fixture | Incandescent |  | Decorative | 1 | 90 | Hall | 212595 | Hall | 0.00094081
Ceiling Fixture | Incandescent |  | Standard A Lamp | 1 | 75 | Other | 212596 | Other | 0.00094081
Ceiling Fixture | Incandescent |  | Standard A Lamp | 3 | 60 | Other | 212597 | Other | 0.00094081
Ceiling Fixture | Incandescent |  | Standard A Lamp | 1 | 60 | Closet | 212598 | Closet | 0.00094081
Wall Mount | Linear Fluorescent | 24 | T-5 | 1 | 20 | Laundry Room | 212599 | Laundry Room | 0.00094081
Chandelier (Hanging) | Compact Fluorescent |  | Twist | 4 | 15 | Kitchen | 2125910 | Kitchen | 0.00094081
Recessed Can | Compact Fluorescent |  | Twist | 1 | 22 | Kitchen | 2125910 | Kitchen | 0.00094081
Ceiling Fixture | Incandescent |  | Standard A Lamp | 1 | 75 | Garage | 2125911 | Garage | 0.00094081
Garage door opener | Incandescent |  | Standard A Lamp | 2 | 60 | Garage | 2125911 | Garage | 0.00094081
Ceiling Fixture | Incandescent |  | Reflector | 1 | 65 | Living Room | 2125912 | Living Room | 0.00094081
Ceiling Fixture | Incandescent |  | Standard A Lamp | 2 | 75 | Hall | 2125913 | Hall | 0.00094081
Ceiling Fixture | Compact Fluorescent |  | Twist | 2 | 22 | Office | 2125914 | Office | 0.00094081
Ceiling Fixture | Compact Fluorescent |  | Twist | 3 | 22 | Bedroom | 2125915 | Bedroom | 0.00094081
Ceiling Fixture | Compact Fluorescent |  | Twist | 1 | 22 | Bathroom | 2125916 | Bathroom | 0.00094081
Wall Mount | Incandescent |  | Decorative | 2 | 40 | Bathroom | 2125916 | Bathroom | 0.00094081
Ceiling Fan | Compact Fluorescent |  | Twist | 3 | 15 | Bedroom | 2125917 | Bedroom | 0.00094081
Table | Incandescent |  | Standard A Lamp | 1 | 40 | Bedroom | 2125917 | Bedroom | 0.00094081
Wall Mount | Incandescent |  | Globe | 4 | 60 | Bathroom | 212631 | Bathroom | 0.00047324
Ceiling Fixture | Incandescent |  | Standard A Lamp | 2 | 60 | Bedroom | 212632 | Bedroom | 0.00047324
Chandelier (Hanging) | Incandescent |  | Mini base | 6 | 40 | Dining Room | 212633 | Dining Room | 0.00047324
Ceiling Fixture | Incandescent |  | Globe | 1 | 60 | Garage | 212634 | Garage | 0.00047324
Ceiling Fixture | Incandescent |  | Standard A Lamp | 1 | 75 | Garage | 212634 | Garage | 0.00047324
Ceiling Fixture | Linear Fluorescent | 48 | T-12 | 2 | 40 | Garage | 212634 | Garage | 0.00047324
Ceiling Fixture | Compact Fluorescent |  | Twist | 2 | 15 | Hall | 212635 | Hall | 0.00047324
Ceiling Fixture | Incandescent |  | Standard A Lamp | 2 | 40 | Hall | 212635 | Hall | 0.00047324
Table | Compact Fluorescent |  | Twist | 1 | 15 | Living Room | 212636 | Living Room | 0.00047324
Floor lamp | Compact Fluorescent |  | Twist | 1 | 15 | Living Room | 212636 | Living Room | 0.00047324
Ceiling Fixture | Incandescent |  | Standard A Lamp | 2 | 40 | Master Bedroom | 212637 | Master Bedroom | 0.00047324
Floor lamp | Incandescent |  | Other | 1 | 40 | Master Bedroom | 212637 | Master Bedroom | 0.00047324
Table | Incandescent |  | Mini base | 1 | 5 | Master Bedroom | 212637 | Master Bedroom | 0.00047324
Ceiling Fixture | Halogen |  | MR | 4 | 50 | Office | 212638 | Office | 0.00047324
Ceiling Fixture | Incandescent |  | Standard A Lamp | 2 | 60 | Hall | 212639 | Hall | 0.00047324
Ceiling Fixture | Compact Fluorescent |  | Pin base | 1 | 22 | Laundry Room | 2126310 | Laundry Room | 0.00047324
Ceiling Fixture | Compact Fluorescent |  | Twist | 1 | 15 | Hall | 2126311 | Hall | 0.00047324
Wall Mount | Incandescent |  | Mini base | 4 | 40 | Bathroom | 2126312 | Bathroom | 0.00047324
Ceiling Fixture | Incandescent |  | Standard A Lamp | 2 | 60 | Bedroom | 2126313 | Bedroom | 0.00047324
Table | Incandescent |  | Standard A Lamp | 1 | 40 | Bedroom | 2126313 | Bedroom | 0.00047324
Ceiling Fixture | Incandescent |  | Standard A Lamp | 2 | 60 | Bedroom | 2126314 | Bedroom | 0.00047324
Ceiling Fixture | Incandescent |  | Standard A Lamp | 1 | 75 | Other | 2126315 | Other | 0.00047324
Ceiling Fixture | Compact Fluorescent |  | Twist | 1 | 15 | Family Room | 2126316 | Family Room | 0.00047324
Ceiling Fixture | Incandescent |  | Standard A Lamp | 1 | 60 | Family Room | 2126316 | Family Room | 0.00047324
Ceiling Fixture | Incandescent |  | Standard A Lamp | 1 | 60 | Other | 2126317 | Other | 0.00047324
Wall Mount | Incandescent |  | Globe | 4 | 40 | Bathroom | 2126318 | Bathroom | 0.00047324
Ceiling Fixture | Linear Fluorescent | 48 | T-12 | 4 | 40 | Kitchen | 2126319 | Kitchen | 0.00047324
Ceiling Fixture | Incandescent |  | Standard A Lamp | 5 | 60 | Family Room | 2126320 | Family Room | 0.00047324
Recessed Can | Compact Fluorescent |  | A shape bulb | 1 | 15 | Bathroom | 212641 | Bathroom | 0.00047324
Wall Mount | Incandescent |  | Decorative | 3 | 40 | Bathroom | 212642 | Bathroom | 0.00047324
Ceiling Fixture | Compact Fluorescent |  | Twist | 2 | 15 | Bedroom | 212643 | Bedroom | 0.00047324
Table | Compact Fluorescent |  | Twist | 1 | 15 | Bedroom | 212643 | Bedroom | 0.00047324
Recessed Can | Compact Fluorescent |  | Flood | 1 | 22 | Dining Room | 212644 | Dining Room | 0.00047324
Torchiere | Halogen |  | Quartz Tube | 1 | 150 | Dining Room | 212644 | Dining Room | 0.00047324
Chandelier (Hanging) | Compact Fluorescent |  | Twist | 3 | 15 | Hall | 212645 | Hall | 0.00047324
Ceiling Fixture | Compact Fluorescent |  | Twist | 1 | 15 | Hall | 212645 | Hall | 0.00047324
Recessed Can | Incandescent |  | Standard A Lamp | 1 | 60 | Family Room | 212646 | Family Room | 0.00047324
Wall Mount | Compact Fluorescent |  | Pin base | 1 | 22 | Family Room | 212646 | Family Room | 0.00047324
Ceiling Fixture | Compact Fluorescent |  | Twist | 1 | 22 | Hall | 212647 | Hall | 0.00047324
Wall Mount | Compact Fluorescent |  | Twist | 1 | 15 | Hall | 212647 | Hall | 0.00047324
Recessed Can | Compact Fluorescent |  | A shape bulb | 1 | 22 | Kitchen | 212648 | Kitchen | 0.00047324
Ceiling Fixture | Compact Fluorescent |  | A shape bulb | 2 | 22 | Laundry Room | 212649 | Laundry Room | 0.00047324
Floor lamp | Compact Fluorescent |  | Twist | 1 | 22 | Living Room | 2126410 | Living Room | 0.00047324
Table | Compact Fluorescent |  | Twist | 1 | 15 | Living Room | 2126410 | Living Room | 0.00047324
Ceiling Fixture | Compact Fluorescent |  | Twist | 2 | 15 | Bathroom | 2126411 | Bathroom | 0.00047324
Wall Mount | Incandescent |  | Mini base | 3 | 25 | Bathroom | 2126411 | Bathroom | 0.00047324
Table | Compact Fluorescent |  | Twist | 1 | 15 | Master Bedroom | 2126412 | Master Bedroom | 0.00047324
Ceiling Fixture | Compact Fluorescent |  | Twist | 2 | 15 | Master Bedroom | 2126412 | Master Bedroom | 0.00047324
Wall Mount | Compact Fluorescent |  | Twist | 1 | 15 | Master Bedroom | 2126412 | Master Bedroom | 0.00047324
Track | Incandescent |  | Standard A Lamp | 1 | 60 | Master Bedroom | 2126413 | Master Bedroom | 0.00047324
Table | Compact Fluorescent |  | Twist | 1 | 15 | Master Bedroom | 2126413 | Master Bedroom | 0.00047324
Ceiling Fan | Incandescent |  | Decorative | 3 | 40 | Office | 2126414 | Office | 0.00047324
Table | Incandescent |  | Standard A Lamp | 1 | 60 | Office | 2126414 | Office | 0.00047324
Ceiling Fixture | Linear Fluorescent | 48 | T-8 | 2 | 32 | Garage | 2126415 | Garage | 0.00047324
Ceiling Fan | Incandescent |  | Standard A Lamp | 4 | 60 | Master Bedroom | 212771 | Master Bedroom | 0.00040077
Table | Incandescent |  | Decorative | 1 | 40 | Master Bedroom | 212771 | Master Bedroom | 0.00040077
Wall Mount | Incandescent |  | Standard A Lamp | 3 | 60 | Bathroom | 212772 | Bathroom | 0.00040077
Wall Mount | Compact Fluorescent |  | A shape bulb | 1 | 15 | Bathroom | 212772 | Bathroom | 0.00040077
Chandelier (Hanging) | Incandescent |  | Decorative | 3 | 40 | Dining Room | 212773 | Dining Room | 0.00040077
Chandelier (Hanging) | Compact Fluorescent |  | Decorative | 1 | 22 | Dining Room | 212773 | Dining Room | 0.00040077
Ceiling Fixture | Compact Fluorescent |  | Twist | 1 | 15 | Hall | 212774 | Hall | 0.00040077
Ceiling Fixture | Incandescent |  | Standard A Lamp | 1 | 60 | Hall | 212775 | Hall | 0.00040077
Ceiling Fixture | Compact Fluorescent |  | Twist | 1 | 15 | Hall | 212775 | Hall | 0.00040077
Chandelier (Hanging) | Incandescent |  | Decorative | 2 | 40 | Hall | 212776 | Hall | 0.00040077
Track | Halogen |  | MR | 1 | 50 | Kitchen | 212777 | Kitchen | 0.00040077
Other | Incandescent |  | Clear | 1 | 25 | Kitchen | 212777 | Kitchen | 0.00040077
Ceiling Fixture | Incandescent |  | Reflector | 3 | 65 | Living Room | 212778 | Living Room | 0.00040077
Wall Mount | Compact Fluorescent |  | Reflector | 3 | 28 | Living Room | 212778 | Living Room | 0.00040077
Table | Compact Fluorescent |  | Twist | 1 | 15 | Living Room | 212778 | Living Room | 0.00040077
Ceiling Fixture | Incandescent |  | Standard A Lamp | 3 | 60 | Office | 212779 | Office | 0.00040077
Ceiling Fixture | Compact Fluorescent |  | Twist | 1 | 15 | Office | 212779 | Office | 0.00040077
Table | Linear Fluorescent | 18 | T-8 | 2 | 16 | Office | 212779 | Office | 0.00040077
Table | Incandescent |  | Mini base | 1 | 25 | Office | 212779 | Office | 0.00040077
Wall Mount | Incandescent |  | Standard A Lamp | 4 | 40 | Bathroom | 2127710 | Bathroom | 0.00040077
Ceiling Fixture | Compact Fluorescent |  | Twist | 1 | 15 | Bathroom | 2127710 | Bathroom | 0.00040077
Ceiling Fixture | Incandescent |  | Standard A Lamp | 4 | 60 | Bedroom | 2127711 | Bedroom | 0.00040077
Table | Compact Fluorescent |  | Twist | 1 | 15 | Bedroom | 2127711 | Bedroom | 0.00040077
Ceiling Fixture | Incandescent |  | Standard A Lamp | 1 | 60 | Closet | 2127712 | Closet | 0.00040077
Ceiling Fixture | Compact Fluorescent |  | Twist | 1 | 22 | Kitchen | 212911 | Kitchen | 0.0005169
Ceiling Fixture | Linear Fluorescent | 48 | T-12 | 2 | 32 | Kitchen | 212911 | Kitchen | 0.0005169
Ceiling Fixture | Compact Fluorescent |  | Twist | 2 | 22 | Hall | 212912 | Hall | 0.0005169
Ceiling Fixture | Compact Fluorescent |  | Twist | 3 | 22 | Hall | 212912 | Hall | 0.0005169
Ceiling Fixture | Incandescent |  | Standard A Lamp | 1 | 60 | Bedroom | 212913 | Bedroom | 0.0005169
Table | Incandescent |  | Standard A Lamp | 1 | 60 | Bedroom | 212913 | Bedroom | 0.0005169
Table | Incandescent |  | Standard A Lamp | 1 | 65 | Bedroom | 212913 | Bedroom | 0.0005169
Recessed Can | Halogen |  | MR | 1 | 50 | Living Room | 212914 | Living Room | 0.0005169
Ceiling Fixture | Compact Fluorescent |  | Twist | 1 | 15 | Living Room | 212914 | Living Room | 0.0005169
Table | Incandescent |  | Standard A Lamp | 1 | 75 | Living Room | 212914 | Living Room | 0.0005169
Ceiling Fixture | Incandescent |  | Standard A Lamp | 2 | 60 | Bedroom | 212915 | Bedroom | 0.0005169
Table | Incandescent |  | Standard A Lamp | 1 | 60 | Bedroom | 212915 | Bedroom | 0.0005169
Ceiling Fixture | Incandescent |  | Standard A Lamp | 1 | 60 | Bathroom | 212916 | Bathroom | 0.0005169
Ceiling Fan | Incandescent |  | Standard A Lamp | 1 | 40 | Bathroom | 212916 | Bathroom | 0.0005169
Ceiling Fixture | Compact Fluorescent |  | Twist | 1 | 15 | Office | 212917 | Office | 0.0005169
Recessed Can | Incandescent |  | Reflector | 1 | 65 | Bathroom | 212918 | Bathroom | 0.0005169
Ceiling Fixture | Incandescent |  | Standard A Lamp | 1 | 60 | Bathroom | 212918 | Bathroom | 0.0005169
Ceiling Fixture | Incandescent |  | Standard A Lamp | 1 | 40 | Bathroom | 212918 | Bathroom | 0.0005169
Ceiling Fixture | Compact Fluorescent |  | Twist | 3 | 22 | Master Bedroom | 212919 | Master Bedroom | 0.0005169
Table | Incandescent |  | Standard A Lamp | 1 | 60 | Master Bedroom | 212919 | Master Bedroom | 0.0005169
Table | Incandescent |  | Standard A Lamp | 1 | 100 | Master Bedroom | 212919 | Master Bedroom | 0.0005169
Ceiling Fixture | Compact Fluorescent |  | Twist | 1 | 15 | Garage | 2129110 | Garage | 0.0005169
Garage door opener | Compact Fluorescent |  | Twist | 2 | 15 | Garage | 2129110 | Garage | 0.0005169
Ceiling Fixture | Compact Fluorescent |  | Twist | 2 | 15 | Hall | 2129111 | Hall | 0.0005169
Ceiling Fixture | Linear Fluorescent | 48 | T-12 | 2 | 40 | Closet | 2129112 | Closet | 0.0005169
Ceiling Fixture | Compact Fluorescent |  | Twist | 2 | 16 | Family Room | 2129113 | Family Room | 0.0005169
Floor lamp | Incandescent |  | Standard A Lamp | 1 | 200 | Family Room | 2129113 | Family Room | 0.0005169
Table | Compact Fluorescent |  | Twist | 1 | 22 | Family Room | 2129113 | Family Room | 0.0005169
Ceiling Fixture | Incandescent |  | Standard A Lamp | 1 | 60 | Kitchen | 2129114 | Kitchen | 0.0005169
Ceiling Fixture | Compact Fluorescent |  | Twist | 1 | 22 | Kitchen | 2129114 | Kitchen | 0.0005169
Other | Linear Fluorescent | 12 | T-4 | 1 | 16 | Kitchen | 2129114 | Kitchen | 0.0005169
Chandelier (Hanging) | Compact Fluorescent |  | Twist | 5 | 15 | Other | 2129115 | Other | 0.0005169
Wall Mount | Incandescent |  | Mini base | 1 | 25 | Other | 2129115 | Other | 0.0005169
Wall Mount | Incandescent |  | Standard A Lamp | 2 | 75 | Bathroom | 2129116 | Bathroom | 0.0005169
Chandelier (Hanging) | Compact Fluorescent |  | Twist | 3 | 22 | Dining Room | 2129117 | Dining Room | 0.0005169
Floor lamp | Incandescent |  | Standard A Lamp | 2 | 40 | Living Room | 2129118 | Living Room | 0.0005169
Table | Incandescent |  | Standard A Lamp | 1 | 40 | Living Room | 2129118 | Living Room | 0.0005169
Table | Incandescent |  | Heat Lamp | 2 | 40 | Living Room | 2129118 | Living Room | 0.0005169
Wall Mount | Incandescent |  | Standard A Lamp | 1 | 40 | Closet | 2129119 | Closet | 0.0005169
Ceiling Fixture | Compact Fluorescent |  | Twist | 1 | 15 | Hall | 2129120 | Hall | 0.0005169
Ceiling Fixture | Compact Fluorescent |  | Twist | 2 | 15 | Bedroom | 2129121 | Bedroom | 0.0005169
Table | Incandescent |  | Standard A Lamp | 1 | 40 | Bedroom | 2129121 | Bedroom | 0.0005169
Table | Incandescent |  | Standard A Lamp | 1 | 60 | Bedroom | 2129121 | Bedroom | 0.0005169
Ceiling Fixture | Incandescent |  | Standard A Lamp | 3 | 60 | Bedroom | 212931 | Bedroom | 0.00094081
Ceiling Fixture | Incandescent |  | Standard A Lamp | 1 | 100 | Hall | 212932 | Hall | 0.00094081
Ceiling Fixture | Incandescent |  | Standard A Lamp | 2 | 65 | Bedroom | 212933 | Bedroom | 0.00094081
Ceiling Fixture | Incandescent |  | Standard A Lamp | 1 | 75 | Other | 212934 | Other | 0.00094081
Ceiling Fixture | Compact Fluorescent |  | Twist | 1 | 15 | Other | 212934 | Other | 0.00094081
Ceiling Fixture | Compact Fluorescent |  | Twist | 1 | 28 | Living Room | 212935 | Living Room | 0.00094081
Ceiling Fixture | Incandescent |  | Standard A Lamp | 1 | 75 | Living Room | 212935 | Living Room | 0.00094081
Ceiling Fixture | Linear Fluorescent | 48 | T-8 | 2 | 32 | Family Room | 212936 | Family Room | 0.00094081
Ceiling Fixture | Compact Fluorescent |  | Twist | 1 | 15 | Bedroom | 212937 | Bedroom | 0.00094081
Wall Mount | Incandescent |  | Standard A Lamp | 1 | 100 | Bathroom | 212938 | Bathroom | 0.00094081
Ceiling Fan | Compact Fluorescent |  | Twist | 3 | 28 | Dining Room | 2129310 | Dining Room | 0.00094081
Ceiling Fan | Compact Fluorescent |  | Twist | 1 | 22 | Kitchen | 2129311 | Kitchen | 0.00094081
Ceiling Fixture | Compact Fluorescent |  | Twist | 1 | 28 | Laundry Room | 2129312 | Laundry Room | 0.00094081
Wall Mount | Compact Fluorescent |  | Twist | 1 | 22 | Laundry Room | 2129312 | Laundry Room | 0.00094081
Ceiling Fixture | Incandescent |  | Standard A Lamp | 1 | 75 | Garage | 2129313 | Garage | 0.00094081
Ceiling Fan | Compact Fluorescent |  | Twist | 2 | 28 | Living Room | 2129314 | Living Room | 0.00094081
Ceiling Fixture | Compact Fluorescent |  | Twist | 1 | 22 | Hall | 2129315 | Hall | 0.00094081
Ceiling Fan | Compact Fluorescent |  | Twist | 3 | 28 | Master Bedroom | 2129316 | Master Bedroom | 0.00094081
Ceiling Fixture | Incandescent |  | Standard A Lamp | 2 | 60 | Master Bedroom | 2129316 | Master Bedroom | 0.00094081
Ceiling Fixture | Incandescent |  | Standard A Lamp | 1 | 75 | Bedroom | 2129317 | Bedroom | 0.00094081
Ceiling Fixture | Incandescent |  | Mini base | 5 | 40 | Dining Room | 212941 | Dining Room | 0.0005169
Recessed Can | Compact Fluorescent |  | Reflector | 1 | 15 | Kitchen | 212942 | Kitchen | 0.0005169
Ceiling Fixture | Incandescent |  | Mini base | 3 | 60 | Closet | 212943 | Closet | 0.0005169
Recessed Can | Compact Fluorescent |  | Reflector | 1 | 15 | Bathroom | 212944 | Bathroom | 0.0005169
Wall Mount | Incandescent |  | Standard A Lamp | 3 | 100 | Bathroom | 212944 | Bathroom | 0.0005169
Chandelier (Hanging) | Incandescent |  | Mini base | 4 | 60 | Bathroom | 212944 | Bathroom | 0.0005169
Wall Mount | Incandescent |  | Standard A Lamp | 3 | 100 | Bathroom | 212945 | Bathroom | 0.0005169
Table | Compact Fluorescent |  | Twist | 1 | 15 | Office | 212946 | Office | 0.0005169
Architectural | Other |  | Other | 1 | 50 | Office | 212946 | Office | 0.0005169
Wall Mount | Incandescent |  | Clear | 5 | 50 | Bathroom | 212947 | Bathroom | 0.0005169
Track | Incandescent |  | Reflector | 3 | 75 | Bedroom | 212948 | Bedroom | 0.0005169
Ceiling Fixture | Linear Fluorescent | 48 | T-12 | 2 | 40 | Garage | 212949 | Garage | 0.0005169
Wall Mount | Incandescent |  | Reflector | 2 | 75 | Garage | 212949 | Garage | 0.0005169
Ceiling Fixture | Incandescent |  | Clear | 3 | 40 | Closet | 2129410 | Closet | 0.0005169
Ceiling Fixture | Incandescent |  | Reflector | 1 | 75 | Living Room | 2129411 | Living Room | 0.0005169
Table | Incandescent |  | Standard A Lamp | 1 | 100 | Living Room | 2129411 | Living Room | 0.0005169
Floor lamp | Incandescent |  | Standard A Lamp | 1 | 100 | Living Room | 2129411 | Living Room | 0.0005169
Chandelier (Hanging) | Incandescent |  | Mini base | 3 | 40 | Hall | 2129412 | Hall | 0.0005169
Ceiling Fixture | Incandescent |  | Clear | 3 | 25 | Hall | 2129412 | Hall | 0.0005169
Table | Incandescent |  | Standard A Lamp | 1 | 75 | Family Room | 2129413 | Family Room | 0.0005169
Ceiling Fixture | Compact Fluorescent |  | Reflector | 1 | 15 | Family Room | 2129413 | Family Room | 0.0005169
Recessed Can | Compact Fluorescent |  | Reflector | 1 | 15 | Family Room | 2129413 | Family Room | 0.0005169
Wall Mount | Incandescent |  | Standard A Lamp | 1 | 65 | Closet | 2129414 | Closet | 0.0005169
Ceiling Fixture | Incandescent |  | Standard A Lamp | 1 | 75 | Laundry Room | 2129415 | Laundry Room | 0.0005169
Table | Compact Fluorescent |  | Twist | 1 | 15 | Master Bedroom | 2129416 | Master Bedroom | 0.0005169
Table | Incandescent |  | Standard A Lamp | 2 | 75 | Master Bedroom | 2129416 | Master Bedroom | 0.0005169
Table | Incandescent |  | Standard A Lamp | 1 | 60 | Master Bedroom | 2129416 | Master Bedroom | 0.0005169
Ceiling Fixture | Incandescent |  | Standard A Lamp | 1 | 60 | Bathroom | 212951 | Bathroom | 0.00040077
Table | Halogen |  | PAR | 1 | 30 | Bedroom | 212952 | Bedroom | 0.00040077
Chandelier (Hanging) | Incandescent |  | Standard A Lamp | 1 | 60 | Bedroom | 212952 | Bedroom | 0.00040077
Ceiling Fixture | Incandescent |  | Standard A Lamp | 1 | 60 | Closet | 212953 | Closet | 0.00040077
Ceiling Fixture | Incandescent |  | Standard A Lamp | 1 | 60 | Hall | 212954 | Hall | 0.00040077
Recessed Can | Incandescent |  | Reflector | 1 | 65 | Kitchen | 212955 | Kitchen | 0.00040077
Wall Mount | Halogen |  | PAR | 1 | 20 | Kitchen | 212955 | Kitchen | 0.00040077
Wall Mount | Incandescent |  | Standard A Lamp | 1 | 60 | Kitchen | 212955 | Kitchen | 0.00040077
Ceiling Fixture | Incandescent |  | Standard A Lamp | 1 | 60 | Laundry Room | 212956 | Laundry Room | 0.00040077
Ceiling Fixture | Incandescent |  | Standard A Lamp | 1 | 60 | Laundry Room | 212957 | Laundry Room | 0.00040077
Ceiling Fixture | Compact Fluorescent |  | Twist | 1 | 15 | Bathroom | 212961 | Bathroom | 0.0004784
Ceiling Fixture | Compact Fluorescent |  | Twist | 1 | 15 | Bedroom | 212962 | Bedroom | 0.0004784
Ceiling Fixture | Compact Fluorescent |  | Twist | 1 | 15 | Kitchen | 212963 | Kitchen | 0.0004784
Ceiling Fixture | Compact Fluorescent |  | Straight Tube | 1 | 15 | Laundry Room | 212964 | Laundry Room | 0.0004784
Ceiling Fixture | Compact Fluorescent |  | Twist | 1 | 15 | Living Room | 212965 | Living Room | 0.0004784
Ceiling Fixture | Compact Fluorescent |  | Twist | 1 | 15 | Master Bedroom | 212966 | Master Bedroom | 0.0004784
Wall Mount | Incandescent |  | Globe | 4 | 60 | Bathroom | 212981 | Bathroom | 0.00094081
Wall Mount | Incandescent |  | Globe | 8 | 40 | Bathroom | 212982 | Bathroom | 0.00094081
Wall Mount | Compact Fluorescent |  | Twist | 3 | 23 | Bathroom | 212983 | Bathroom | 0.00094081
Ceiling Fixture | Compact Fluorescent |  | Twist | 4 | 13 | Bedroom | 212984 | Bedroom | 0.00094081
Table | Incandescent |  | Mini base | 1 | 40 | Bedroom | 212984 | Bedroom | 0.00094081
Ceiling Fixture | Compact Fluorescent |  | Twist | 2 | 26 | Bedroom | 212985 | Bedroom | 0.00094081
Table | Incandescent |  | Standard A Lamp | 1 | 60 | Bedroom | 212985 | Bedroom | 0.00094081
Ceiling Fan | Compact Fluorescent |  | Twist | 3 | 23 | Bedroom | 212986 | Bedroom | 0.00094081
Table | Halogen |  | Other | 1 | 50 | Bedroom | 212986 | Bedroom | 0.00094081
Table | Incandescent |  | Clear | 1 | 60 | Bedroom | 212986 | Bedroom | 0.00094081
Ceiling Fixture | Compact Fluorescent |  | Pin base | 1 | 22 | Bedroom | 212987 | Bedroom | 0.00094081
Table | Compact Fluorescent |  | Twist | 1 | 23 | Bedroom | 212987 | Bedroom | 0.00094081
Table | Halogen |  | Other | 1 | 20 | Bedroom | 212987 | Bedroom | 0.00094081
Ceiling Fixture | Linear Fluorescent | 48 | T-8 | 2 | 32 | Bedroom | 212988 | Bedroom | 0.00094081
Chandelier (Hanging) | Compact Fluorescent |  | Twist | 5 | 26 | Dining Room | 212989 | Dining Room | 0.00094081
Wall Mount | Compact Fluorescent |  | Twist | 1 | 23 | Hall | 2129810 | Hall | 0.00094081
Ceiling Fixture | Incandescent |  | Clear | 1 | 60 | Hall | 2129810 | Hall | 0.00094081
Ceiling Fixture | Compact Fluorescent |  | Twist | 1 | 23 | Hall | 2129810 | Hall | 0.00094081
Ceiling Fixture | Linear Fluorescent | 48 | T-8 | 4 | 32 | Family Room | 2129811 | Family Room | 0.00094081
Ceiling Fixture | Compact Fluorescent |  | Twist | 1 | 15 | Family Room | 2129811 | Family Room | 0.00094081
Floor lamp | Incandescent |  | 3-Way Incandescent | 1 | 70 | Family Room | 2129811 | Family Room | 0.00094081
Ceiling Fixture | Incandescent |  | Standard A Lamp | 1 | 75 | Other | 2129812 | Other | 0.00094081
Ceiling Fixture | Linear Fluorescent | 48 | T-12 | 4 | 40 | Kitchen | 2129813 | Kitchen | 0.00094081
Ceiling Fixture | Linear Fluorescent | 48 | T-8 | 4 | 32 | Kitchen | 2129814 | Kitchen | 0.00094081
Ceiling Fixture | Linear Fluorescent | 12 | T-8 | 1 | 15 | Kitchen | 2129814 | Kitchen | 0.00094081
Ceiling Fan | Compact Fluorescent |  | Twist | 3 | 13 | Laundry Room | 2129815 | Laundry Room | 0.00094081
Floor lamp | Compact Fluorescent |  | Twist | 1 | 32 | Living Room | 2129816 | Living Room | 0.00094081
Table | Incandescent |  | 3-Way Incandescent | 1 | 70 | Living Room | 2129816 | Living Room | 0.00094081
Table | Compact Fluorescent |  | Twist | 1 | 15 | Living Room | 2129816 | Living Room | 0.00094081
Floor lamp | Compact Fluorescent |  | Pin base | 1 | 27 | Living Room | 2129816 | Living Room | 0.00094081
Ceiling Fixture | Incandescent |  | Standard A Lamp | 1 | 60 | Bathroom | 213051 | Bathroom | 0.00040077
Table | Incandescent |  | Standard A Lamp | 1 | 40 | Bedroom | 213052 | Bedroom | 0.00040077
Ceiling Fixture | Incandescent |  | Standard A Lamp | 1 | 60 | Bedroom | 213052 | Bedroom | 0.00040077
Ceiling Fixture | Incandescent |  | Standard A Lamp | 1 | 100 | Kitchen | 213053 | Kitchen | 0.00040077
Ceiling Fixture | Compact Fluorescent |  | Twist | 2 | 15 | Kitchen | 213053 | Kitchen | 0.00040077
Table | Incandescent |  | Decorative | 1 | 25 | Kitchen | 213053 | Kitchen | 0.00040077
Table | Incandescent |  | Decorative | 2 | 40 | Living Room | 213054 | Living Room | 0.00040077
Table | Incandescent |  | Standard A Lamp | 1 | 60 | Living Room | 213054 | Living Room | 0.00040077
Ceiling Fixture | Compact Fluorescent |  | Straight Tube | 1 | 28 | Living Room | 213054 | Living Room | 0.00040077
Table | Compact Fluorescent |  | Twist | 1 | 15 | Living Room | 213054 | Living Room | 0.00040077
Table | Incandescent |  | Standard A Lamp | 1 | 25 | Other | 213055 | Other | 0.00040077
Ceiling Fixture | Compact Fluorescent |  | Twist | 1 | 13 | Bathroom | 213161 | Bathroom | 0.00094081
Ceiling Fixture | Compact Fluorescent |  | Twist | 2 | 15 | Bedroom | 213162 | Bedroom | 0.00094081
Table | Compact Fluorescent |  | Twist | 1 | 13 | Bedroom | 213162 | Bedroom | 0.00094081
Ceiling Fixture | Compact Fluorescent |  | Twist | 2 | 15 | Dining Room | 213164 | Dining Room | 0.00094081
Ceiling Fan | Incandescent |  | Standard A Lamp | 1 | 60 | Kitchen | 213165 | Kitchen | 0.00094081
Ceiling Fixture | Compact Fluorescent |  | Twist | 1 | 15 | Laundry Room | 213166 | Laundry Room | 0.00094081
Ceiling Fan | Compact Fluorescent |  | Twist | 1 | 22 | Living Room | 213167 | Living Room | 0.00094081
Ceiling Fixture | Compact Fluorescent |  | Twist | 1 | 13 | Bedroom | 213168 | Bedroom | 0.00094081
Ceiling Fixture | Incandescent |  | Standard A Lamp | 1 | 60 | Other | 213191 | Other | 0.00052955
Ceiling Fixture | Incandescent |  | Standard A Lamp | 1 | 60 | Bathroom | 213192 | Bathroom | 0.00052955
Track | Incandescent |  | Globe | 5 | 40 | Bathroom | 213192 | Bathroom | 0.00052955
Ceiling Fixture | Incandescent |  | Clear | 3 | 60 | Bedroom | 213193 | Bedroom | 0.00052955
Ceiling Fixture | Incandescent |  | Standard A Lamp | 1 | 60 | Bedroom | 213194 | Bedroom | 0.00052955
Ceiling Fixture | Incandescent |  | Standard A Lamp | 1 | 60 | Bedroom | 213195 | Bedroom | 0.00052955
Ceiling Fixture | Incandescent |  | Standard A Lamp | 1 | 60 | Hall | 213196 | Hall | 0.00052955
Ceiling Fixture | Compact Fluorescent |  | Twist | 2 | 15 | Hall | 213197 | Hall | 0.00052955
Ceiling Fixture | Incandescent |  | Standard A Lamp | 1 | 60 | Hall | 213198 | Hall | 0.00052955
Ceiling Fixture | Incandescent |  | Standard A Lamp | 3 | 60 | Kitchen | 213199 | Kitchen | 0.00052955
Ceiling Fan | Incandescent |  | Standard A Lamp | 3 | 60 | Living Room | 2131910 | Living Room | 0.00052955
Floor lamp | Incandescent |  | Standard A Lamp | 1 | 60 | Living Room | 2131910 | Living Room | 0.00052955
Ceiling Fan | Incandescent |  | Standard A Lamp | 2 | 60 | Office | 2131911 | Office | 0.00052955
Ceiling Fan | Incandescent |  | Standard A Lamp | 4 | 60 | Other | 2131912 | Other | 0.00052955
Ceiling Fixture | Linear Fluorescent | 60 | T-12 | 4 | 40 | Other | 2131912 | Other | 0.00052955
Ceiling Fixture | Incandescent |  | Heat Lamp | 1 | 250 | Bathroom | 213201 | Bathroom | 0.0005169
Wall Mount | Incandescent |  | Standard A Lamp | 2 | 60 | Bathroom | 213201 | Bathroom | 0.0005169
Ceiling Fixture | Compact Fluorescent |  | Twist | 1 | 15 | Bathroom | 213202 | Bathroom | 0.0005169
Wall Mount | Incandescent |  | Globe | 4 | 60 | Bathroom | 213202 | Bathroom | 0.0005169
Wall Mount | Halogen |  | Quartz Tube | 1 | 150 | Bedroom | 213203 | Bedroom | 0.0005169
Table | Incandescent |  | Standard A Lamp | 1 | 75 | Bedroom | 213203 | Bedroom | 0.0005169
Wall Mount | Incandescent |  | Standard A Lamp | 1 | 60 | Bedroom | 213204 | Bedroom | 0.0005169
Table | Incandescent |  | Standard A Lamp | 1 | 60 | Bedroom | 213204 | Bedroom | 0.0005169
Chandelier (Hanging) | Incandescent |  | Standard A Lamp | 4 | 60 | Dining Room | 213205 | Dining Room | 0.0005169
Torchiere | Incandescent |  | 3-Way Incandescent | 1 | 100 | Family Room | 213206 | Family Room | 0.0005169
Floor lamp | Incandescent |  | Standard A Lamp | 1 | 75 | Family Room | 213206 | Family Room | 0.0005169
Table | Incandescent |  | Standard A Lamp | 1 | 60 | Family Room | 213206 | Family Room | 0.0005169
Ceiling Fixture | Compact Fluorescent |  | Twist | 1 | 23 | Garage | 213207 | Garage | 0.0005169
Garage door opener | Incandescent |  | Standard A Lamp | 2 | 40 | Garage | 213207 | Garage | 0.0005169
Ceiling Fixture | Incandescent |  | Standard A Lamp | 1 | 60 | Hall | 213208 | Hall | 0.0005169
Ceiling Fixture | Linear Fluorescent |  | Fluorescent Other | 1 | 60 | Laundry Room | 213209 | Laundry Room | 0.0005169
Wall Mount | Halogen |  | Quartz Tube | 1 | 150 | Master Bedroom | 2132010 | Master Bedroom | 0.0005169
Architectural | Incandescent |  | Colored | 1 | 70 | Master Bedroom | 2132010 | Master Bedroom | 0.0005169
Recessed Can | Incandescent |  | Reflector | 1 | 65 | Kitchen | 2132011 | Kitchen | 0.0005169
Architectural | Linear Fluorescent | 24 | T-5 | 1 | 13 | Kitchen | 2132011 | Kitchen | 0.0005169
Architectural | Linear Fluorescent | 12 | T-5 | 1 | 8 | Kitchen | 2132011 | Kitchen | 0.0005169
Ceiling Fixture | Incandescent |  | Standard A Lamp | 1 | 60 | Other | 2132012 | Other | 0.0005169
Wall Mount | Incandescent |  | Standard A Lamp | 4 | 40 | Bathroom | 213261 | Bathroom | 0.0004784
Ceiling Fixture | Incandescent |  | Reflector | 2 | 65 | Bathroom | 213261 | Bathroom | 0.0004784
Wall Mount | Compact Fluorescent |  | Twist | 4 | 22 | Bathroom | 213262 | Bathroom | 0.0004784
Ceiling Fixture | Incandescent |  | Reflector | 2 | 125 | Bathroom | 213262 | Bathroom | 0.0004784
Ceiling Fixture | Incandescent |  | Standard A Lamp | 3 | 60 | Bedroom | 213263 | Bedroom | 0.0004784
Table | Incandescent |  | Decorative | 1 | 40 | Bedroom | 213263 | Bedroom | 0.0004784
Recessed Can | Incandescent |  | Reflector | 1 | 40 | Bedroom | 213264 | Bedroom | 0.0004784
Chandelier (Hanging) | Incandescent |  | Standard A Lamp | 1 | 100 | Bedroom | 213264 | Bedroom | 0.0004784
Table | Incandescent |  | Standard A Lamp | 1 | 60 | Bedroom | 213264 | Bedroom | 0.0004784
Ceiling Fixture | Incandescent |  | Standard A Lamp | 1 | 60 | Garage | 213265 | Garage | 0.0004784
Ceiling Fixture | Incandescent |  | Standard A Lamp | 1 | 75 | Hall | 213266 | Hall | 0.0004784
Chandelier (Hanging) | Incandescent |  | Decorative | 12 | 40 | Kitchen | 213267 | Kitchen | 0.0004784
Recessed Can | Incandescent |  | Reflector | 1 | 65 | Kitchen | 213267 | Kitchen | 0.0004784
Recessed - other | Linear Fluorescent | 12 | T-5 | 1 | 16 | Kitchen | 213267 | Kitchen | 0.0004784
Table | Incandescent |  | Standard A Lamp | 1 | 100 | Living Room | 213268 | Living Room | 0.0004784
Table | Compact Fluorescent |  | Twist | 1 | 22 | Living Room | 213268 | Living Room | 0.0004784
Ceiling Fan | Incandescent |  | Reflector | 3 | 40 | Bedroom | 213269 | Bedroom | 0.0004784
Track | Incandescent |  | Reflector | 1 | 40 | Bedroom | 213269 | Bedroom | 0.0004784
Table | Incandescent |  | Standard A Lamp | 1 | 60 | Bedroom | 213269 | Bedroom | 0.0004784
Floor lamp | Incandescent |  | Standard A Lamp | 1 | 75 | Living Room | 213341 | Living Room | 0.0030496
Ceiling Fan | Incandescent |  | Standard A Lamp | 3 | 60 | Kitchen | 213342 | Kitchen | 0.0030496
Ceiling Fixture | Incandescent |  | Standard A Lamp | 3 | 60 | Kitchen | 213342 | Kitchen | 0.0030496
Architectural | Incandescent |  | Standard A Lamp | 1 | 40 | Kitchen | 213342 | Kitchen | 0.0030496
Ceiling Fixture | Compact Fluorescent |  | Twist | 1 | 15 | Hall | 213343 | Hall | 0.0030496
Ceiling Fixture | Compact Fluorescent |  | Twist | 2 | 15 | Bedroom | 213344 | Bedroom | 0.0030496
Table | Compact Fluorescent |  | Twist | 1 | 15 | Bedroom | 213344 | Bedroom | 0.0030496
Wall Mount | Incandescent |  | Mini base | 8 | 25 | Bathroom | 213345 | Bathroom | 0.0030496
Ceiling Fixture | Compact Fluorescent |  | Twist | 2 | 15 | Bathroom | 213346 | Bathroom | 0.0030496
Ceiling Fan | Incandescent |  | Standard A Lamp | 1 | 60 | Bedroom | 213347 | Bedroom | 0.0030496
Ceiling Fixture | Compact Fluorescent |  | Twist | 1 | 22 | Bedroom | 213348 | Bedroom | 0.0030496
Floor lamp | Incandescent |  | Standard A Lamp | 1 | 60 | Bedroom | 213348 | Bedroom | 0.0030496
Ceiling Fixture | Compact Fluorescent |  | Twist | 2 | 14 | Bathroom | 213431 | Bathroom | 0.0020539
Wall Mount | Compact Fluorescent |  | Twist | 1 | 13 | Bathroom | 213431 | Bathroom | 0.0020539
Ceiling Fan | Incandescent |  | Standard A Lamp | 3 | 60 | Bedroom | 213432 | Bedroom | 0.0020539
Table | Compact Fluorescent |  | Twist | 1 | 13 | Bedroom | 213432 | Bedroom | 0.0020539
Ceiling Fixture | Incandescent |  | Standard A Lamp | 2 | 60 | Bedroom | 213433 | Bedroom | 0.0020539
Ceiling Fixture | Linear Fluorescent | 48 | T-12 | 2 | 40 | Office | 213434 | Office | 0.0020539
Floor lamp | Incandescent |  | Standard A Lamp | 9 | 60 | Office | 213434 | Office | 0.0020539
Floor lamp | Compact Fluorescent |  | Twist | 1 | 15 | Office | 213434 | Office | 0.0020539
Ceiling Fan | Incandescent |  | Standard A Lamp | 4 | 60 | Dining Room | 213435 | Dining Room | 0.0020539
Ceiling Fixture | Incandescent |  | Standard A Lamp | 1 | 60 | Hall | 213436 | Hall | 0.0020539
Ceiling Fixture | Incandescent |  | Mini base | 3 | 40 | Hall | 213436 | Hall | 0.0020539
Chandelier (Hanging) | Incandescent |  | Standard A Lamp | 1 | 60 | Kitchen | 213437 | Kitchen | 0.0020539
Ceiling Fixture | Compact Fluorescent |  | Twist | 3 | 18 | Kitchen | 213437 | Kitchen | 0.0020539
Ceiling Fixture | Incandescent |  | Standard A Lamp | 1 | 60 | Kitchen | 213437 | Kitchen | 0.0020539
Ceiling Fixture | Compact Fluorescent |  | Circline (Screw Base) | 2 | 27 | Laundry Room | 213438 | Laundry Room | 0.0020539
Floor lamp | Compact Fluorescent |  | Twist | 3 | 15 | Living Room | 213439 | Living Room | 0.0020539
Floor lamp | Incandescent |  | Standard A Lamp | 7 | 60 | Living Room | 213439 | Living Room | 0.0020539
Wall Mount | Incandescent |  | Globe | 6 | 60 | Bathroom | 2134310 | Bathroom | 0.0020539
Ceiling Fixture | Compact Fluorescent |  | Twist | 1 | 15 | Bathroom | 2134310 | Bathroom | 0.0020539
Ceiling Fan | Incandescent |  | Decorative | 3 | 50 | Master Bedroom | 2134311 | Master Bedroom | 0.0020539
Table | Incandescent |  | Clear | 1 | 60 | Master Bedroom | 2134311 | Master Bedroom | 0.0020539
Ceiling Fan | Incandescent |  | Standard A Lamp | 1 | 75 | Office | 2134312 | Office | 0.0020539
Wall Mount | Incandescent |  | Globe | 3 | 40 | Bathroom | 213451 | Bathroom | 0.00040077
Ceiling Fixture | Incandescent |  | Standard A Lamp | 2 | 60 | Bedroom | 213452 | Bedroom | 0.00040077
Ceiling Fixture | Incandescent |  | Standard A Lamp | 2 | 60 | Hall | 213453 | Hall | 0.00040077
Ceiling Fixture | Halogen |  | PAR | 3 | 75 | Kitchen | 213454 | Kitchen | 0.00040077
Ceiling Fixture | Incandescent |  | Standard A Lamp | 2 | 60 | Kitchen | 213454 | Kitchen | 0.00040077
Floor lamp | Incandescent |  | Standard A Lamp | 1 | 60 | Living Room | 213455 | Living Room | 0.00040077
Wall Mount | Incandescent |  | Clear | 2 | 25 | Bathroom | 213501 | Bathroom | 0.0020539
Ceiling Fixture | Incandescent |  | Standard A Lamp | 1 | 40 | Bathroom | 213501 | Bathroom | 0.0020539
Wall Mount | Halogen |  | Quartz Tube | 2 | 100 | Bathroom | 213502 | Bathroom | 0.0020539
Chandelier (Hanging) | Compact Fluorescent |  | Twist | 3 | 22 | Hall | 213503 | Hall | 0.0020539
Recessed Can | Incandescent |  | Reflector | 1 | 65 | Hall | 213503 | Hall | 0.0020539
Ceiling Fan | Compact Fluorescent |  | Decorative | 1 | 36 | Hall | 213503 | Hall | 0.0020539
Chandelier (Hanging) | Compact Fluorescent |  | Twist | 1 | 22 | Bedroom | 213504 | Bedroom | 0.0020539
Table | Incandescent |  | Decorative | 1 | 5 | Bedroom | 213504 | Bedroom | 0.0020539
Recessed Can | Compact Fluorescent |  | Twist | 1 | 22 | Kitchen | 213505 | Kitchen | 0.0020539
Chandelier (Hanging) | Halogen |  | PAR | 1 | 50 | Kitchen | 213505 | Kitchen | 0.0020539
Recessed Can | Compact Fluorescent |  | Twist | 1 | 22 | Laundry Room | 213506 | Laundry Room | 0.0020539
Track | Halogen |  | PAR | 3 | 50 | Laundry Room | 213506 | Laundry Room | 0.0020539
Recessed Can | Compact Fluorescent |  | Twist | 1 | 22 | Living Room | 213507 | Living Room | 0.0020539
Track | Halogen |  | PAR | 3 | 50 | Living Room | 213507 | Living Room | 0.0020539
Wall Mount | Halogen | 24 | Quartz Tube | 2 | 30 | Bathroom | 213508 | Bathroom | 0.0020539
Ceiling Fixture | Compact Fluorescent |  | Twist | 1 | 15 | Bathroom | 213508 | Bathroom | 0.0020539
Track | Halogen |  | PAR | 3 | 50 | Master Bedroom | 213509 | Master Bedroom | 0.0020539
Ceiling Fan | Compact Fluorescent |  | Circline (Screw Base) | 1 | 28 | Master Bedroom | 213509 | Master Bedroom | 0.0020539
Table | Incandescent |  | Decorative | 2 | 5 | Master Bedroom | 213509 | Master Bedroom | 0.0020539
Ceiling Fixture | Linear Fluorescent | 48 | T-8 | 2 | 20 | Master Bedroom | 2135010 | Master Bedroom | 0.0020539
Recessed Can | Compact Fluorescent |  | Twist | 1 | 22 | Office | 2135011 | Office | 0.0020539
Ceiling Fixture | Incandescent |  | Decorative | 2 | 25 | Office | 2135011 | Office | 0.0020539
Low bay | Linear Fluorescent | 60 | T-12 | 2 | 40 | Garage | 2135012 | Garage | 0.0020539
Ceiling Fixture | Compact Fluorescent |  | Twist | 1 | 22 | Garage | 2135012 | Garage | 0.0020539
Chandelier (Hanging) | Compact Fluorescent |  | Twist | 1 | 22 | Bedroom | 2135013 | Bedroom | 0.0020539
Ceiling Fixture | Halogen |  | PAR | 1 | 50 | Bedroom | 2135013 | Bedroom | 0.0020539
Wall Mount | Linear Fluorescent | 24 | T-8 | 2 | 20 | Bathroom | 213531 | Bathroom | 0.00029634
Ceiling Fixture | Compact Fluorescent |  | Twist | 2 | 22 | Closet | 213532 | Closet | 0.00029634
Ceiling Fixture | Compact Fluorescent |  | Circline (Screw Base) | 1 | 22 | Family Room | 213533 | Family Room | 0.00029634
Table | Incandescent |  | Standard A Lamp | 1 | 150 | Family Room | 213533 | Family Room | 0.00029634
Wall Mount | Compact Fluorescent |  | Decorative | 1 | 13 | Family Room | 213533 | Family Room | 0.00029634
Table | Linear Fluorescent | 24 | T-8 | 1 | 16 | Family Room | 213533 | Family Room | 0.00029634
Ceiling Fixture | Compact Fluorescent |  | Twist | 1 | 22 | Other | 213534 | Other | 0.00029634
Ceiling Fixture | Compact Fluorescent |  | Reflector | 1 | 15 | Other | 213534 | Other | 0.00029634
Ceiling Fixture | Linear Fluorescent | 48 | T-12 | 1 | 40 | Other | 213534 | Other | 0.00029634
Ceiling Fixture | Incandescent |  | Standard A Lamp | 2 | 60 | Bedroom | 213535 | Bedroom | 0.00029634
Table | Compact Fluorescent |  | Twist | 1 | 15 | Bedroom | 213535 | Bedroom | 0.00029634
Table | Incandescent |  | Standard A Lamp | 1 | 40 | Bedroom | 213535 | Bedroom | 0.00029634
Ceiling Fixture | Compact Fluorescent |  | Twist | 2 | 13 | Bedroom | 213536 | Bedroom | 0.00029634
Table | Compact Fluorescent |  | Pin base | 1 | 22 | Bedroom | 213536 | Bedroom | 0.00029634
Ceiling Fixture | Compact Fluorescent |  | Twist | 1 | 15 | Bedroom | 213536 | Bedroom | 0.00029634
Ceiling Fixture | Incandescent |  | Standard A Lamp | 2 | 60 | Bedroom | 213537 | Bedroom | 0.00029634
Wall Mount | Linear Fluorescent | 24 | T-12 | 1 | 20 | Bedroom | 213537 | Bedroom | 0.00029634
Ceiling Fixture | Compact Fluorescent |  | Twist | 1 | 15 | Hall | 213538 | Hall | 0.00029634
Chandelier (Hanging) | Compact Fluorescent |  | Twist | 5 | 15 | Kitchen | 213539 | Kitchen | 0.00029634
Ceiling Fixture | Incandescent |  | Standard A Lamp | 1 | 60 | Kitchen | 213539 | Kitchen | 0.00029634
Chandelier (Hanging) | Incandescent |  | Decorative | 4 | 40 | Living Room | 2135310 | Living Room | 0.00029634
Floor lamp | Incandescent |  | Standard A Lamp | 1 | 150 | Living Room | 2135310 | Living Room | 0.00029634
Table | Incandescent |  | Standard A Lamp | 1 | 60 | Living Room | 2135310 | Living Room | 0.00029634
Ceiling Fixture | Compact Fluorescent |  | Twist | 1 | 22 | Living Room | 2135310 | Living Room | 0.00029634
Wall Mount | Incandescent |  | Standard A Lamp | 2 | 40 | Bathroom | 2135311 | Bathroom | 0.00029634
Table | Incandescent |  | Standard A Lamp | 1 | 60 | Bedroom | 2135312 | Bedroom | 0.00029634
Ceiling Fixture | Incandescent |  | Standard A Lamp | 2 | 60 | Bedroom | 2135312 | Bedroom | 0.00029634
Ceiling Fixture | Linear Fluorescent | 24 | T-8 | 2 | 20 | Bedroom | 2135312 | Bedroom | 0.00029634
Ceiling Fixture | Incandescent |  | Standard A Lamp | 1 | 60 | Bathroom | 2135313 | Bathroom | 0.00029634
Wall Mount | Linear Fluorescent | 24 | T-8 | 2 | 20 | Bathroom | 2135313 | Bathroom | 0.00029634
Wall Mount | Compact Fluorescent |  | Twist | 1 | 15 | Bathroom | 2135313 | Bathroom | 0.00029634
Ceiling Fixture | Compact Fluorescent |  | Twist | 2 | 15 | Bedroom | 2135314 | Bedroom | 0.00029634
Floor lamp | Halogen |  | Quartz Tube | 1 | 100 | Bedroom | 2135314 | Bedroom | 0.00029634
Ceiling Fixture | Compact Fluorescent |  | Twist | 1 | 22 | Hall | 2135315 | Hall | 0.00029634
Wall Mount | Incandescent |  | Globe | 1 | 60 | Bathroom | 213551 | Bathroom | 0.0020539
Wall Mount | Incandescent |  | Globe | 3 | 40 | Bathroom | 213551 | Bathroom | 0.0020539
Wall Mount | Incandescent |  | Mini base | 1 | 4 | Bathroom | 213551 | Bathroom | 0.0020539
Ceiling Fixture | Incandescent |  | Standard A Lamp | 2 | 60 | Bedroom | 213552 | Bedroom | 0.0020539
Chandelier (Hanging) | Incandescent |  | Mini base | 4 | 40 | Dining Room | 213553 | Dining Room | 0.0020539
Recessed - other | Incandescent |  | Reflector | 1 | 65 | Hall | 213554 | Hall | 0.0020539
Other | Incandescent |  | Standard A Lamp | 1 | 60 | Kitchen | 213555 | Kitchen | 0.0020539
Chandelier (Hanging) | Incandescent |  | Mini base | 1 | 40 | Kitchen | 213555 | Kitchen | 0.0020539
Recessed Can | Incandescent |  | Reflector | 1 | 65 | Kitchen | 213555 | Kitchen | 0.0020539
Recessed Can | Incandescent |  | Reflector | 1 | 55 | Kitchen | 213555 | Kitchen | 0.0020539
Ceiling Fixture | Incandescent |  | Standard A Lamp | 2 | 60 | Laundry Room | 213556 | Laundry Room | 0.0020539
Floor lamp | Incandescent |  | Standard A Lamp | 2 | 75 | Living Room | 213557 | Living Room | 0.0020539
Table | Incandescent |  | Standard A Lamp | 1 | 75 | Living Room | 213557 | Living Room | 0.0020539
Table | Incandescent |  | 3-Way Incandescent | 1 | 100 | Living Room | 213557 | Living Room | 0.0020539
Ceiling Fixture | Halogen |  | MR | 4 | 50 | Master Bedroom | 213558 | Master Bedroom | 0.0020539
Ceiling Fixture | Incandescent |  | Standard A Lamp | 2 | 60 | Office | 213559 | Office | 0.0020539
Table | Incandescent |  | Standard A Lamp | 1 | 40 | Office | 213559 | Office | 0.0020539
Ceiling Fixture | Linear Fluorescent | 24 | T-8 | 1 | 32 | Closet | 213661 | Closet | 0.00052955
Wall Mount | Linear Fluorescent | 48 | T-8 | 1 | 32 | Closet | 213662 | Closet | 0.00052955
Wall Mount | Incandescent |  | Standard A Lamp | 1 | 40 | Bathroom | 213663 | Bathroom | 0.00052955
Recessed Can | Incandescent |  | Standard A Lamp | 1 | 60 | Bathroom | 213663 | Bathroom | 0.00052955
Recessed Can | Halogen |  | PAR | 1 | 50 | Bathroom | 213663 | Bathroom | 0.00052955
Wall Mount | Incandescent |  | Standard A Lamp | 2 | 60 | Bedroom | 213664 | Bedroom | 0.00052955
Ceiling Fan | Compact Fluorescent |  | Twist | 2 | 15 | Bedroom | 213665 | Bedroom | 0.00052955
Floor lamp | Halogen |  | MR | 1 | 150 | Bedroom | 213665 | Bedroom | 0.00052955
Ceiling Fan | Incandescent |  | Standard A Lamp | 4 | 60 | Bedroom | 213666 | Bedroom | 0.00052955
Table | Incandescent |  | Standard A Lamp | 1 | 100 | Bedroom | 213666 | Bedroom | 0.00052955
Ceiling Fixture | Incandescent |  | Standard A Lamp | 2 | 60 | Closet | 213667 | Closet | 0.00052955
Chandelier (Hanging) | Incandescent |  | Standard A Lamp | 3 | 100 | Hall | 213668 | Hall | 0.00052955
Wall Mount | Linear Fluorescent | 96 | T-4 | 1 | 20 | Closet | 213669 | Closet | 0.00052955
Ceiling Fixture | Linear Fluorescent | 48 | T-12 | 2 | 40 | Garage | 2136610 | Garage | 0.00052955
Garage door opener | Incandescent |  | Standard A Lamp | 1 | 60 | Garage | 2136610 | Garage | 0.00052955
Recessed - other | Incandescent |  | Standard A Lamp | 1 | 60 | Hall | 2136611 | Hall | 0.00052955
Recessed Can | Compact Fluorescent |  | Reflector | 1 | 15 | Living Room | 2136612 | Living Room | 0.00052955
Recessed Can | Incandescent |  | Reflector | 1 | 65 | Living Room | 2136612 | Living Room | 0.00052955
Chandelier (Hanging) | Incandescent |  | Standard A Lamp | 5 | 100 | Living Room | 2136612 | Living Room | 0.00052955
Chandelier (Hanging) | Incandescent |  | Standard A Lamp | 1 | 100 | Living Room | 2136612 | Living Room | 0.00052955
Ceiling Fan | Incandescent |  | Standard A Lamp | 2 | 60 | Living Room | 2136612 | Living Room | 0.00052955
Table | Incandescent |  | Standard A Lamp | 1 | 100 | Living Room | 2136612 | Living Room | 0.00052955
Wall Mount | Halogen |  | Other | 2 | 30 | Living Room | 2136612 | Living Room | 0.00052955
Recessed Can | Halogen |  | Quartz Tube | 1 | 30 | Living Room | 2136612 | Living Room | 0.00052955
Wall Mount | Incandescent |  | Standard A Lamp | 3 | 60 | Bathroom | 2136613 | Bathroom | 0.00052955
Recessed Can | Incandescent |  | Reflector | 1 | 65 | Bathroom | 2136613 | Bathroom | 0.00052955
Recessed Can | Halogen |  | PAR | 1 | 50 | Bathroom | 2136613 | Bathroom | 0.00052955
Recessed Can | Incandescent |  | Reflector | 1 | 65 | Bedroom | 2136614 | Bedroom | 0.00052955
Table | Incandescent |  | 3-Way Incandescent | 1 | 75 | Bedroom | 2136614 | Bedroom | 0.00052955
Ceiling Fixture | Incandescent |  | Standard A Lamp | 3 | 100 | Bedroom | 2136614 | Bedroom | 0.00052955
Ceiling Fixture | Linear Fluorescent | 48 | T-8 | 2 | 40 | Other | 2136615 | Other | 0.00052955
Recessed Can | Compact Fluorescent |  | Reflector | 1 | 15 | Other | 2136616 | Other | 0.00052955
Floor lamp | Incandescent |  | Standard A Lamp | 3 | 60 | Other | 2136616 | Other | 0.00052955
Table | Incandescent |  | Standard A Lamp | 1 | 75 | Other | 2136616 | Other | 0.00052955
Wall Mount | Linear Fluorescent | 24 | T-4 | 1 | 20 | Closet | 2136617 | Closet | 0.00052955
Ceiling Fixture | Linear Fluorescent | 48 | T-12 | 4 | 32 | Laundry Room | 2136618 | Laundry Room | 0.00052955
Ceiling Fixture | Linear Fluorescent | 48 | T-12 | 2 | 60 | Other | 2136619 | Other | 0.00052955
Ceiling Fixture | Incandescent |  | Standard A Lamp | 1 | 60 | Other | 213671 | Other | 0.00052955
Wall Mount | Incandescent |  | Standard A Lamp | 2 | 60 | Bathroom | 213672 | Bathroom | 0.00052955
Ceiling Fixture | Incandescent |  | Standard A Lamp | 2 | 65 | Bedroom | 213673 | Bedroom | 0.00052955
Table | Incandescent |  | Standard A Lamp | 1 | 60 | Bedroom | 213673 | Bedroom | 0.00052955
Ceiling Fixture | Incandescent |  | Standard A Lamp | 2 | 60 | Bedroom | 213674 | Bedroom | 0.00052955
Ceiling Fan | Incandescent |  | Standard A Lamp | 1 | 60 | Kitchen | 213675 | Kitchen | 0.00052955
Garage door opener | Incandescent |  | Clear | 2 | 25 | Garage | 213676 | Garage | 0.00052955
Ceiling Fixture | Linear Fluorescent | 72 | T-12 | 2 | 100 | Garage | 213676 | Garage | 0.00052955
Wall Mount | Compact Fluorescent |  | Twist | 1 | 15 | Laundry Room | 213677 | Laundry Room | 0.00052955
Ceiling Fixture | Compact Fluorescent |  | Circline (Screw Base) | 1 | 15 | Living Room | 213678 | Living Room | 0.00052955
Floor lamp | Compact Fluorescent |  | Twist | 1 | 15 | Living Room | 213678 | Living Room | 0.00052955
Wall Mount | Compact Fluorescent |  | Twist | 1 | 15 | Other | 213679 | Other | 0.00052955
Ceiling Fixture | Incandescent |  | Standard A Lamp | 3 | 60 | Bedroom | 213721 | Bedroom | 0.00040077
Table | Incandescent |  | Standard A Lamp | 1 | 60 | Bedroom | 213721 | Bedroom | 0.00040077
Ceiling Fixture | Incandescent |  | Standard A Lamp | 3 | 40 | Bedroom | 213722 | Bedroom | 0.00040077
Table | Incandescent |  | Standard A Lamp | 1 | 100 | Bedroom | 213722 | Bedroom | 0.00040077
Torchiere | Compact Fluorescent |  | Straight Tube | 1 | 28 | Bedroom | 213723 | Bedroom | 0.00040077
Ceiling Fixture | Linear Fluorescent | 44 | T-12 | 2 | 32 | Bedroom | 213723 | Bedroom | 0.00040077
Wall Mount | Incandescent |  | Standard A Lamp | 1 | 60 | Bathroom | 213724 | Bathroom | 0.00040077
Ceiling Fixture | Incandescent |  | Standard A Lamp | 2 | 40 | Bathroom | 213725 | Bathroom | 0.00040077
Ceiling Fixture | Incandescent |  | Standard A Lamp | 1 | 60 | Closet | 213726 | Closet | 0.00040077
Ceiling Fixture | Compact Fluorescent |  | Twist | 1 | 15 | Closet | 213726 | Closet | 0.00040077
Chandelier (Hanging) | Incandescent |  | Globe | 6 | 40 | Dining Room | 213727 | Dining Room | 0.00040077
Recessed Can | Incandescent |  | Reflector | 1 | 65 | Hall | 213728 | Hall | 0.00040077
Recessed Can | Incandescent |  | Reflector | 1 | 65 | Garage | 213729 | Garage | 0.00040077
Garage door opener | Incandescent |  | Standard A Lamp | 1 | 60 | Garage | 213729 | Garage | 0.00040077
Ceiling Fixture | Linear Fluorescent | 96 | T-12 | 2 | 100 | Garage | 213729 | Garage | 0.00040077
Recessed Can | Incandescent |  | Reflector | 1 | 65 | Family Room | 2137210 | Family Room | 0.00040077
Torchiere | Incandescent |  | Standard A Lamp | 1 | 100 | Family Room | 2137210 | Family Room | 0.00040077
Table | Incandescent |  | Standard A Lamp | 1 | 90 | Family Room | 2137210 | Family Room | 0.00040077
Ceiling Fixture | Linear Fluorescent | 44 | T-12 | 2 | 32 | Garage | 2137211 | Garage | 0.00040077
Garage door opener | Incandescent |  | Standard A Lamp | 2 | 60 | Garage | 2137211 | Garage | 0.00040077
Recessed Can | Incandescent |  | Reflector | 1 | 65 | Other | 2137212 | Other | 0.00040077
Recessed Can | Incandescent |  | Reflector | 1 | 65 | Hall | 2137213 | Hall | 0.00040077
Recessed Can | Incandescent |  | Reflector | 1 | 65 | Kitchen | 2137214 | Kitchen | 0.00040077
Chandelier (Hanging) | Incandescent |  | Globe | 1 | 60 | Kitchen | 2137214 | Kitchen | 0.00040077
Ceiling Fixture | Halogen |  | MR | 1 | 50 | Kitchen | 2137214 | Kitchen | 0.00040077
Other | Incandescent |  | Reflector | 1 | 65 | Kitchen | 2137214 | Kitchen | 0.00040077
Ceiling Fixture | Linear Fluorescent | 44 | Fluorescent Unknown | 2 | 32 | Laundry Room | 2137215 | Laundry Room | 0.00040077
Recessed Can | Incandescent |  | Reflector | 1 | 65 | Office | 2137216 | Office | 0.00040077
Table | Compact Fluorescent |  | Twist | 2 | 15 | Office | 2137216 | Office | 0.00040077
Torchiere | Compact Fluorescent |  | Twist | 1 | 15 | Office | 2137216 | Office | 0.00040077
Torchiere | Incandescent |  | Standard A Lamp | 1 | 60 | Other | 2137217 | Other | 0.00040077
Ceiling Fixture | Incandescent |  | Standard A Lamp | 3 | 40 | Bedroom | 2137218 | Bedroom | 0.00040077
Table | Incandescent |  | Clear | 1 | 60 | Bedroom | 2137218 | Bedroom | 0.00040077
Wall Mount | Incandescent |  | Standard A Lamp | 2 | 60 | Bathroom | 2137219 | Bathroom | 0.00040077
Recessed Can | Incandescent |  | Reflector | 1 | 65 | Bathroom | 2137219 | Bathroom | 0.00040077
Recessed Can | Incandescent |  | Reflector | 1 | 65 | Hall | 2137220 | Hall | 0.00040077
Recessed Can | Incandescent |  | Reflector | 1 | 65 | Hall | 2137221 | Hall | 0.00040077
Wall Mount | Compact Fluorescent |  | Twist | 5 | 15 | Bathroom | 213741 | Bathroom | 0.00040077
Recessed Can | Incandescent |  | Standard A Lamp | 1 | 60 | Bathroom | 213741 | Bathroom | 0.00040077
Ceiling Fixture | Incandescent |  | Standard A Lamp | 2 | 60 | Bedroom | 213742 | Bedroom | 0.00040077
Table | Incandescent |  | Standard A Lamp | 1 | 75 | Bedroom | 213742 | Bedroom | 0.00040077
Ceiling Fixture | Incandescent |  | Standard A Lamp | 3 | 60 | Bedroom | 213743 | Bedroom | 0.00040077
Floor lamp | Incandescent |  | Standard A Lamp | 1 | 75 | Bedroom | 213743 | Bedroom | 0.00040077
Ceiling Fixture | Incandescent |  | Standard A Lamp | 2 | 60 | Bedroom | 213744 | Bedroom | 0.00040077
Ceiling Fixture | Incandescent |  | Standard A Lamp | 2 | 60 | Bedroom | 213745 | Bedroom | 0.00040077
Table | Incandescent |  | Standard A Lamp | 1 | 60 | Bedroom | 213745 | Bedroom | 0.00040077
Ceiling Fixture | Incandescent |  | Mini base | 5 | 40 | Dining Room | 213746 | Dining Room | 0.00040077
Ceiling Fan | Incandescent |  | Standard A Lamp | 5 | 60 | Family Room | 213747 | Family Room | 0.00040077
Table | Compact Fluorescent |  | Twist | 1 | 15 | Family Room | 213747 | Family Room | 0.00040077
Table | Incandescent |  | Mini base | 2 | 5 | Family Room | 213747 | Family Room | 0.00040077
Table | Incandescent |  | Standard A Lamp | 1 | 75 | Family Room | 213747 | Family Room | 0.00040077
Other | Linear Fluorescent | 48 | T-12 | 2 | 32 | Garage | 213748 | Garage | 0.00040077
Ceiling Fixture | Incandescent |  | Standard A Lamp | 1 | 100 | Garage | 213748 | Garage | 0.00040077
Garage door opener | Incandescent |  | Standard A Lamp | 2 | 40 | Garage | 213748 | Garage | 0.00040077
Ceiling Fixture | Incandescent |  | Standard A Lamp | 2 | 60 | Hall | 213749 | Hall | 0.00040077
Ceiling Fixture | Incandescent |  | Standard A Lamp | 1 | 40 | Hall | 213749 | Hall | 0.00040077
Recessed Can | Incandescent |  | Reflector | 1 | 65 | Kitchen | 2137410 | Kitchen | 0.00040077
Other | Incandescent |  | Clear | 1 | 40 | Kitchen | 2137410 | Kitchen | 0.00040077
Ceiling Fixture | Incandescent |  | Standard A Lamp | 2 | 60 | Kitchen | 2137410 | Kitchen | 0.00040077
Table | Compact Fluorescent |  | Twist | 1 | 15 | Living Room | 2137411 | Living Room | 0.00040077
Chandelier (Hanging) | Incandescent |  | Standard A Lamp | 1 | 60 | Living Room | 2137411 | Living Room | 0.00040077
Table | Incandescent |  | Standard A Lamp | 1 | 75 | Living Room | 2137411 | Living Room | 0.00040077
Wall Mount | Incandescent |  | Standard A Lamp | 5 | 60 | Bathroom | 2137412 | Bathroom | 0.00040077
Ceiling Fan | Incandescent |  | Heat Lamp | 1 | 150 | Bathroom | 2137412 | Bathroom | 0.00040077
Ceiling Fixture | Compact Fluorescent |  | Twist | 1 | 15 | Closet | 2137413 | Closet | 0.00040077
Ceiling Fixture | Compact Fluorescent |  | Twist | 1 | 15 | Hall | 2137414 | Hall | 0.00040077
Ceiling Fixture | Incandescent |  | Standard A Lamp | 3 | 100 | Bathroom | 213761 | Bathroom | 0.00094081
Wall Mount | Incandescent |  | Globe | 3 | 60 | Bathroom | 213762 | Bathroom | 0.00094081
Track | Compact Fluorescent |  | Twist | 1 | 15 | Bedroom | 213763 | Bedroom | 0.00094081
Wall Mount | Incandescent |  | Standard A Lamp | 2 | 100 | Bedroom | 213764 | Bedroom | 0.00094081
Table | Compact Fluorescent |  | Twist | 1 | 15 | Bedroom | 213764 | Bedroom | 0.00094081
Table | Incandescent |  | Standard A Lamp | 1 | 60 | Bedroom | 213765 | Bedroom | 0.00094081
Table | Compact Fluorescent |  | Twist | 1 | 15 | Bedroom | 213765 | Bedroom | 0.00094081
Floor lamp | Compact Fluorescent |  | Twist | 3 | 15 | Family Room | 213766 | Family Room | 0.00094081
Track | Compact Fluorescent |  | Twist | 2 | 15 | Family Room | 213766 | Family Room | 0.00094081
Ceiling Fan | Compact Fluorescent |  | Twist | 2 | 15 | Family Room | 213766 | Family Room | 0.00094081
Ceiling Fixture | Incandescent |  | Standard A Lamp | 1 | 150 | Garage | 213767 | Garage | 0.00094081
Ceiling Fixture | Linear Fluorescent | 96 | Fluorescent Unknown | 2 | 60 | Garage | 213767 | Garage | 0.00094081
Ceiling Fixture | Incandescent |  | Decorative | 2 | 60 | Hall | 213768 | Hall | 0.00094081
Ceiling Fixture | Incandescent |  | Decorative | 4 | 60 | Hall | 213768 | Hall | 0.00094081
Recessed Can | Compact Fluorescent |  | Reflector | 1 | 15 | Laundry Room | 213769 | Laundry Room | 0.00094081
Ceiling Fixture | Compact Fluorescent |  | Twist | 1 | 15 | Other | 2137610 | Other | 0.00094081
Ceiling Fixture | Incandescent |  | Standard A Lamp | 1 | 60 | Office | 2137611 | Office | 0.00094081
Ceiling Fixture | Compact Fluorescent |  | Twist | 1 | 15 | Office | 2137611 | Office | 0.00094081
Ceiling Fixture | Linear Fluorescent | 48 | T-12 | 4 | 32 | Office | 2137611 | Office | 0.00094081
Recessed Can | Compact Fluorescent |  | Reflector | 1 | 15 | Kitchen | 2137612 | Kitchen | 0.00094081
Recessed - other | Incandescent |  | Reflector | 1 | 60 | Kitchen | 2137612 | Kitchen | 0.00094081
Chandelier (Hanging) | Incandescent |  | Decorative | 6 | 60 | Dining Room | 2137613 | Dining Room | 0.00094081
Table | Compact Fluorescent |  | Twist | 1 | 15 | Laundry Room | 2137614 | Laundry Room | 0.00094081
Wall Mount | Incandescent |  | Decorative | 1 | 60 | Laundry Room | 2137614 | Laundry Room | 0.00094081
Ceiling Fixture | Linear Fluorescent | 96 | Fluorescent Unknown | 1 | 60 | Other | 2137615 | Other | 0.00094081
Wall Mount | Incandescent |  | Clear | 3 | 60 | Bathroom | 213841 | Bathroom | 0.00047324
Ceiling Fixture | Incandescent |  | Standard A Lamp | 1 | 60 | Bedroom | 213842 | Bedroom | 0.00047324
Table | Incandescent |  | Decorative | 1 | 40 | Bedroom | 213842 | Bedroom | 0.00047324
Ceiling Fixture | Incandescent |  | Standard A Lamp | 1 | 65 | Bedroom | 213843 | Bedroom | 0.00047324
Wall Mount | Incandescent |  | Clear | 3 | 100 | Bathroom | 213844 | Bathroom | 0.00047324
Ceiling Fixture | Incandescent |  | Standard A Lamp | 1 | 60 | Bedroom | 213845 | Bedroom | 0.00047324
Ceiling Fixture | Incandescent |  | Standard A Lamp | 1 | 60 | Bedroom | 213846 | Bedroom | 0.00047324
Ceiling Fixture | Incandescent |  | Standard A Lamp | 1 | 60 | Family Room | 213847 | Family Room | 0.00047324
Ceiling Fixture | Incandescent |  | Standard A Lamp | 1 | 60 | Hall | 213848 | Hall | 0.00047324
Ceiling Fixture | Incandescent |  | Standard A Lamp | 1 | 65 | Laundry Room | 213849 | Laundry Room | 0.00047324
Chandelier (Hanging) | Incandescent |  | Standard A Lamp | 5 | 60 | Dining Room | 2138410 | Dining Room | 0.00047324
Ceiling Fixture | Linear Fluorescent | 84 | T-12 | 2 | 40 | Garage | 2138411 | Garage | 0.00047324
Garage door opener | Incandescent |  | Standard A Lamp | 1 | 65 | Garage | 2138411 | Garage | 0.00047324
Ceiling Fixture | Incandescent |  | Standard A Lamp | 1 | 60 | Hall | 2138412 | Hall | 0.00047324
Ceiling Fixture | Incandescent |  | Standard A Lamp | 1 | 60 | Hall | 2138413 | Hall | 0.00047324
Ceiling Fixture | Incandescent |  | Standard A Lamp | 1 | 60 | Kitchen | 2138414 | Kitchen | 0.00047324
Recessed Can | Incandescent |  | Reflector | 1 | 75 | Kitchen | 2138414 | Kitchen | 0.00047324
Table | Compact Fluorescent |  | Twist | 1 | 22 | Living Room | 2138415 | Living Room | 0.00047324
Table | Incandescent |  | Decorative | 1 | 40 | Living Room | 2138415 | Living Room | 0.00047324
Ceiling Fixture | Incandescent |  | Standard A Lamp | 1 | 65 | Bathroom | 2138416 | Bathroom | 0.00047324
Recessed Can | Incandescent |  | Reflector | 1 | 75 | Bathroom | 2138416 | Bathroom | 0.00047324
Ceiling Fixture | Incandescent |  | Standard A Lamp | 1 | 60 | Master Bedroom | 2138417 | Master Bedroom | 0.00047324
Table | Incandescent |  | Mini base | 2 | 40 | Master Bedroom | 2138417 | Master Bedroom | 0.00047324
Chandelier (Hanging) | Incandescent |  | Standard A Lamp | 4 | 60 | Family Room | 2138418 | Family Room | 0.00047324
Table | Incandescent |  | Clear | 1 | 100 | Family Room | 2138418 | Family Room | 0.00047324
Ceiling Fixture | Incandescent |  | Standard A Lamp | 1 | 60 | Bathroom | 213901 | Bathroom | 0.00052955
Wall Mount | Incandescent |  | Standard A Lamp | 3 | 100 | Bathroom | 213901 | Bathroom | 0.00052955
Recessed Can | Incandescent |  | Reflector | 1 | 75 | Bathroom | 213902 | Bathroom | 0.00052955
Recessed Can | Incandescent |  | Reflector | 3 | 65 | Bathroom | 213902 | Bathroom | 0.00052955
Ceiling Fixture | Incandescent |  | Standard A Lamp | 2 | 40 | Bedroom | 213903 | Bedroom | 0.00052955
Table | Incandescent |  | Standard A Lamp | 1 | 100 | Bedroom | 213903 | Bedroom | 0.00052955
Ceiling Fixture | Incandescent |  | Standard A Lamp | 2 | 40 | Bedroom | 213904 | Bedroom | 0.00052955
Table | Incandescent |  | Standard A Lamp | 1 | 100 | Bedroom | 213904 | Bedroom | 0.00052955
Ceiling Fixture | Incandescent |  | Standard A Lamp | 3 | 60 | Bedroom | 213905 | Bedroom | 0.00052955
Table | Incandescent |  | Standard A Lamp | 1 | 75 | Bedroom | 213905 | Bedroom | 0.00052955
Floor lamp | Incandescent |  | Standard A Lamp | 1 | 60 | Family Room | 213906 | Family Room | 0.00052955
Table | Incandescent |  | 3-Way Incandescent | 1 | 100 | Family Room | 213906 | Family Room | 0.00052955
Ceiling Fixture | Incandescent |  | Standard A Lamp | 2 | 60 | Hall | 213907 | Hall | 0.00052955
Recessed Can | Incandescent |  | Reflector | 1 | 75 | Kitchen | 213908 | Kitchen | 0.00052955
Chandelier (Hanging) | Incandescent |  | Clear | 3 | 60 | Kitchen | 213908 | Kitchen | 0.00052955
Table | Incandescent |  | Standard A Lamp | 1 | 60 | Kitchen | 213908 | Kitchen | 0.00052955
Track | Incandescent |  | Standard A Lamp | 3 | 25 | Living Room | 213909 | Living Room | 0.00052955
Table | Incandescent |  | Standard A Lamp | 1 | 100 | Living Room | 213909 | Living Room | 0.00052955
Ceiling Fixture | Incandescent |  | Standard A Lamp | 2 | 60 | Office | 2139010 | Office | 0.00052955
Table | Incandescent |  | Standard A Lamp | 1 | 60 | Office | 2139010 | Office | 0.00052955
Ceiling Fixture | Incandescent |  | Standard A Lamp | 1 | 60 | Office | 2139010 | Office | 0.00052955
High bay | Incandescent |  | Clear | 3 | 60 | Bathroom | 213911 | Bathroom | 0.00094081
Ceiling Fixture | Compact Fluorescent |  | Twist | 1 | 15 | Bedroom | 213912 | Bedroom | 0.00094081
Table | Incandescent |  | Clear | 1 | 60 | Bedroom | 213912 | Bedroom | 0.00094081
Ceiling Fixture | Compact Fluorescent |  | Twist | 2 | 15 | Bedroom | 213913 | Bedroom | 0.00094081
Ceiling Fixture | Incandescent |  | Standard A Lamp | 1 | 75 | Garage | 213914 | Garage | 0.00094081
Ceiling Fixture | Compact Fluorescent |  | Twist | 1 | 22 | Garage | 213914 | Garage | 0.00094081
Garage door opener | Incandescent |  | Standard A Lamp | 2 | 60 | Garage | 213914 | Garage | 0.00094081
Ceiling Fixture | Compact Fluorescent |  | Twist | 1 | 15 | Hall | 213915 | Hall | 0.00094081
Recessed Can | Compact Fluorescent |  | Reflector | 1 | 15 | Kitchen | 213916 | Kitchen | 0.00094081
Chandelier (Hanging) | Compact Fluorescent |  | Twist | 3 | 15 | Kitchen | 213916 | Kitchen | 0.00094081
Ceiling Fixture | Compact Fluorescent |  | Twist | 1 | 15 | Kitchen | 213916 | Kitchen | 0.00094081
Table | Incandescent |  | Standard A Lamp | 1 | 60 | Kitchen | 213916 | Kitchen | 0.00094081
Ceiling Fixture | Compact Fluorescent |  | Twist | 1 | 15 | Laundry Room | 213917 | Laundry Room | 0.00094081
Chandelier (Hanging) | Compact Fluorescent |  | Twist | 3 | 15 | Living Room | 213918 | Living Room | 0.00094081
Ceiling Fan | Compact Fluorescent |  | Twist | 4 | 15 | Living Room | 213918 | Living Room | 0.00094081
Floor lamp | Compact Fluorescent |  | Twist | 1 | 15 | Living Room | 213918 | Living Room | 0.00094081
Ceiling Fixture | Compact Fluorescent |  | Twist | 1 | 15 | Bathroom | 213919 | Bathroom | 0.00094081
Wall Mount | Compact Fluorescent |  | Twist | 2 | 15 | Bathroom | 213919 | Bathroom | 0.00094081
Ceiling Fan | Compact Fluorescent |  | Twist | 3 | 15 | Master Bedroom | 2139110 | Master Bedroom | 0.00094081
Table | Compact Fluorescent |  | Twist | 1 | 22 | Master Bedroom | 2139110 | Master Bedroom | 0.00094081
Table | Incandescent |  | Clear | 1 | 60 | Master Bedroom | 2139110 | Master Bedroom | 0.00094081
Ceiling Fixture | Compact Fluorescent |  | Twist | 1 | 15 | Hall | 2139111 | Hall | 0.00094081
Wall Mount | Compact Fluorescent |  | Twist | 2 | 15 | Bathroom | 213941 | Bathroom | 0.0005169
Table | Compact Fluorescent |  | Twist | 1 | 15 | Office | 213942 | Office | 0.0005169
Ceiling Fixture | Compact Fluorescent |  | Twist | 1 | 15 | Bedroom | 213943 | Bedroom | 0.0005169
Table | Compact Fluorescent |  | Twist | 2 | 15 | Bedroom | 213943 | Bedroom | 0.0005169
Ceiling Fixture | Compact Fluorescent |  | Twist | 2 | 13 | Laundry Room | 213944 | Laundry Room | 0.0005169
Ceiling Fixture | Compact Fluorescent |  | Twist | 2 | 15 | Hall | 213945 | Hall | 0.0005169
Chandelier (Hanging) | Compact Fluorescent |  | Twist | 5 | 15 | Kitchen | 213946 | Kitchen | 0.0005169
Chandelier (Hanging) | Compact Fluorescent |  | Twist | 1 | 22 | Kitchen | 213946 | Kitchen | 0.0005169
Ceiling Fixture | Compact Fluorescent |  | Twist | 3 | 15 | Kitchen | 213946 | Kitchen | 0.0005169
Table | Compact Fluorescent |  | Twist | 1 | 15 | Living Room | 213947 | Living Room | 0.0005169
Table | Incandescent |  | Standard A Lamp | 1 | 65 | Living Room | 213947 | Living Room | 0.0005169
Floor lamp | Compact Fluorescent |  | Twist | 3 | 15 | Living Room | 213947 | Living Room | 0.0005169
Ceiling Fixture | Incandescent |  | Standard A Lamp | 2 | 60 | Laundry Room | 214011 | Laundry Room | 0.00052955
Wall Mount | Incandescent |  | Standard A Lamp | 1 | 60 | Laundry Room | 214011 | Laundry Room | 0.00052955
Table | Incandescent |  | Standard A Lamp | 1 | 60 | Bedroom | 214012 | Bedroom | 0.00052955
Ceiling Fixture | Incandescent |  | Standard A Lamp | 2 | 60 | Bedroom | 214012 | Bedroom | 0.00052955
Ceiling Fixture | Incandescent |  | Mini base | 3 | 40 | Bedroom | 214012 | Bedroom | 0.00052955
Wall Mount | Incandescent |  | Standard A Lamp | 2 | 60 | Bedroom | 214012 | Bedroom | 0.00052955
Table | Incandescent |  | Standard A Lamp | 1 | 60 | Bedroom | 214013 | Bedroom | 0.00052955
Ceiling Fixture | Incandescent |  | Standard A Lamp | 1 | 60 | Bedroom | 214013 | Bedroom | 0.00052955
Ceiling Fixture | Incandescent |  | Standard A Lamp | 1 | 60 | Bedroom | 214014 | Bedroom | 0.00052955
Floor lamp | Incandescent |  | Standard A Lamp | 1 | 60 | Bedroom | 214014 | Bedroom | 0.00052955
Wall Mount | Incandescent |  | Standard A Lamp | 1 | 60 | Bedroom | 214014 | Bedroom | 0.00052955
Ceiling Fan | Incandescent |  | Standard A Lamp | 2 | 60 | Family Room | 214015 | Family Room | 0.00052955
Table | Incandescent |  | Standard A Lamp | 1 | 60 | Family Room | 214015 | Family Room | 0.00052955
Ceiling Fixture | Incandescent |  | Reflector | 1 | 40 | Family Room | 214015 | Family Room | 0.00052955
Garage door opener | Incandescent |  | Clear | 2 | 40 | Garage | 214016 | Garage | 0.00052955
Ceiling Fixture | Compact Fluorescent |  | Straight Tube | 1 | 22 | Garage | 214016 | Garage | 0.00052955
Ceiling Fixture | Incandescent |  | Standard A Lamp | 1 | 60 | Kitchen | 214017 | Kitchen | 0.00052955
Floor lamp | Incandescent |  | Standard A Lamp | 1 | 60 | Kitchen | 214017 | Kitchen | 0.00052955
Ceiling Fixture | Incandescent |  | Standard A Lamp | 1 | 60 | Office | 214018 | Office | 0.00052955
Table | Incandescent |  | Standard A Lamp | 1 | 60 | Office | 214018 | Office | 0.00052955
Wall Mount | Incandescent |  | Globe | 6 | 60 | Bathroom | 214031 | Bathroom | 0.0030496
Wall Mount | Compact Fluorescent |  | Twist | 3 | 15 | Bathroom | 214032 | Bathroom | 0.0030496
Ceiling Fixture | Compact Fluorescent |  | Twist | 2 | 22 | Bedroom | 214033 | Bedroom | 0.0030496
Table | Compact Fluorescent |  | Twist | 1 | 15 | Bedroom | 214033 | Bedroom | 0.0030496
Ceiling Fixture | Compact Fluorescent |  | Twist | 2 | 15 | Bedroom | 214034 | Bedroom | 0.0030496
Ceiling Fixture | Compact Fluorescent |  | Twist | 2 | 15 | Family Room | 214035 | Family Room | 0.0030496
Torchiere | Compact Fluorescent |  | Twist | 1 | 42 | Family Room | 214035 | Family Room | 0.0030496
Table | Compact Fluorescent |  | Twist | 1 | 42 | Family Room | 214035 | Family Room | 0.0030496
Floor lamp | Compact Fluorescent |  | Twist | 1 | 15 | Family Room | 214035 | Family Room | 0.0030496
Ceiling Fixture | Compact Fluorescent |  | Twist | 2 | 15 | Hall | 214036 | Hall | 0.0030496
Ceiling Fixture | Compact Fluorescent |  | Twist | 1 | 15 | Hall | 214037 | Hall | 0.0030496
Wall Mount | Compact Fluorescent |  | Straight Tube | 1 | 15 | Hall | 214037 | Hall | 0.0030496
Ceiling Fixture | Linear Fluorescent | 48 | T-12 | 2 | 40 | Kitchen | 214038 | Kitchen | 0.0030496
Recessed Can | Compact Fluorescent |  | Twist | 1 | 15 | Kitchen | 214038 | Kitchen | 0.0030496
Architectural | Linear Fluorescent | 9 | T-5 | 1 | 60 | Kitchen | 214038 | Kitchen | 0.0030496
Other | Incandescent |  | Other | 8 | 100 | Kitchen | 214038 | Kitchen | 0.0030496
Wall Mount | Compact Fluorescent |  | Twist | 4 | 15 | Bathroom | 214039 | Bathroom | 0.0030496
Ceiling Fixture | Compact Fluorescent |  | Twist | 2 | 15 | Master Bedroom | 2140310 | Master Bedroom | 0.0030496
Ceiling Fan | Compact Fluorescent |  | Twist | 4 | 22 | Master Bedroom | 2140310 | Master Bedroom | 0.0030496
Table | Incandescent |  | Decorative | 1 | 40 | Master Bedroom | 2140310 | Master Bedroom | 0.0030496
Table | Incandescent |  | Standard A Lamp | 1 | 60 | Master Bedroom | 2140310 | Master Bedroom | 0.0030496
Ceiling Fan | Compact Fluorescent |  | Twist | 4 | 22 | Office | 2140311 | Office | 0.0030496
Table | Incandescent |  | Standard A Lamp | 1 | 60 | Office | 2140311 | Office | 0.0030496
Floor lamp | Incandescent |  | Standard A Lamp | 1 | 75 | Office | 2140311 | Office | 0.0030496
Ceiling Fan | Compact Fluorescent |  | Twist | 4 | 22 | Office | 2140312 | Office | 0.0030496
Table | Incandescent |  | Standard A Lamp | 1 | 60 | Office | 2140312 | Office | 0.0030496
Chandelier (Hanging) | Compact Fluorescent |  | Twist | 7 | 15 | Dining Room | 2140313 | Dining Room | 0.0030496
Chandelier (Hanging) | Halogen |  | PAR | 1 | 50 | Dining Room | 2140313 | Dining Room | 0.0030496
Table | Incandescent |  | Standard A Lamp | 1 | 60 | Living Room | 2140314 | Living Room | 0.0030496
Torchiere | Compact Fluorescent |  | Circline (Screw Base) | 1 | 42 | Living Room | 2140314 | Living Room | 0.0030496
Floor lamp | Compact Fluorescent |  | Twist | 1 | 15 | Living Room | 2140314 | Living Room | 0.0030496
Ceiling Fixture | Compact Fluorescent |  | Twist | 1 | 15 | Living Room | 2140314 | Living Room | 0.0030496
Ceiling Fixture | Incandescent |  | Standard A Lamp | 1 | 60 | Other | 2140315 | Other | 0.0030496
Ceiling Fixture | Compact Fluorescent |  | Twist | 1 | 15 | Other | 2140315 | Other | 0.0030496
Ceiling Fixture | Linear Fluorescent | 48 | T-8 | 2 | 32 | Other | 2140315 | Other | 0.0030496
Ceiling Fixture | Incandescent |  | Reflector | 1 | 100 | Bathroom | 214051 | Bathroom | 0.0030496
Wall Mount | Incandescent |  | Clear | 6 | 40 | Bathroom | 214052 | Bathroom | 0.0030496
Ceiling Fixture | Halogen |  | PAR | 1 | 75 | Bathroom | 214052 | Bathroom | 0.0030496
Ceiling Fixture | Incandescent |  | Clear | 3 | 60 | Bedroom | 214053 | Bedroom | 0.0030496
Table | Incandescent |  | Standard A Lamp | 1 | 60 | Bedroom | 214053 | Bedroom | 0.0030496
Table | Compact Fluorescent |  | Straight Tube | 1 | 27 | Bedroom | 214053 | Bedroom | 0.0030496
Ceiling Fixture | Incandescent |  | Clear | 3 | 60 | Master Bedroom | 214054 | Master Bedroom | 0.0030496
Table | Incandescent |  | Mini base | 2 | 40 | Master Bedroom | 214054 | Master Bedroom | 0.0030496
Ceiling Fixture | Linear Fluorescent | 48 | T-12 | 4 | 40 | Family Room | 214055 | Family Room | 0.0030496
Ceiling Fixture | Incandescent |  | Clear | 3 | 60 | Bedroom | 214056 | Bedroom | 0.0030496
Ceiling Fixture | Incandescent |  | Standard A Lamp | 1 | 75 | Closet | 214057 | Closet | 0.0030496
Ceiling Fixture | Incandescent |  | Clear | 2 | 40 | Dining Room | 214058 | Dining Room | 0.0030496
Table | Incandescent |  | Standard A Lamp | 1 | 200 | Dining Room | 214058 | Dining Room | 0.0030496
Chandelier (Hanging) | Incandescent |  | Mini base | 6 | 40 | Dining Room | 214058 | Dining Room | 0.0030496
Floor lamp | Incandescent |  | Standard A Lamp | 2 | 100 | Dining Room | 214058 | Dining Room | 0.0030496
Chandelier (Hanging) | Incandescent |  | Decorative | 4 | 60 | Hall | 214059 | Hall | 0.0030496
Chandelier (Hanging) | Incandescent |  | Decorative | 8 | 40 | Dining Room | 2140510 | Dining Room | 0.0030496
Ceiling Fixture | Linear Fluorescent | 48 | T-12 | 2 | 40 | Garage | 2140511 | Garage | 0.0030496
Garage door opener | Incandescent |  | Standard A Lamp | 1 | 60 | Garage | 2140511 | Garage | 0.0030496
Ceiling Fixture | Halogen |  | MR | 6 | 30 | Hall | 2140512 | Hall | 0.0030496
Recessed - other | Halogen |  | PAR | 1 | 20 | Hall | 2140513 | Hall | 0.0030496
Recessed Can | Halogen |  | PAR | 1 | 75 | Kitchen | 2140514 | Kitchen | 0.0030496
Ceiling Fixture | Linear Fluorescent | 48 | T-12 | 2 | 40 | Laundry Room | 2140515 | Laundry Room | 0.0030496
Wall Mount | Linear Fluorescent | 48 | T-12 | 1 | 40 | Closet | 2140516 | Closet | 0.0030496
Ceiling Fixture | Incandescent |  | Clear | 3 | 60 | Office | 2140517 | Office | 0.0030496
Floor lamp | Incandescent |  | Standard A Lamp | 2 | 60 | Office | 2140517 | Office | 0.0030496
Floor lamp | Halogen |  | Other | 1 | 35 | Office | 2140517 | Office | 0.0030496
Floor lamp | Incandescent |  | Standard A Lamp | 1 | 70 | Office | 2140517 | Office | 0.0030496
Wall Mount | Incandescent |  | Clear | 10 | 40 | Bathroom | 2140518 | Bathroom | 0.0030496
Ceiling Fixture | Incandescent |  | Reflector | 1 | 65 | Bathroom | 2140518 | Bathroom | 0.0030496
Wall Mount | Incandescent |  | Clear | 7 | 40 | Bathroom | 2140519 | Bathroom | 0.0030496
Table | Incandescent |  | Standard A Lamp | 1 | 100 | Living Room | 2140520 | Living Room | 0.0030496
Ceiling Fixture | Incandescent |  | Mini base | 3 | 40 | Other | 2140521 | Other | 0.0030496
Wall Mount | Compact Fluorescent |  | Twist | 5 | 15 | Bathroom | 214081 | Bathroom | 0.00094081
Ceiling Fixture | Incandescent |  | Standard A Lamp | 1 | 75 | Bedroom | 214082 | Bedroom | 0.00094081
Table | Compact Fluorescent |  | Twist | 1 | 15 | Bedroom | 214082 | Bedroom | 0.00094081
Ceiling Fan | Compact Fluorescent |  | Twist | 3 | 15 | Bedroom | 214083 | Bedroom | 0.00094081
Table | Compact Fluorescent |  | Twist | 1 | 15 | Bedroom | 214083 | Bedroom | 0.00094081
Chandelier (Hanging) | Incandescent |  | Decorative | 5 | 60 | Dining Room | 214084 | Dining Room | 0.00094081
Ceiling Fixture | Compact Fluorescent |  | Twist | 2 | 15 | Hall | 214085 | Hall | 0.00094081
Floor lamp | Compact Fluorescent |  | Twist | 1 | 15 | Family Room | 214086 | Family Room | 0.00094081
Ceiling Fixture | Linear Fluorescent | 48 | T-12 | 2 | 60 | Garage | 214087 | Garage | 0.00094081
Ceiling Fixture | Incandescent |  | Standard A Lamp | 2 | 60 | Hall | 214088 | Hall | 0.00094081
Recessed - other | Linear Fluorescent | 48 | T-12 | 2 | 60 | Kitchen | 214089 | Kitchen | 0.00094081
Ceiling Fixture | Incandescent |  | Standard A Lamp | 2 | 60 | Laundry Room | 2140810 | Laundry Room | 0.00094081
Table | Compact Fluorescent |  | Twist | 2 | 15 | Living Room | 2140811 | Living Room | 0.00094081
Wall Mount | Incandescent |  | 3-Way Incandescent | 1 | 100 | Living Room | 2140811 | Living Room | 0.00094081
Torchiere | Compact Fluorescent |  | Twist | 1 | 15 | Living Room | 2140811 | Living Room | 0.00094081
Table | Compact Fluorescent |  | Twist | 1 | 15 | Master Bedroom | 2140812 | Master Bedroom | 0.00094081
Ceiling Fixture | Compact Fluorescent |  | Twist | 1 | 15 | Bathroom | 2140813 | Bathroom | 0.00094081
Wall Mount | Compact Fluorescent |  | Twist | 2 | 15 | Bathroom | 2140813 | Bathroom | 0.00094081
Ceiling Fixture | Compact Fluorescent |  | Twist | 1 | 15 | Other | 214111 | Other | 0.00052955
Ceiling Fixture | Incandescent |  | Standard A Lamp | 2 | 40 | Bathroom | 214112 | Bathroom | 0.00052955
Wall Mount | Incandescent |  | Standard A Lamp | 4 | 40 | Bathroom | 214112 | Bathroom | 0.00052955
Ceiling Fixture | Incandescent |  | Standard A Lamp | 1 | 40 | Closet | 214113 | Closet | 0.00052955
Ceiling Fixture | Incandescent |  | Standard A Lamp | 1 | 40 | Closet | 214114 | Closet | 0.00052955
Chandelier (Hanging) | Incandescent |  | Standard A Lamp | 1 | 67 | Dining Room | 214115 | Dining Room | 0.00052955
Ceiling Fixture | Incandescent |  | Standard A Lamp | 1 | 60 | Bathroom | 214116 | Bathroom | 0.00052955
Ceiling Fixture | Incandescent |  | Globe | 1 | 75 | Bedroom | 214117 | Bedroom | 0.00052955
Table | Compact Fluorescent |  | Twist | 1 | 15 | Bedroom | 214117 | Bedroom | 0.00052955
Ceiling Fixture | Compact Fluorescent |  | Twist | 1 | 15 | Bedroom | 214118 | Bedroom | 0.00052955
Table | Incandescent |  | Standard A Lamp | 1 | 67 | Bedroom | 214118 | Bedroom | 0.00052955
Ceiling Fixture | Incandescent |  | Standard A Lamp | 1 | 75 | Closet | 214119 | Closet | 0.00052955
Ceiling Fixture | Linear Fluorescent | 48 | T-12 | 2 | 40 | Family Room | 2141110 | Family Room | 0.00052955
Ceiling Fixture | Incandescent |  | Standard A Lamp | 1 | 75 | Family Room | 2141110 | Family Room | 0.00052955
Floor lamp | Incandescent |  | Standard A Lamp | 1 | 100 | Family Room | 2141110 | Family Room | 0.00052955
Floor lamp | Incandescent |  | Standard A Lamp | 1 | 60 | Family Room | 2141110 | Family Room | 0.00052955
Ceiling Fixture | Incandescent |  | Standard A Lamp | 2 | 40 | Kitchen | 2141112 | Kitchen | 0.00052955
Ceiling Fixture | Incandescent |  | Standard A Lamp | 1 | 65 | Other | 2141113 | Other | 0.00052955
Ceiling Fixture | Incandescent |  | Standard A Lamp | 1 | 75 | Hall | 2141114 | Hall | 0.00052955
Ceiling Fixture | Linear Fluorescent | 48 | T-12 | 2 | 40 | Kitchen | 2141115 | Kitchen | 0.00052955
Floor lamp | Incandescent |  | 3-Way Incandescent | 1 | 100 | Living Room | 2141116 | Living Room | 0.00052955
Table | Incandescent |  | 3-Way Incandescent | 1 | 200 | Living Room | 2141116 | Living Room | 0.00052955
Ceiling Fixture | Incandescent |  | Standard A Lamp | 1 | 40 | Bedroom | 2141117 | Bedroom | 0.00052955
Table | Incandescent |  | Clear | 1 | 75 | Bedroom | 2141117 | Bedroom | 0.00052955
Ceiling Fixture | Compact Fluorescent |  | Twist | 1 | 15 | Bedroom | 2141118 | Bedroom | 0.00052955
Ceiling Fixture | Incandescent |  | Standard A Lamp | 2 | 75 | Bedroom | 2141119 | Bedroom | 0.00052955
Ceiling Fixture | Incandescent |  | Standard A Lamp | 2 | 75 | Bedroom | 2141120 | Bedroom | 0.00052955
Table | Compact Fluorescent |  | Twist | 1 | 15 | Bedroom | 2141120 | Bedroom | 0.00052955
Ceiling Fixture | Compact Fluorescent |  | Twist | 1 | 15 | Living Room | 2141121 | Living Room | 0.00052955
Chandelier (Hanging) | Incandescent |  | Standard A Lamp | 3 | 75 | Living Room | 2141121 | Living Room | 0.00052955
Floor lamp | Incandescent |  | Standard A Lamp | 1 | 75 | Living Room | 2141121 | Living Room | 0.00052955
Table | Incandescent |  | Standard A Lamp | 1 | 40 | Living Room | 2141121 | Living Room | 0.00052955
Wall Mount | Incandescent |  | Globe | 3 | 40 | Bathroom | 214141 | Bathroom | 0.0030496
Wall Mount | Incandescent |  | Globe | 4 | 40 | Bathroom | 214142 | Bathroom | 0.0030496
Recessed Can | Incandescent |  | Heat Lamp | 1 | 250 | Bathroom | 214142 | Bathroom | 0.0030496
Ceiling Fan | Compact Fluorescent |  | Twist | 4 | 13 | Bedroom | 214143 | Bedroom | 0.0030496
Table | Compact Fluorescent |  | Twist | 1 | 10 | Bedroom | 214143 | Bedroom | 0.0030496
Floor lamp | Halogen |  | Other | 1 | 75 | Bedroom | 214143 | Bedroom | 0.0030496
Ceiling Fixture | Incandescent |  | Standard A Lamp | 3 | 65 | Dining Room | 214144 | Dining Room | 0.0030496
Ceiling Fixture | Incandescent |  | Standard A Lamp | 1 | 83 | Hall | 214145 | Hall | 0.0030496
Ceiling Fixture | Linear Fluorescent | 48 | T-12 | 2 | 40 | Kitchen | 214146 | Kitchen | 0.0030496
Ceiling Fixture | Linear Fluorescent | 48 | T-12 | 2 | 40 | Laundry Room | 214147 | Laundry Room | 0.0030496
Table | Incandescent |  | 3-Way Incandescent | 1 | 100 | Living Room | 214148 | Living Room | 0.0030496
Table | Incandescent |  | Mini base | 1 | 40 | Living Room | 214148 | Living Room | 0.0030496
Ceiling Fixture | Incandescent |  | Standard A Lamp | 3 | 60 | Living Room | 214148 | Living Room | 0.0030496
Wall Mount | Incandescent |  | Standard A Lamp | 3 | 60 | Bathroom | 214149 | Bathroom | 0.0030496
Ceiling Fixture | Incandescent |  | Mini base | 2 | 60 | Bathroom | 214149 | Bathroom | 0.0030496
Ceiling Fan | Incandescent |  | Standard A Lamp | 3 | 40 | Master Bedroom | 2141410 | Master Bedroom | 0.0030496
Table | Incandescent |  | Standard A Lamp | 1 | 60 | Master Bedroom | 2141410 | Master Bedroom | 0.0030496
Ceiling Fan | Incandescent |  | Standard A Lamp | 1 | 60 | Office | 2141411 | Office | 0.0030496
Table | Incandescent |  | 3-Way Incandescent | 1 | 100 | Office | 2141411 | Office | 0.0030496
Ceiling Fixture | Incandescent |  | Standard A Lamp | 1 | 60 | Other | 2141412 | Other | 0.0030496
Ceiling Fan | Incandescent |  | Mini base | 4 | 40 | Living Room | 214171 | Living Room | 0.00029634
Recessed Can | Compact Fluorescent |  | Flood | 1 | 22 | Living Room | 214171 | Living Room | 0.00029634
Wall Mount | Compact Fluorescent |  | Twist | 1 | 15 | Living Room | 214171 | Living Room | 0.00029634
Ceiling Fixture | Compact Fluorescent |  | Twist | 1 | 28 | Bedroom | 214172 | Bedroom | 0.00029634
Ceiling Fixture | Compact Fluorescent |  | Pin base | 1 | 28 | Kitchen | 214173 | Kitchen | 0.00029634
Chandelier (Hanging) | Incandescent |  | Standard A Lamp | 1 | 60 | Kitchen | 214173 | Kitchen | 0.00029634
Ceiling Fixture | Compact Fluorescent |  | Pin base | 1 | 28 | Office | 214174 | Office | 0.00029634
Ceiling Fan | Compact Fluorescent |  | Twist | 4 | 15 | Office | 214174 | Office | 0.00029634
Ceiling Fixture | Compact Fluorescent |  | Twist | 1 | 22 | Office | 214174 | Office | 0.00029634
Table | Compact Fluorescent |  | Twist | 1 | 15 | Office | 214174 | Office | 0.00029634
Wall Mount | Compact Fluorescent |  | Twist | 3 | 15 | Bathroom | 214175 | Bathroom | 0.00029634
Ceiling Fixture | Compact Fluorescent |  | Twist | 1 | 15 | Bathroom | 214175 | Bathroom | 0.00029634
Ceiling Fixture | Compact Fluorescent |  | Twist | 1 | 22 | Hall | 214176 | Hall | 0.00029634
Ceiling Fixture | Linear Fluorescent | 48 | T-12 | 4 | 40 | Other | 214177 | Other | 0.00029634
Ceiling Fixture | Compact Fluorescent |  | Twist | 1 | 22 | Bedroom | 214178 | Bedroom | 0.00029634
Ceiling Fixture | Linear Fluorescent | 48 | T-12 | 4 | 40 | Other | 214179 | Other | 0.00029634
Wall Mount | Compact Fluorescent |  | Twist | 1 | 28 | Other | 214179 | Other | 0.00029634
Ceiling Fixture | Compact Fluorescent |  | Twist | 1 | 28 | Bathroom | 214191 | Bathroom | 0.00052955
Wall Mount | Compact Fluorescent |  | Twist | 1 | 22 | Bathroom | 214191 | Bathroom | 0.00052955
Ceiling Fan | Compact Fluorescent |  | Twist | 1 | 22 | Bedroom | 214192 | Bedroom | 0.00052955
Ceiling Fan | Compact Fluorescent |  | Twist | 1 | 22 | Bedroom | 214193 | Bedroom | 0.00052955
Ceiling Fan | Compact Fluorescent |  | Twist | 1 | 22 | Living Room | 214194 | Living Room | 0.00052955
Ceiling Fan | Incandescent |  | Standard A Lamp | 1 | 100 | Kitchen | 214195 | Kitchen | 0.00052955
Ceiling Fixture | Compact Fluorescent |  | Twist | 1 | 22 | Laundry Room | 214196 | Laundry Room | 0.00052955
Ceiling Fan | Incandescent |  | Standard A Lamp | 1 | 65 | Living Room | 214197 | Living Room | 0.00052955
Floor lamp | Compact Fluorescent |  | Twist | 3 | 15 | Living Room | 214197 | Living Room | 0.00052955
Ceiling Fixture | Compact Fluorescent |  | Twist | 2 | 23 | Bathroom | 214271 | Bathroom | 0.00040077
Ceiling Fixture | Compact Fluorescent |  | Twist | 2 | 23 | Bedroom | 214272 | Bedroom | 0.00040077
Ceiling Fixture | Compact Fluorescent |  | Twist | 2 | 23 | Bedroom | 214273 | Bedroom | 0.00040077
Wall Mount | Compact Fluorescent |  | Twist | 1 | 13 | Garage | 214274 | Garage | 0.00040077
Ceiling Fixture | Linear Fluorescent | 48 | T-12 | 2 | 32 | Garage | 214274 | Garage | 0.00040077
Floor lamp | Halogen |  | Quartz Tube | 1 | 100 | Garage | 214274 | Garage | 0.00040077
Ceiling Fixture | Compact Fluorescent |  | Twist | 1 | 23 | Kitchen | 214276 | Kitchen | 0.00040077
Ceiling Fixture | Other |  | LED Interior | 2 | 3 | Living Room | 214277 | Living Room | 0.00040077
Floor lamp | Halogen |  | Quartz Tube | 1 | 100 | Living Room | 214277 | Living Room | 0.00040077
Ceiling Fixture | Incandescent |  | Standard A Lamp | 1 | 75 | Bathroom | 214311 | Bathroom | 0.00028447
Wall Mount | Linear Fluorescent | 48 | T-8 | 1 | 40 | Bathroom | 214311 | Bathroom | 0.00028447
Ceiling Fixture | Compact Fluorescent |  | Twist | 2 | 15 | Bedroom | 214312 | Bedroom | 0.00028447
Ceiling Fixture | Compact Fluorescent |  | Twist | 1 | 15 | Bedroom | 214313 | Bedroom | 0.00028447
Table | Compact Fluorescent |  | Twist | 1 | 15 | Bedroom | 214313 | Bedroom | 0.00028447
Ceiling Fixture | Compact Fluorescent |  | Twist | 1 | 15 | Bedroom | 214314 | Bedroom | 0.00028447
Chandelier (Hanging) | Incandescent |  | Decorative | 6 | 60 | Dining Room | 214315 | Dining Room | 0.00028447
Ceiling Fixture | Incandescent |  | Standard A Lamp | 1 | 75 | Closet | 214316 | Closet | 0.00028447
Ceiling Fixture | Incandescent |  | Decorative | 2 | 60 | Kitchen | 214317 | Kitchen | 0.00028447
Chandelier (Hanging) | Incandescent |  | Standard A Lamp | 1 | 75 | Kitchen | 214317 | Kitchen | 0.00028447
Ceiling Fixture | Incandescent |  | Standard A Lamp | 1 | 75 | Kitchen | 214317 | Kitchen | 0.00028447
Ceiling Fixture | Compact Fluorescent |  | Twist | 2 | 15 | Laundry Room | 214318 | Laundry Room | 0.00028447
Table | Compact Fluorescent |  | Twist | 1 | 15 | Living Room | 214319 | Living Room | 0.00028447
Floor lamp | Compact Fluorescent |  | Twist | 1 | 15 | Living Room | 214319 | Living Room | 0.00028447
Ceiling Fixture | Compact Fluorescent |  | Twist | 2 | 15 | Master Bedroom | 2143110 | Master Bedroom | 0.00028447
Table | Incandescent |  | Standard A Lamp | 1 | 60 | Master Bedroom | 2143110 | Master Bedroom | 0.00028447
Ceiling Fixture | Incandescent |  | Standard A Lamp | 1 | 75 | Other | 2143111 | Other | 0.00028447
Table | Incandescent |  | Decorative | 1 | 75 | Other | 2143111 | Other | 0.00028447
Wall Mount | Compact Fluorescent |  | Twist | 1 | 15 | Other | 2143112 | Other | 0.00028447
Ceiling Fixture | Linear Fluorescent |  | T-4 | 1 | 60 | Other | 2143113 | Other | 0.00028447
Chandelier (Hanging) | Incandescent |  | Decorative | 4 | 60 | Other | 2143113 | Other | 0.00028447
Ceiling Fixture | Incandescent |  | Standard A Lamp | 1 | 75 | Other | 2143114 | Other | 0.00028447
Wall Mount | Compact Fluorescent |  | Twist | 1 | 15 | Bathroom | 2143115 | Bathroom | 0.00028447
Chandelier (Hanging) | Compact Fluorescent |  | Twist | 2 | 15 | Other | 214361 | Other | 0.00094081
Ceiling Fixture | Incandescent |  | Standard A Lamp | 1 | 100 | Other | 214361 | Other | 0.00094081
Ceiling Fixture | Halogen |  | MR | 3 | 50 | Bathroom | 214362 | Bathroom | 0.00094081
Ceiling Fixture | Compact Fluorescent |  | Twist | 2 | 15 | Bathroom | 214362 | Bathroom | 0.00094081
Ceiling Fixture | Incandescent |  | Standard A Lamp | 3 | 60 | Bedroom | 214363 | Bedroom | 0.00094081
Ceiling Fixture | Compact Fluorescent |  | Twist | 1 | 15 | Bedroom | 214364 | Bedroom | 0.00094081
Table | Incandescent |  | Standard A Lamp | 1 | 40 | Bedroom | 214364 | Bedroom | 0.00094081
Ceiling Fixture | Incandescent |  | Standard A Lamp | 2 | 60 | Bedroom | 214365 | Bedroom | 0.00094081
Other | Incandescent |  | Mini base | 1 | 25 | Bedroom | 214365 | Bedroom | 0.00094081
Table | Compact Fluorescent |  | A shape bulb | 1 | 15 | Bedroom | 214365 | Bedroom | 0.00094081
Ceiling Fixture | Incandescent |  | Standard A Lamp | 1 | 100 | Garage | 214366 | Garage | 0.00094081
Garage door opener | Incandescent |  | Standard A Lamp | 1 | 100 | Garage | 214366 | Garage | 0.00094081
Ceiling Fixture | Compact Fluorescent |  | Twist | 1 | 15 | Hall | 214367 | Hall | 0.00094081
Chandelier (Hanging) | Incandescent |  | Standard A Lamp | 5 | 60 | Kitchen | 214368 | Kitchen | 0.00094081
Ceiling Fixture | Compact Fluorescent |  | Twist | 2 | 15 | Kitchen | 214368 | Kitchen | 0.00094081
Architectural | Incandescent |  | Clear | 4 | 40 | Living Room | 214369 | Living Room | 0.00094081
Ceiling Fixture | Compact Fluorescent |  | Twist | 1 | 15 | Living Room | 214369 | Living Room | 0.00094081
Ceiling Fixture | Incandescent |  | Standard A Lamp | 1 | 60 | Living Room | 2143610 | Living Room | 0.00094081
Ceiling Fixture | Incandescent |  | Standard A Lamp | 3 | 60 | Bedroom | 2143612 | Bedroom | 0.00094081
Wall Mount | Incandescent |  | Standard A Lamp | 2 | 100 | Bathroom | 214371 | Bathroom | 0.0005169
Wall Mount | Incandescent |  | Globe | 8 | 40 | Bathroom | 214372 | Bathroom | 0.0005169
Recessed Can | Incandescent |  | Reflector | 1 | 75 | Bathroom | 214372 | Bathroom | 0.0005169
Wall Mount | Incandescent |  | Globe | 8 | 40 | Bathroom | 214373 | Bathroom | 0.0005169
Recessed Can | Incandescent |  | Reflector | 1 | 75 | Bathroom | 214373 | Bathroom | 0.0005169
Ceiling Fixture | Incandescent |  | Standard A Lamp | 1 | 60 | Bathroom | 214373 | Bathroom | 0.0005169
Ceiling Fixture | Compact Fluorescent |  | Twist | 2 | 15 | Bedroom | 214374 | Bedroom | 0.0005169
Table | Incandescent |  | Standard A Lamp | 1 | 60 | Bedroom | 214374 | Bedroom | 0.0005169
Ceiling Fixture | Compact Fluorescent |  | Twist | 1 | 22 | Bedroom | 214374 | Bedroom | 0.0005169
Chandelier (Hanging) | Compact Fluorescent |  | Twist | 1 | 22 | Bedroom | 214375 | Bedroom | 0.0005169
Chandelier (Hanging) | Halogen |  | MR | 4 | 30 | Bedroom | 214376 | Bedroom | 0.0005169
Chandelier (Hanging) | Incandescent |  | Decorative | 1 | 75 | Bedroom | 214376 | Bedroom | 0.0005169
Ceiling Fixture | Compact Fluorescent |  | Twist | 2 | 22 | Master Bedroom | 214377 | Master Bedroom | 0.0005169
Ceiling Fixture | Compact Fluorescent |  | Twist | 1 | 22 | Closet | 214378 | Closet | 0.0005169
Chandelier (Hanging) | Incandescent |  | Standard A Lamp | 4 | 40 | Dining Room | 214379 | Dining Room | 0.0005169
Chandelier (Hanging) | Incandescent |  | Decorative | 5 | 60 | Family Room | 2143710 | Family Room | 0.0005169
Table | Compact Fluorescent |  | Twist | 1 | 22 | Family Room | 2143710 | Family Room | 0.0005169
Floor lamp | Compact Fluorescent |  | Twist | 1 | 22 | Family Room | 2143710 | Family Room | 0.0005169
Ceiling Fixture | Compact Fluorescent |  | Twist | 1 | 22 | Garage | 2143711 | Garage | 0.0005169
Garage door opener | Incandescent |  | Standard A Lamp | 2 | 60 | Garage | 2143711 | Garage | 0.0005169
Chandelier (Hanging) | Compact Fluorescent |  | Twist | 9 | 15 | Hall | 2143712 | Hall | 0.0005169
Ceiling Fan | Incandescent |  | Mini base | 5 | 25 | Hall | 2143712 | Hall | 0.0005169
Recessed Can | Incandescent |  | Reflector | 1 | 75 | Hall | 2143712 | Hall | 0.0005169
Recessed Can | Incandescent |  | Reflector | 1 | 75 | Kitchen | 2143713 | Kitchen | 0.0005169
Architectural | Halogen |  | MR | 1 | 20 | Kitchen | 2143713 | Kitchen | 0.0005169
Ceiling Fixture | Incandescent |  | Standard A Lamp | 1 | 75 | Laundry Room | 2143714 | Laundry Room | 0.0005169
Table | Incandescent |  | Standard A Lamp | 1 | 75 | Living Room | 2143715 | Living Room | 0.0005169
Ceiling Fixture | Compact Fluorescent |  | Twist | 1 | 22 | Family Room | 2143716 | Family Room | 0.0005169
Wall Mount | Compact Fluorescent |  | Twist | 2 | 15 | Bedroom | 214381 | Bedroom | 0.00040077
Table | Compact Fluorescent |  | Twist | 1 | 15 | Bedroom | 214381 | Bedroom | 0.00040077
Wall Mount | Incandescent |  | Standard A Lamp | 2 | 60 | Bathroom | 214382 | Bathroom | 0.00040077
Wall Mount | Incandescent |  | Mini base | 1 | 5 | Bathroom | 214382 | Bathroom | 0.00040077
Track | Compact Fluorescent |  | Reflector | 4 | 22 | Kitchen | 214383 | Kitchen | 0.00040077
Chandelier (Hanging) | Incandescent |  | Standard A Lamp | 1 | 60 | Kitchen | 214383 | Kitchen | 0.00040077
Wall Mount | Incandescent |  | Standard A Lamp | 1 | 40 | Master Bedroom | 214384 | Master Bedroom | 0.00040077
Wall Mount | Incandescent |  | Standard A Lamp | 2 | 60 | Bathroom | 214385 | Bathroom | 0.00040077
Wall Mount | Compact Fluorescent |  | Twist | 2 | 15 | Bathroom | 214385 | Bathroom | 0.00040077
Track | Incandescent |  | Reflector | 3 | 60 | Office | 214386 | Office | 0.00040077
Ceiling Fixture | Incandescent |  | Standard A Lamp | 2 | 60 | Office | 214386 | Office | 0.00040077
Chandelier (Hanging) | Incandescent |  | Standard A Lamp | 3 | 40 | Office | 214386 | Office | 0.00040077
Ceiling Fixture | Incandescent |  | Standard A Lamp | 1 | 100 | Office | 214386 | Office | 0.00040077
Ceiling Fan | Incandescent |  | Standard A Lamp | 4 | 60 | Living Room | 214387 | Living Room | 0.00040077
Table | Incandescent |  | Standard A Lamp | 1 | 100 | Living Room | 214387 | Living Room | 0.00040077
Table | Compact Fluorescent |  | Twist | 1 | 15 | Living Room | 214387 | Living Room | 0.00040077
Floor lamp | Compact Fluorescent |  | Straight Tube | 1 | 28 | Living Room | 214387 | Living Room | 0.00040077
Ceiling Fixture | Incandescent |  | Standard A Lamp | 1 | 60 | Hall | 214388 | Hall | 0.00040077
Ceiling Fixture | Incandescent |  | Standard A Lamp | 2 | 60 | Bedroom | 214521 | Bedroom | 0.00047324
Table | Incandescent |  | Standard A Lamp | 1 | 100 | Bedroom | 214521 | Bedroom | 0.00047324
Chandelier (Hanging) | Incandescent |  | Decorative | 5 | 60 | Dining Room | 214522 | Dining Room | 0.00047324
Ceiling Fixture | Incandescent |  | Standard A Lamp | 2 | 60 | Dining Room | 214522 | Dining Room | 0.00047324
Ceiling Fixture | Incandescent |  | Standard A Lamp | 1 | 75 | Laundry Room | 214523 | Laundry Room | 0.00047324
Ceiling Fixture | Incandescent |  | Standard A Lamp | 1 | 100 | Garage | 214524 | Garage | 0.00047324
Garage door opener | Incandescent |  | Standard A Lamp | 1 | 40 | Garage | 214524 | Garage | 0.00047324
Ceiling Fixture | Incandescent |  | Standard A Lamp | 2 | 60 | Bedroom | 214525 | Bedroom | 0.00047324
Floor lamp | Incandescent |  | Standard A Lamp | 1 | 75 | Bedroom | 214525 | Bedroom | 0.00047324
Wall Mount | Incandescent |  | Decorative | 4 | 60 | Bathroom | 214526 | Bathroom | 0.00047324
Recessed - other | Incandescent |  | Reflector | 1 | 40 | Bathroom | 214526 | Bathroom | 0.00047324
Ceiling Fixture | Incandescent |  | Standard A Lamp | 1 | 60 | Closet | 214527 | Closet | 0.00047324
Wall Mount | Incandescent |  | Globe | 8 | 60 | Bathroom | 214528 | Bathroom | 0.00047324
Recessed Can | Incandescent |  | Reflector | 1 | 75 | Bathroom | 214528 | Bathroom | 0.00047324
Ceiling Fixture | Incandescent |  | Standard A Lamp | 3 | 60 | Master Bedroom | 214529 | Master Bedroom | 0.00047324
Table | Incandescent |  | Standard A Lamp | 1 | 60 | Master Bedroom | 214529 | Master Bedroom | 0.00047324
Table | Incandescent |  | Standard A Lamp | 1 | 60 | Living Room | 2145210 | Living Room | 0.00047324
Table | Incandescent |  | 3-Way Incandescent | 1 | 100 | Living Room | 2145210 | Living Room | 0.00047324
Table | Incandescent |  | 3-Way Incandescent | 1 | 200 | Living Room | 2145210 | Living Room | 0.00047324
Floor lamp | Incandescent |  | 3-Way Incandescent | 1 | 100 | Living Room | 2145210 | Living Room | 0.00047324
Wall Mount | Incandescent |  | Standard A Lamp | 1 | 60 | Hall | 2145211 | Hall | 0.00047324
Recessed Can | Incandescent |  | Reflector | 1 | 75 | Kitchen | 2145212 | Kitchen | 0.00047324
Recessed Can | Compact Fluorescent |  | Reflector | 1 | 22 | Kitchen | 2145212 | Kitchen | 0.00047324
Architectural | Incandescent |  | Mini base | 1 | 40 | Kitchen | 2145212 | Kitchen | 0.00047324
Ceiling Fixture | Incandescent |  | Standard A Lamp | 1 | 60 | Bathroom | 214561 | Bathroom | 0.00040077
Ceiling Fixture | Incandescent |  | Standard A Lamp | 1 | 60 | Bedroom | 214562 | Bedroom | 0.00040077
Table | Incandescent |  | Standard A Lamp | 1 | 40 | Bedroom | 214562 | Bedroom | 0.00040077
Ceiling Fixture | Incandescent |  | Standard A Lamp | 2 | 60 | Bedroom | 214563 | Bedroom | 0.00040077
Ceiling Fixture | Linear Fluorescent | 48 | T-12 | 2 | 40 | Bedroom | 214563 | Bedroom | 0.00040077
Other | Incandescent |  | Standard A Lamp | 1 | 60 | Bedroom | 214563 | Bedroom | 0.00040077
Ceiling Fixture | Incandescent |  | Standard A Lamp | 1 | 60 | Garage | 214564 | Garage | 0.00040077
Ceiling Fixture | Compact Fluorescent |  | 3-Way CFL | 1 | 7 | Kitchen | 214565 | Kitchen | 0.00040077
Ceiling Fixture | Incandescent |  | Standard A Lamp | 1 | 60 | Kitchen | 214565 | Kitchen | 0.00040077
Floor lamp | Incandescent |  | Standard A Lamp | 1 | 60 | Living Room | 214566 | Living Room | 0.00040077
Ceiling Fixture | Incandescent |  | Standard A Lamp | 1 | 60 | Living Room | 214566 | Living Room | 0.00040077
Table | Halogen |  | Quartz Tube | 1 | 50 | Living Room | 214566 | Living Room | 0.00040077
Wall Mount | Incandescent |  | Decorative | 3 | 40 | Bathroom | 214591 | Bathroom | 0.00028447
Ceiling Fixture | Incandescent |  | Reflector | 1 | 60 | Bathroom | 214591 | Bathroom | 0.00028447
Ceiling Fixture | Incandescent |  | Heat Lamp | 1 | 60 | Bathroom | 214591 | Bathroom | 0.00028447
Wall Mount | Incandescent |  | Standard A Lamp | 3 | 100 | Bathroom | 214592 | Bathroom | 0.00028447
Ceiling Fixture | Incandescent |  | Standard A Lamp | 1 | 60 | Bathroom | 214592 | Bathroom | 0.00028447
Ceiling Fixture | Incandescent |  | Standard A Lamp | 1 | 60 | Bedroom | 214593 | Bedroom | 0.00028447
Table | Incandescent |  | Standard A Lamp | 1 | 40 | Bedroom | 214593 | Bedroom | 0.00028447
Ceiling Fixture | Incandescent |  | Standard A Lamp | 1 | 60 | Bedroom | 214594 | Bedroom | 0.00028447
Table | Incandescent |  | Standard A Lamp | 1 | 40 | Bedroom | 214594 | Bedroom | 0.00028447
Recessed Can | Incandescent |  | Reflector | 1 | 60 | Bedroom | 214595 | Bedroom | 0.00028447
Wall Mount | Incandescent |  | Standard A Lamp | 1 | 60 | Bedroom | 214595 | Bedroom | 0.00028447
Ceiling Fixture | Incandescent |  | Standard A Lamp | 2 | 40 | Closet | 214596 | Closet | 0.00028447
Recessed Can | Incandescent |  | Reflector | 1 | 90 | Family Room | 214597 | Family Room | 0.00028447
Chandelier (Hanging) | Incandescent |  | Globe | 1 | 65 | Family Room | 214597 | Family Room | 0.00028447
Ceiling Fixture | Compact Fluorescent |  | Twist | 1 | 15 | Garage | 214598 | Garage | 0.00028447
Wall Mount | Incandescent |  | Reflector | 2 | 90 | Garage | 214598 | Garage | 0.00028447
Recessed Can | Incandescent |  | Reflector | 1 | 90 | Hall | 214599 | Hall | 0.00028447
Recessed Can | Incandescent |  | Reflector | 1 | 90 | Office | 2145910 | Office | 0.00028447
Table | Incandescent |  | Standard A Lamp | 1 | 60 | Office | 2145910 | Office | 0.00028447
Ceiling Fixture | Incandescent |  | Standard A Lamp | 1 | 60 | Other | 2145911 | Other | 0.00028447
Ceiling Fixture | Incandescent |  | Clear | 1 | 60 | Bedroom | 214601 | Bedroom | 0.00094081
Floor lamp | Incandescent |  | Standard A Lamp | 1 | 60 | Bedroom | 214601 | Bedroom | 0.00094081
Ceiling Fixture | Incandescent |  | Standard A Lamp | 1 | 75 | Hall | 214602 | Hall | 0.00094081
Ceiling Fixture | Compact Fluorescent |  | Twist | 1 | 15 | Laundry Room | 214603 | Laundry Room | 0.00094081
Ceiling Fixture | Incandescent |  | Standard A Lamp | 1 | 60 | Laundry Room | 214603 | Laundry Room | 0.00094081
Ceiling Fixture | Compact Fluorescent |  | Straight Tube | 1 | 22 | Laundry Room | 214603 | Laundry Room | 0.00094081
Ceiling Fixture | Incandescent |  | Standard A Lamp | 1 | 60 | Office | 214604 | Office | 0.00094081
Table | Incandescent |  | Standard A Lamp | 1 | 40 | Office | 214604 | Office | 0.00094081
Ceiling Fixture | Incandescent |  | Standard A Lamp | 1 | 40 | Family Room | 214605 | Family Room | 0.00094081
Table | Incandescent |  | 3-Way Incandescent | 1 | 100 | Family Room | 214605 | Family Room | 0.00094081
Floor lamp | Incandescent |  | Standard A Lamp | 1 | 25 | Family Room | 214605 | Family Room | 0.00094081
Ceiling Fixture | Incandescent |  | Standard A Lamp | 1 | 40 | Hall | 214606 | Hall | 0.00094081
Wall Mount | Incandescent |  | Standard A Lamp | 3 | 40 | Bathroom | 214607 | Bathroom | 0.00094081
Chandelier (Hanging) | Incandescent |  | Standard A Lamp | 1 | 25 | Master Bedroom | 214608 | Master Bedroom | 0.00094081
Table | Incandescent |  | Standard A Lamp | 1 | 75 | Master Bedroom | 214608 | Master Bedroom | 0.00094081
Recessed Can | Compact Fluorescent |  | Flood | 1 | 15 | Closet | 214609 | Closet | 0.00094081
Table | Incandescent |  | Standard A Lamp | 1 | 40 | Living Room | 2146010 | Living Room | 0.00094081
Table | Incandescent |  | 3-Way Incandescent | 1 | 100 | Living Room | 2146010 | Living Room | 0.00094081
Ceiling Fixture | Incandescent |  | Standard A Lamp | 1 | 40 | Hall | 2146011 | Hall | 0.00094081
Chandelier (Hanging) | Halogen |  | Other | 5 | 50 | Dining Room | 2146012 | Dining Room | 0.00094081
Ceiling Fixture | Incandescent |  | Standard A Lamp | 1 | 75 | Kitchen | 2146013 | Kitchen | 0.00094081
Track | Incandescent |  | Reflector | 3 | 40 | Kitchen | 2146013 | Kitchen | 0.00094081
Ceiling Fan | Compact Fluorescent |  | Twist | 1 | 13 | Other | 214631 | Other | 0.0005169
Ceiling Fixture | Compact Fluorescent |  | Twist | 1 | 13 | Other | 214632 | Other | 0.0005169
Wall Mount | Linear Fluorescent | 36 | T-12 | 1 | 40 | Other | 214632 | Other | 0.0005169
Chandelier (Hanging) | Incandescent |  | Standard A Lamp | 1 | 65 | Bathroom | 214633 | Bathroom | 0.0005169
Ceiling Fan | Compact Fluorescent |  | Twist | 1 | 13 | Bedroom | 214634 | Bedroom | 0.0005169
Ceiling Fan | Compact Fluorescent |  | Twist | 1 | 13 | Master Bedroom | 214635 | Master Bedroom | 0.0005169
Chandelier (Hanging) | Incandescent |  | Mini base | 6 | 20 | Dining Room | 214636 | Dining Room | 0.0005169
Ceiling Fixture | Incandescent |  | Standard A Lamp | 1 | 65 | Other | 214637 | Other | 0.0005169
Ceiling Fixture | Halogen |  | PAR | 1 | 50 | Other | 214637 | Other | 0.0005169
Ceiling Fixture | Compact Fluorescent |  | Twist | 1 | 22 | Bathroom | 214638 | Bathroom | 0.0005169
Ceiling Fixture | Compact Fluorescent |  | Twist | 1 | 13 | Hall | 214639 | Hall | 0.0005169
Ceiling Fixture | Compact Fluorescent |  | Twist | 1 | 28 | Kitchen | 2146310 | Kitchen | 0.0005169
Recessed Can | Halogen |  | PAR | 1 | 50 | Living Room | 2146311 | Living Room | 0.0005169
Track | Other |  | LED Interior | 4 | 1 | Other | 2146313 | Other | 0.0005169
Ceiling Fixture | Incandescent |  | Globe | 1 | 40 | Bedroom | 214641 | Bedroom | 0.00029634
Ceiling Fixture | Incandescent |  | Standard A Lamp | 1 | 60 | Other | 214642 | Other | 0.00029634
Wall Mount | Incandescent |  | Globe | 3 | 40 | Bathroom | 214643 | Bathroom | 0.00029634
Ceiling Fixture | Incandescent |  | Standard A Lamp | 1 | 60 | Bathroom | 214643 | Bathroom | 0.00029634
Ceiling Fixture | Incandescent |  | Standard A Lamp | 2 | 60 | Bedroom | 214644 | Bedroom | 0.00029634
Ceiling Fixture | Incandescent |  | Standard A Lamp | 1 | 60 | Bedroom | 214645 | Bedroom | 0.00029634
Ceiling Fixture | Incandescent |  | Standard A Lamp | 1 | 75 | Other | 214646 | Other | 0.00029634
Ceiling Fan | Compact Fluorescent |  | Twist | 2 | 15 | Family Room | 214647 | Family Room | 0.00029634
Torchiere | Incandescent |  | Standard A Lamp | 1 | 60 | Family Room | 214647 | Family Room | 0.00029634
High bay | Incandescent |  | Globe | 2 | 40 | Family Room | 214647 | Family Room | 0.00029634
Recessed Can | Incandescent |  | Reflector | 1 | 65 | Family Room | 214647 | Family Room | 0.00029634
Recessed Can | Incandescent |  | Reflector | 1 | 75 | Hall | 214648 | Hall | 0.00029634
Recessed Can | Incandescent |  | Reflector | 1 | 75 | Kitchen | 214649 | Kitchen | 0.00029634
Architectural | Incandescent |  | Mini base | 1 | 5 | Kitchen | 214649 | Kitchen | 0.00029634
Ceiling Fixture | Compact Fluorescent |  | Twist | 1 | 22 | Laundry Room | 2146410 | Laundry Room | 0.00029634
Ceiling Fixture | Incandescent |  | Reflector | 1 | 75 | Living Room | 2146411 | Living Room | 0.00029634
Ceiling Fixture | Incandescent |  | Standard A Lamp | 2 | 60 | Living Room | 2146411 | Living Room | 0.00029634
Chandelier (Hanging) | Incandescent |  | Standard A Lamp | 1 | 60 | Bathroom | 214691 | Bathroom | 0.00047324
Chandelier (Hanging) | Compact Fluorescent |  | Twist | 1 | 15 | Bathroom | 214691 | Bathroom | 0.00047324
Ceiling Fixture | Incandescent |  | Standard A Lamp | 1 | 60 | Bedroom | 214692 | Bedroom | 0.00047324
Table | Incandescent |  | Standard A Lamp | 1 | 25 | Bedroom | 214692 | Bedroom | 0.00047324
Ceiling Fixture | Compact Fluorescent |  | Twist | 1 | 15 | Bedroom | 214693 | Bedroom | 0.00047324
Table | Incandescent |  | Decorative | 1 | 25 | Bedroom | 214693 | Bedroom | 0.00047324
Table | Halogen |  | Quartz Tube | 1 | 50 | Bedroom | 214694 | Bedroom | 0.00047324
Ceiling Fixture | Compact Fluorescent |  | Twist | 2 | 15 | Bedroom | 214694 | Bedroom | 0.00047324
Chandelier (Hanging) | Incandescent |  | Standard A Lamp | 3 | 65 | Dining Room | 214695 | Dining Room | 0.00047324
Chandelier (Hanging) | Compact Fluorescent |  | Twist | 2 | 15 | Dining Room | 214695 | Dining Room | 0.00047324
Ceiling Fixture | Linear Fluorescent | 48 | T-12 | 2 | 40 | Family Room | 214696 | Family Room | 0.00047324
Ceiling Fixture | Incandescent |  | Standard A Lamp | 1 | 60 | Family Room | 214697 | Family Room | 0.00047324
Floor lamp | Compact Fluorescent |  | Twist | 3 | 15 | Family Room | 214697 | Family Room | 0.00047324
Ceiling Fixture | Compact Fluorescent |  | Twist | 1 | 15 | Family Room | 214697 | Family Room | 0.00047324
Ceiling Fixture | Incandescent |  | Standard A Lamp | 1 | 60 | Hall | 214698 | Hall | 0.00047324
Ceiling Fixture | Incandescent |  | Standard A Lamp | 1 | 60 | Hall | 214699 | Hall | 0.00047324
Ceiling Fixture | Compact Fluorescent |  | Twist | 1 | 15 | Hall | 214699 | Hall | 0.00047324
Chandelier (Hanging) | Compact Fluorescent |  | Twist | 3 | 15 | Kitchen | 2146910 | Kitchen | 0.00047324
Ceiling Fixture | Incandescent |  | Standard A Lamp | 1 | 60 | Kitchen | 2146910 | Kitchen | 0.00047324
Wall Mount | Compact Fluorescent |  | Twist | 4 | 15 | Laundry Room | 2146911 | Laundry Room | 0.00047324
Ceiling Fixture | Compact Fluorescent |  | Twist | 1 | 15 | Laundry Room | 2146911 | Laundry Room | 0.00047324
Ceiling Fixture | Incandescent |  | Standard A Lamp | 1 | 75 | Living Room | 2146912 | Living Room | 0.00047324
Table | Compact Fluorescent |  | Twist | 1 | 15 | Living Room | 2146912 | Living Room | 0.00047324
Track | Incandescent |  | Standard A Lamp | 2 | 60 | Living Room | 2146912 | Living Room | 0.00047324
Wall Mount | Incandescent |  | Globe | 4 | 40 | Bathroom | 2146913 | Bathroom | 0.00047324
Ceiling Fixture | Compact Fluorescent |  | Twist | 1 | 15 | Bathroom | 2146913 | Bathroom | 0.00047324
Ceiling Fixture | Incandescent |  | Standard A Lamp | 1 | 75 | Master Bedroom | 2146914 | Master Bedroom | 0.00047324
Table | Incandescent |  | Standard A Lamp | 1 | 60 | Master Bedroom | 2146914 | Master Bedroom | 0.00047324
Recessed - other | Incandescent |  | Reflector | 1 | 45 | Master Bedroom | 2146914 | Master Bedroom | 0.00047324
Ceiling Fixture | Linear Fluorescent | 48 | T-12 | 2 | 40 | Garage | 2146915 | Garage | 0.00047324
Garage door opener | Incandescent |  | Standard A Lamp | 1 | 60 | Garage | 2146915 | Garage | 0.00047324
Ceiling Fixture | Linear Fluorescent | 48 | T-12 | 2 | 40 | Other | 2146916 | Other | 0.00047324
Ceiling Fixture | Incandescent |  | Standard A Lamp | 1 | 60 | Bathroom | 214711 | Bathroom | 0.0005169
Recessed Can | Incandescent |  | Standard A Lamp | 1 | 60 | Bathroom | 214712 | Bathroom | 0.0005169
Ceiling Fixture | Incandescent |  | Standard A Lamp | 1 | 60 | Bathroom | 214712 | Bathroom | 0.0005169
Wall Mount | Incandescent |  | Standard A Lamp | 3 | 40 | Bathroom | 214712 | Bathroom | 0.0005169
Ceiling Fixture | Incandescent |  | Standard A Lamp | 1 | 40 | Bedroom | 214713 | Bedroom | 0.0005169
Track | Compact Fluorescent |  | Twist | 1 | 7 | Bedroom | 214713 | Bedroom | 0.0005169
Ceiling Fixture | Incandescent |  | Standard A Lamp | 2 | 40 | Bedroom | 214714 | Bedroom | 0.0005169
Chandelier (Hanging) | Incandescent |  | Standard A Lamp | 1 | 75 | Dining Room | 214715 | Dining Room | 0.0005169
Ceiling Fixture | Incandescent |  | Standard A Lamp | 1 | 60 | Closet | 214717 | Closet | 0.0005169
Ceiling Fixture | Incandescent |  | Standard A Lamp | 1 | 60 | Hall | 214718 | Hall | 0.0005169
Recessed Can | Incandescent |  | Reflector | 3 | 65 | Kitchen | 214719 | Kitchen | 0.0005169
Recessed Can | Compact Fluorescent |  | Reflector | 1 | 22 | Kitchen | 214719 | Kitchen | 0.0005169
Ceiling Fixture | Incandescent |  | Standard A Lamp | 1 | 60 | Kitchen | 214719 | Kitchen | 0.0005169
Ceiling Fan | Compact Fluorescent |  | A shape bulb | 4 | 15 | Living Room | 2147110 | Living Room | 0.0005169
Table | Compact Fluorescent |  | Globe | 3 | 14 | Living Room | 2147110 | Living Room | 0.0005169
Ceiling Fixture | Incandescent |  | Standard A Lamp | 2 | 60 | Closet | 2147111 | Closet | 0.0005169
Ceiling Fixture | Incandescent |  | Standard A Lamp | 1 | 60 | Master Bedroom | 2147112 | Master Bedroom | 0.0005169
Ceiling Fan | Compact Fluorescent |  | A shape bulb | 1 | 15 | Master Bedroom | 2147112 | Master Bedroom | 0.0005169
Table | Incandescent |  | Standard A Lamp | 1 | 60 | Master Bedroom | 2147112 | Master Bedroom | 0.0005169
Ceiling Fan | Compact Fluorescent |  | A shape bulb | 4 | 15 | Other | 2147113 | Other | 0.0005169
Ceiling Fixture | Incandescent |  | Standard A Lamp | 1 | 60 | Other | 2147114 | Other | 0.0005169
Chandelier (Hanging) | Incandescent |  | Standard A Lamp | 3 | 100 | Family Room | 2147115 | Family Room | 0.0005169
Wall Mount | Incandescent |  | Globe | 4 | 60 | Bathroom | 214831 | Bathroom | 0.00047324
Wall Mount | Incandescent |  | Globe | 4 | 60 | Bathroom | 214832 | Bathroom | 0.00047324
Ceiling Fixture | Incandescent |  | Reflector | 1 | 65 | Bathroom | 214832 | Bathroom | 0.00047324
Ceiling Fixture | Compact Fluorescent |  | Twist | 2 | 15 | Bedroom | 214833 | Bedroom | 0.00047324
Ceiling Fixture | Compact Fluorescent |  | Twist | 1 | 15 | Bedroom | 214834 | Bedroom | 0.00047324
Table | Incandescent |  | Standard A Lamp | 1 | 60 | Bedroom | 214834 | Bedroom | 0.00047324
Ceiling Fixture | Incandescent |  | Standard A Lamp | 2 | 60 | Bedroom | 214835 | Bedroom | 0.00047324
Table | Compact Fluorescent |  | Twist | 1 | 22 | Bedroom | 214835 | Bedroom | 0.00047324
Ceiling Fixture | Incandescent |  | Standard A Lamp | 1 | 60 | Closet | 214836 | Closet | 0.00047324
Ceiling Fixture | Linear Fluorescent | 48 | T-12 | 2 | 40 | Garage | 214837 | Garage | 0.00047324
Ceiling Fixture | Compact Fluorescent |  | Twist | 1 | 22 | Garage | 214837 | Garage | 0.00047324
Garage door opener | Compact Fluorescent |  | Twist | 2 | 15 | Garage | 214837 | Garage | 0.00047324
Ceiling Fixture | Compact Fluorescent |  | Twist | 1 | 15 | Hall | 214838 | Hall | 0.00047324
Recessed Can | Compact Fluorescent |  | Twist | 1 | 15 | Kitchen | 214839 | Kitchen | 0.00047324
Ceiling Fixture | Compact Fluorescent |  | Twist | 1 | 15 | Kitchen | 214839 | Kitchen | 0.00047324
Chandelier (Hanging) | Compact Fluorescent |  | Twist | 1 | 15 | Kitchen | 214839 | Kitchen | 0.00047324
Ceiling Fixture | Incandescent |  | Standard A Lamp | 1 | 60 | Laundry Room | 2148310 | Laundry Room | 0.00047324
Table | Compact Fluorescent |  | Twist | 1 | 15 | Living Room | 2148311 | Living Room | 0.00047324
Ceiling Fixture | Compact Fluorescent |  | Twist | 1 | 15 | Living Room | 2148311 | Living Room | 0.00047324
Ceiling Fan | Compact Fluorescent |  | Twist | 2 | 15 | Office | 2148312 | Office | 0.00047324
Ceiling Fixture | Incandescent |  | Standard A Lamp | 2 | 60 | Bedroom | 214841 | Bedroom | 0.00094081
Table | Incandescent |  | Standard A Lamp | 1 | 60 | Bedroom | 214841 | Bedroom | 0.00094081
Ceiling Fixture | Linear Fluorescent | 48 | T-12 | 2 | 40 | Other | 214842 | Other | 0.00094081
Ceiling Fixture | Compact Fluorescent |  | Twist | 1 | 22 | Other | 214842 | Other | 0.00094081
Recessed Can | Incandescent |  | Reflector | 1 | 25 | Bathroom | 214843 | Bathroom | 0.00094081
Ceiling Fixture | Compact Fluorescent |  | Twist | 1 | 15 | Bathroom | 214843 | Bathroom | 0.00094081
Track | Incandescent |  | Reflector | 4 | 25 | Bathroom | 214844 | Bathroom | 0.00094081
Recessed Can | Incandescent |  | Standard A Lamp | 1 | 60 | Bedroom | 214845 | Bedroom | 0.00094081
Floor lamp | Compact Fluorescent |  | Twist | 1 | 15 | Bedroom | 214845 | Bedroom | 0.00094081
Table | Incandescent |  | Mini base | 1 | 40 | Bedroom | 214845 | Bedroom | 0.00094081
Ceiling Fixture | Incandescent |  | Reflector | 4 | 25 | Bedroom | 214846 | Bedroom | 0.00094081
Table | Incandescent |  | Standard A Lamp | 1 | 40 | Bedroom | 214846 | Bedroom | 0.00094081
Ceiling Fixture | Incandescent |  | Standard A Lamp | 1 | 60 | Bedroom | 214846 | Bedroom | 0.00094081
Chandelier (Hanging) | Compact Fluorescent |  | Twist | 1 | 15 | Dining Room | 214847 | Dining Room | 0.00094081
Ceiling Fixture | Compact Fluorescent |  | Twist | 2 | 15 | Family Room | 214848 | Family Room | 0.00094081
Ceiling Fixture | Incandescent |  | Reflector | 3 | 25 | Family Room | 214848 | Family Room | 0.00094081
Floor lamp | Compact Fluorescent |  | Twist | 1 | 15 | Family Room | 214848 | Family Room | 0.00094081
Floor lamp | Compact Fluorescent |  | Twist | 1 | 22 | Family Room | 214848 | Family Room | 0.00094081
Table | Incandescent |  | Mini base | 1 | 25 | Family Room | 214848 | Family Room | 0.00094081
Ceiling Fixture | Compact Fluorescent |  | Twist | 1 | 15 | Hall | 214849 | Hall | 0.00094081
Ceiling Fixture | Incandescent |  | Standard A Lamp | 1 | 60 | Kitchen | 2148410 | Kitchen | 0.00094081
Ceiling Fixture | Compact Fluorescent |  | Twist | 1 | 15 | Kitchen | 2148410 | Kitchen | 0.00094081
Ceiling Fixture | Linear Fluorescent | 48 | T-12 | 2 | 40 | Laundry Room | 2148411 | Laundry Room | 0.00094081
Chandelier (Hanging) | Compact Fluorescent |  | Decorative | 3 | 7 | Living Room | 2148412 | Living Room | 0.00094081
Floor lamp | Compact Fluorescent |  | Twist | 3 | 22 | Living Room | 2148412 | Living Room | 0.00094081
Floor lamp | Incandescent |  | Standard A Lamp | 3 | 60 | Living Room | 2148412 | Living Room | 0.00094081
Floor lamp | Compact Fluorescent |  | Pin base | 1 | 7 | Living Room | 2148412 | Living Room | 0.00094081
Wall Mount | Incandescent |  | Clear | 2 | 60 | Bathroom | 214861 | Bathroom | 0.00040077
Ceiling Fixture | Compact Fluorescent |  | A shape bulb | 2 | 22 | Bedroom | 214862 | Bedroom | 0.00040077
Table | Incandescent |  | Standard A Lamp | 1 | 65 | Bedroom | 214862 | Bedroom | 0.00040077
Ceiling Fan | Incandescent |  | Standard A Lamp | 2 | 60 | Master Bedroom | 214863 | Master Bedroom | 0.00040077
Table | Incandescent |  | Standard A Lamp | 1 | 60 | Master Bedroom | 214863 | Master Bedroom | 0.00040077
Chandelier (Hanging) | Incandescent |  | Decorative | 5 | 40 | Dining Room | 214864 | Dining Room | 0.00040077
Ceiling Fixture | Incandescent |  | Standard A Lamp | 2 | 60 | Hall | 214865 | Hall | 0.00040077
Floor lamp | Incandescent |  | Standard A Lamp | 1 | 60 | Family Room | 214866 | Family Room | 0.00040077
Low bay | Linear Fluorescent | 48 | T-12 | 2 | 40 | Garage | 214867 | Garage | 0.00040077
Garage door opener | Incandescent |  | Standard A Lamp | 1 | 60 | Garage | 214867 | Garage | 0.00040077
Ceiling Fixture | Compact Fluorescent |  | Twist | 2 | 22 | Kitchen | 214868 | Kitchen | 0.00040077
Chandelier (Hanging) | Incandescent |  | Standard A Lamp | 1 | 60 | Kitchen | 214868 | Kitchen | 0.00040077
Ceiling Fixture | Incandescent |  | Standard A Lamp | 2 | 60 | Living Room | 214869 | Living Room | 0.00040077
Floor lamp | Incandescent |  | Standard A Lamp | 2 | 60 | Living Room | 214869 | Living Room | 0.00040077
Chandelier (Hanging) | Incandescent |  | Decorative | 3 | 40 | Bathroom | 2148610 | Bathroom | 0.00040077
Ceiling Fixture | Compact Fluorescent |  | Twist | 2 | 22 | Bedroom | 2148611 | Bedroom | 0.00040077
Ceiling Fixture | Linear Fluorescent | 48 | T-12 | 3 | 40 | Bedroom | 214871 | Bedroom | 0.0020539
Ceiling Fixture | Linear Fluorescent | 48 | T-12 | 3 | 40 | Family Room | 214872 | Family Room | 0.0020539
Floor lamp | Incandescent |  | Globe | 1 | 40 | Family Room | 214872 | Family Room | 0.0020539
Ceiling Fixture | Linear Fluorescent | 48 | T-12 | 2 | 32 | Laundry Room | 214873 | Laundry Room | 0.0020539
Wall Mount | Incandescent |  | Standard A Lamp | 1 | 40 | Hall | 214874 | Hall | 0.0020539
Wall Mount | Compact Fluorescent |  | Twist | 3 | 13 | Bathroom | 214875 | Bathroom | 0.0020539
Ceiling Fixture | Incandescent |  | Standard A Lamp | 1 | 40 | Bathroom | 214875 | Bathroom | 0.0020539
Chandelier (Hanging) | Incandescent |  | Standard A Lamp | 5 | 75 | Dining Room | 214876 | Dining Room | 0.0020539
Ceiling Fixture | Incandescent |  | Decorative | 4 | 60 | Other | 214877 | Other | 0.0020539
Ceiling Fixture | Incandescent |  | Standard A Lamp | 3 | 60 | Hall | 214878 | Hall | 0.0020539
Wall Mount | Incandescent |  | Standard A Lamp | 1 | 40 | Hall | 214878 | Hall | 0.0020539
Wall Mount | Incandescent |  | Standard A Lamp | 1 | 75 | Kitchen | 214879 | Kitchen | 0.0020539
Ceiling Fixture | Incandescent |  | Standard A Lamp | 1 | 40 | Kitchen | 214879 | Kitchen | 0.0020539
Chandelier (Hanging) | Incandescent |  | Standard A Lamp | 1 | 40 | Kitchen | 214879 | Kitchen | 0.0020539
Floor lamp | Compact Fluorescent |  | 3-Way CFL | 1 | 29 | Living Room | 2148710 | Living Room | 0.0020539
Ceiling Fan | Incandescent |  | Standard A Lamp | 2 | 60 | Living Room | 2148710 | Living Room | 0.0020539
Wall Mount | Halogen |  | PAR | 3 | 25 | Bathroom | 2148711 | Bathroom | 0.0020539
Ceiling Fan | Incandescent |  | Standard A Lamp | 1 | 60 | Master Bedroom | 2148712 | Master Bedroom | 0.0020539
Floor lamp | Halogen |  | PAR | 1 | 50 | Master Bedroom | 2148712 | Master Bedroom | 0.0020539
Floor lamp | Compact Fluorescent |  | Twist | 1 | 14 | Master Bedroom | 2148712 | Master Bedroom | 0.0020539
Ceiling Fan | Incandescent |  | Standard A Lamp | 3 | 60 | Office | 2148713 | Office | 0.0020539
Ceiling Fixture | Linear Fluorescent | 48 | T-12 | 2 | 40 | Other | 2148714 | Other | 0.0020539
Ceiling Fixture | Linear Fluorescent | 12 | T-8 | 1 | 40 | Other | 2148714 | Other | 0.0020539
Wall Mount | Incandescent |  | Standard A Lamp | 1 | 40 | Other | 2148714 | Other | 0.0020539
Recessed Can | Compact Fluorescent |  | Twist | 1 | 13 | Bedroom | 2148715 | Bedroom | 0.0020539
Recessed Can | Incandescent |  | Reflector | 1 | 60 | Bedroom | 2148715 | Bedroom | 0.0020539
Recessed Can | Incandescent |  | Reflector | 1 | 65 | Bedroom | 2148715 | Bedroom | 0.0020539
Floor lamp | Halogen |  | Quartz Tube | 1 | 100 | Bedroom | 2148715 | Bedroom | 0.0020539
Ceiling Fixture | Incandescent |  | Standard A Lamp | 1 | 40 | Closet | 2148716 | Closet | 0.0020539
Track | Halogen |  | PAR | 6 | 50 | Hall | 2148717 | Hall | 0.0020539
Wall Mount | Compact Fluorescent |  | Twist | 6 | 15 | Bathroom | 214941 | Bathroom | 0.00052955
Ceiling Fixture | Incandescent |  | Standard A Lamp | 1 | 60 | Bathroom | 214941 | Bathroom | 0.00052955
Ceiling Fan | Compact Fluorescent |  | Twist | 2 | 22 | Bedroom | 214942 | Bedroom | 0.00052955
Floor lamp | Compact Fluorescent |  | Twist | 1 | 15 | Bedroom | 214942 | Bedroom | 0.00052955
Table | Compact Fluorescent |  | Twist | 1 | 7 | Bedroom | 214943 | Bedroom | 0.00052955
Wall Mount | Compact Fluorescent |  | Twist | 3 | 15 | Bedroom | 214943 | Bedroom | 0.00052955
Ceiling Fixture | Compact Fluorescent |  | Twist | 1 | 15 | Closet | 214944 | Closet | 0.00052955
Ceiling Fan | Compact Fluorescent |  | Twist | 1 | 7 | Hall | 214945 | Hall | 0.00052955
Ceiling Fan | Compact Fluorescent |  | Twist | 3 | 15 | Kitchen | 214946 | Kitchen | 0.00052955
Track | Halogen |  | PAR | 3 | 50 | Kitchen | 214946 | Kitchen | 0.00052955
Table | Compact Fluorescent |  | Twist | 1 | 15 | Living Room | 214947 | Living Room | 0.00052955
Wall Mount | Compact Fluorescent |  | Twist | 2 | 15 | Office | 214948 | Office | 0.00052955
Torchiere | Compact Fluorescent |  | Twist | 1 | 15 | Office | 214948 | Office | 0.00052955
Chandelier (Hanging) | Compact Fluorescent |  | Twist | 2 | 22 | Hall | 214949 | Hall | 0.00052955
Wall Mount | Incandescent |  | Globe | 3 | 60 | Bathroom | 214991 | Bathroom | 0.00047324
Ceiling Fixture | Compact Fluorescent |  | Twist | 1 | 13 | Closet | 214992 | Closet | 0.00047324
Ceiling Fixture | Compact Fluorescent |  | Twist | 1 | 20 | Closet | 214993 | Closet | 0.00047324
Ceiling Fixture | Incandescent |  | Standard A Lamp | 2 | 60 | Bedroom | 214994 | Bedroom | 0.00047324
Table | Compact Fluorescent |  | Twist | 1 | 13 | Bedroom | 214994 | Bedroom | 0.00047324
Ceiling Fixture | Compact Fluorescent |  | Twist | 2 | 13 | Bedroom | 214995 | Bedroom | 0.00047324
Garage door opener | Incandescent |  | Standard A Lamp | 1 | 60 | Garage | 214996 | Garage | 0.00047324
Ceiling Fixture | Compact Fluorescent |  | Twist | 1 | 22 | Garage | 214996 | Garage | 0.00047324
Ceiling Fixture | Compact Fluorescent |  | Twist | 1 | 20 | Hall | 214997 | Hall | 0.00047324
Ceiling Fixture | Compact Fluorescent |  | Twist | 2 | 20 | Kitchen | 214998 | Kitchen | 0.00047324
Recessed Can | Incandescent |  | Reflector | 1 | 45 | Kitchen | 214998 | Kitchen | 0.00047324
Architectural | Other |  | LED Interior | 4 | 2 | Kitchen | 214998 | Kitchen | 0.00047324
Ceiling Fixture | Incandescent |  | Standard A Lamp | 1 | 100 | Laundry Room | 214999 | Laundry Room | 0.00047324
Ceiling Fixture | Compact Fluorescent |  | Twist | 1 | 13 | Laundry Room | 214999 | Laundry Room | 0.00047324
Floor lamp | Compact Fluorescent |  | Twist | 1 | 26 | Living Room | 2149910 | Living Room | 0.00047324
Floor lamp | Compact Fluorescent |  | Straight Tube | 1 | 27 | Living Room | 2149910 | Living Room | 0.00047324
Table | Compact Fluorescent |  | Twist | 1 | 23 | Living Room | 2149910 | Living Room | 0.00047324
Ceiling Fixture | Incandescent |  | Standard A Lamp | 1 | 40 | Closet | 2149911 | Closet | 0.00047324
Ceiling Fixture | Compact Fluorescent |  | Twist | 1 | 20 | Hall | 2149912 | Hall | 0.00047324
Wall Mount | Incandescent |  | Globe | 5 | 40 | Bathroom | 215011 | Bathroom | 0.00094081
Ceiling Fixture | Incandescent |  | Standard A Lamp | 1 | 65 | Bedroom | 215012 | Bedroom | 0.00094081
Table | Incandescent |  | Standard A Lamp | 1 | 40 | Bedroom | 215012 | Bedroom | 0.00094081
Ceiling Fixture | Incandescent |  | Standard A Lamp | 1 | 60 | Bedroom | 215013 | Bedroom | 0.00094081
Table | Incandescent |  | Standard A Lamp | 1 | 60 | Bedroom | 215013 | Bedroom | 0.00094081
Low bay | Linear Fluorescent | 48 | T-12 | 2 | 32 | Garage | 215014 | Garage | 0.00094081
Ceiling Fixture | Compact Fluorescent |  | Circline (Screw Base) | 1 | 22 | Hall | 215015 | Hall | 0.00094081
Ceiling Fixture | Compact Fluorescent |  | Twist | 5 | 15 | Kitchen | 215016 | Kitchen | 0.00094081
Ceiling Fixture | Linear Fluorescent | 48 | T-8 | 2 | 32 | Kitchen | 215016 | Kitchen | 0.00094081
Recessed Can | Incandescent |  | Reflector | 1 | 65 | Kitchen | 215016 | Kitchen | 0.00094081
Ceiling Fan | Incandescent |  | Standard A Lamp | 3 | 60 | Living Room | 215017 | Living Room | 0.00094081
Table | Incandescent |  | Standard A Lamp | 1 | 150 | Living Room | 215017 | Living Room | 0.00094081
Floor lamp | Incandescent |  | Standard A Lamp | 1 | 150 | Living Room | 215017 | Living Room | 0.00094081
Wall Mount | Incandescent |  | Globe | 4 | 40 | Bathroom | 215018 | Bathroom | 0.00094081
Ceiling Fixture | Incandescent |  | Decorative | 3 | 40 | Bedroom | 215019 | Bedroom | 0.00094081
Table | Incandescent |  | Standard A Lamp | 1 | 60 | Bedroom | 215019 | Bedroom | 0.00094081
Ceiling Fixture | Incandescent |  | Standard A Lamp | 1 | 60 | Closet | 2150110 | Closet | 0.00094081
Ceiling Fixture | Linear Fluorescent | 48 | T-8 | 2 | 32 | Office | 2150111 | Office | 0.00094081
Table | Incandescent |  | Standard A Lamp | 1 | 40 | Office | 2150111 | Office | 0.00094081
Wall Mount | Incandescent |  | Globe | 6 | 40 | Bathroom | 215031 | Bathroom | 0.0005169
Wall Mount | Linear Fluorescent | 18 | T-12 | 1 | 16 | Bathroom | 215031 | Bathroom | 0.0005169
Ceiling Fixture | Incandescent |  | Standard A Lamp | 1 | 60 | Bedroom | 215032 | Bedroom | 0.0005169
Table | Incandescent |  | Standard A Lamp | 1 | 60 | Bedroom | 215032 | Bedroom | 0.0005169
Chandelier (Hanging) | Incandescent |  | Decorative | 8 | 25 | Dining Room | 215033 | Dining Room | 0.0005169
Ceiling Fixture | Incandescent |  | Standard A Lamp | 1 | 60 | Hall | 215034 | Hall | 0.0005169
Ceiling Fixture | Incandescent |  | Standard A Lamp | 1 | 75 | Hall | 215035 | Hall | 0.0005169
Ceiling Fixture | Incandescent |  | Standard A Lamp | 2 | 60 | Kitchen | 215036 | Kitchen | 0.0005169
Table | Incandescent |  | Standard A Lamp | 1 | 100 | Living Room | 215037 | Living Room | 0.0005169
Torchiere | Halogen |  | Quartz Tube | 1 | 150 | Living Room | 215037 | Living Room | 0.0005169
Chandelier (Hanging) | Incandescent |  | Standard A Lamp | 1 | 100 | Living Room | 215037 | Living Room | 0.0005169
Ceiling Fixture | Incandescent |  | Standard A Lamp | 2 | 75 | Master Bedroom | 215038 | Master Bedroom | 0.0005169
Table | Incandescent |  | Standard A Lamp | 1 | 60 | Master Bedroom | 215038 | Master Bedroom | 0.0005169
Ceiling Fixture | Incandescent |  | Standard A Lamp | 1 | 60 | Other | 215039 | Other | 0.0005169
Ceiling Fixture | Incandescent |  | Standard A Lamp | 2 | 60 | Bedroom | 2150310 | Bedroom | 0.0005169
Table | Incandescent |  | Standard A Lamp | 1 | 60 | Bedroom | 2150310 | Bedroom | 0.0005169
Low bay | Linear Fluorescent | 48 | T-12 | 2 | 32 | Other | 2150311 | Other | 0.0005169
Ceiling Fixture | Incandescent |  | Reflector | 1 | 150 | Other | 2150311 | Other | 0.0005169
Ceiling Fixture | Compact Fluorescent |  | Straight Tube | 1 | 15 | Other | 2150311 | Other | 0.0005169
Ceiling Fixture | Incandescent |  | Standard A Lamp | 1 | 60 | Other | 2150311 | Other | 0.0005169
Ceiling Fixture | Compact Fluorescent |  | Twist | 1 | 15 | Other | 215041 | Other | 0.00028447
Ceiling Fixture | Linear Fluorescent | 48 | T-8 | 2 | 40 | Bathroom | 215042 | Bathroom | 0.00028447
Ceiling Fan | Compact Fluorescent |  | Twist | 1 | 15 | Bedroom | 215043 | Bedroom | 0.00028447
Table | Compact Fluorescent |  | Twist | 1 | 15 | Bedroom | 215043 | Bedroom | 0.00028447
Ceiling Fan | Compact Fluorescent |  | Twist | 1 | 15 | Dining Room | 215044 | Dining Room | 0.00028447
Table | Incandescent |  | Decorative | 1 | 25 | Dining Room | 215044 | Dining Room | 0.00028447
Ceiling Fan | Compact Fluorescent |  | Twist | 1 | 15 | Family Room | 215045 | Family Room | 0.00028447
Floor lamp | Incandescent |  | Standard A Lamp | 1 | 60 | Family Room | 215045 | Family Room | 0.00028447
Table | Compact Fluorescent |  | Twist | 1 | 15 | Family Room | 215045 | Family Room | 0.00028447
Ceiling Fixture | Linear Fluorescent | 48 | T-8 | 2 | 40 | Kitchen | 215046 | Kitchen | 0.00028447
Wall Mount | Incandescent |  | Mini base | 1 | 25 | Kitchen | 215046 | Kitchen | 0.00028447
Ceiling Fixture | Linear Fluorescent | 48 | T-8 | 2 | 40 | Laundry Room | 215047 | Laundry Room | 0.00028447
Ceiling Fixture | Compact Fluorescent |  | Twist | 1 | 15 | Bedroom | 215048 | Bedroom | 0.00028447
Wall Mount | Incandescent |  | Standard A Lamp | 2 | 60 | Bathroom | 215241 | Bathroom | 0.00047324
Wall Mount | Incandescent |  | Globe | 4 | 40 | Bathroom | 215242 | Bathroom | 0.00047324
Ceiling Fixture | Incandescent |  | Standard A Lamp | 1 | 60 | Bedroom | 215243 | Bedroom | 0.00047324
Ceiling Fixture | Incandescent |  | Standard A Lamp | 1 | 65 | Bedroom | 215244 | Bedroom | 0.00047324
Floor lamp | Incandescent |  | Globe | 5 | 25 | Bedroom | 215244 | Bedroom | 0.00047324
Table | Incandescent |  | 3-Way Incandescent | 1 | 75 | Bedroom | 215244 | Bedroom | 0.00047324
Table | Incandescent |  | 3-Way Incandescent | 1 | 100 | Family Room | 215245 | Family Room | 0.00047324
Table | Incandescent |  | Decorative | 1 | 25 | Family Room | 215245 | Family Room | 0.00047324
Floor lamp | Incandescent |  | Standard A Lamp | 1 | 40 | Family Room | 215245 | Family Room | 0.00047324
Torchiere | Incandescent |  | 3-Way Incandescent | 1 | 150 | Hall | 215246 | Hall | 0.00047324
Ceiling Fixture | Incandescent |  | Standard A Lamp | 1 | 60 | Garage | 215247 | Garage | 0.00047324
Ceiling Fixture | Incandescent |  | Standard A Lamp | 1 | 65 | Hall | 215248 | Hall | 0.00047324
Table | Incandescent |  | Decorative | 1 | 40 | Hall | 215248 | Hall | 0.00047324
Chandelier (Hanging) | Incandescent |  | Standard A Lamp | 5 | 60 | Kitchen | 215249 | Kitchen | 0.00047324
Chandelier (Hanging) | Incandescent |  | Standard A Lamp | 2 | 60 | Kitchen | 215249 | Kitchen | 0.00047324
Table | Incandescent |  | Decorative | 2 | 25 | Kitchen | 215249 | Kitchen | 0.00047324
Recessed Can | Incandescent |  | Standard A Lamp | 1 | 60 | Kitchen | 215249 | Kitchen | 0.00047324
Ceiling Fixture | Incandescent |  | Standard A Lamp | 1 | 65 | Laundry Room | 2152410 | Laundry Room | 0.00047324
Ceiling Fixture | Linear Fluorescent | 36 | T-12 | 1 | 32 | Laundry Room | 2152410 | Laundry Room | 0.00047324
Ceiling Fan | Incandescent |  | Standard A Lamp | 4 | 60 | Living Room | 2152411 | Living Room | 0.00047324
Track | Halogen |  | MR | 4 | 20 | Living Room | 2152411 | Living Room | 0.00047324
Wall Mount | Incandescent |  | Standard A Lamp | 1 | 60 | Living Room | 2152411 | Living Room | 0.00047324
Table | Incandescent |  | 3-Way Incandescent | 3 | 75 | Living Room | 2152411 | Living Room | 0.00047324
Floor lamp | Incandescent |  | Decorative | 1 | 40 | Living Room | 2152411 | Living Room | 0.00047324
Wall Mount | Incandescent |  | Standard A Lamp | 2 | 60 | Bathroom | 2152412 | Bathroom | 0.00047324
Ceiling Fixture | Incandescent |  | Standard A Lamp | 1 | 60 | Bathroom | 2152412 | Bathroom | 0.00047324
Table | Incandescent |  | 3-Way Incandescent | 1 | 100 | Master Bedroom | 2152413 | Master Bedroom | 0.00047324
Torchiere | Incandescent |  | Standard A Lamp | 2 | 60 | Master Bedroom | 2152413 | Master Bedroom | 0.00047324
Ceiling Fan | Incandescent |  | Standard A Lamp | 4 | 60 | Master Bedroom | 2152413 | Master Bedroom | 0.00047324
Ceiling Fixture | Incandescent |  | Standard A Lamp | 3 | 60 | Office | 2152414 | Office | 0.00047324
Floor lamp | Incandescent |  | Standard A Lamp | 1 | 60 | Office | 2152414 | Office | 0.00047324
Ceiling Fixture | Incandescent |  | Standard A Lamp | 3 | 60 | Closet | 2152415 | Closet | 0.00047324
Wall Mount | Incandescent |  | Globe | 6 | 60 | Bathroom | 215311 | Bathroom | 0.0010836
Wall Mount | Incandescent |  | Globe | 8 | 60 | Bathroom | 215312 | Bathroom | 0.0010836
Table | Compact Fluorescent |  | Twist | 1 | 22 | Bedroom | 215313 | Bedroom | 0.0010836
Table | Incandescent |  | Standard A Lamp | 1 | 60 | Bedroom | 215314 | Bedroom | 0.0010836
Recessed Can | Compact Fluorescent |  | Twist | 1 | 15 | Bedroom | 215315 | Bedroom | 0.0010836
Table | Compact Fluorescent |  | Twist | 1 | 15 | Bedroom | 215315 | Bedroom | 0.0010836
Ceiling Fixture | Incandescent |  | Mini base | 4 | 25 | Dining Room | 215316 | Dining Room | 0.0010836
Floor lamp | Incandescent |  | Standard A Lamp | 1 | 60 | Family Room | 215317 | Family Room | 0.0010836
Floor lamp | Incandescent |  | Standard A Lamp | 4 | 60 | Family Room | 215317 | Family Room | 0.0010836
Ceiling Fixture | Linear Fluorescent | 48 | T-12 | 2 | 40 | Garage | 215318 | Garage | 0.0010836
Garage door opener | Incandescent |  | Standard A Lamp | 1 | 60 | Garage | 215318 | Garage | 0.0010836
Ceiling Fixture | Linear Fluorescent | 96 | T-12 | 2 | 110 | Garage | 215318 | Garage | 0.0010836
Wall Mount | Incandescent |  | Decorative | 2 | 60 | Hall | 215319 | Hall | 0.0010836
Ceiling Fixture | Incandescent |  | Reflector | 1 | 65 | Other | 2153110 | Other | 0.0010836
Ceiling Fixture | Linear Fluorescent | 48 | T-12 | 2 | 40 | Other | 2153110 | Other | 0.0010836
Exterior | Incandescent |  | Standard A Lamp | 1 | 100 | Other | 2153110 | Other | 0.0010836
Recessed Can | Incandescent |  | Reflector | 1 | 65 | Kitchen | 2153111 | Kitchen | 0.0010836
Chandelier (Hanging) | Incandescent |  | Decorative | 8 | 40 | Kitchen | 2153111 | Kitchen | 0.0010836
Recessed Can | Compact Fluorescent |  | Reflector | 1 | 15 | Laundry Room | 2153112 | Laundry Room | 0.0010836
Floor lamp | Incandescent |  | Standard A Lamp | 1 | 60 | Living Room | 2153113 | Living Room | 0.0010836
Ceiling Fan | Incandescent |  | Standard A Lamp | 3 | 60 | Living Room | 2153113 | Living Room | 0.0010836
Wall Mount | Incandescent |  | Clear | 6 | 40 | Bathroom | 215321 | Bathroom | 0.0004784
Ceiling Fan | Incandescent |  | Reflector | 2 | 125 | Bathroom | 215321 | Bathroom | 0.0004784
Ceiling Fixture | Incandescent |  | Standard A Lamp | 2 | 60 | Bedroom | 215322 | Bedroom | 0.0004784
Chandelier (Hanging) | Incandescent |  | Mini base | 6 | 25 | Bedroom | 215322 | Bedroom | 0.0004784
Chandelier (Hanging) | Halogen |  | PAR | 1 | 75 | Bedroom | 215322 | Bedroom | 0.0004784
Table | Compact Fluorescent |  | Twist | 1 | 15 | Bedroom | 215322 | Bedroom | 0.0004784
Table | Incandescent |  | Globe | 1 | 60 | Bedroom | 215322 | Bedroom | 0.0004784
Ceiling Fixture | Incandescent |  | Standard A Lamp | 2 | 60 | Bedroom | 215323 | Bedroom | 0.0004784
Table | Incandescent |  | Standard A Lamp | 1 | 100 | Bedroom | 215323 | Bedroom | 0.0004784
Table | Compact Fluorescent |  | Twist | 1 | 15 | Bedroom | 215323 | Bedroom | 0.0004784
Ceiling Fixture | Linear Fluorescent | 48 | T-8 | 2 | 32 | Bedroom | 215323 | Bedroom | 0.0004784
Ceiling Fixture | Incandescent |  | Standard A Lamp | 2 | 60 | Bedroom | 215324 | Bedroom | 0.0004784
Table | Incandescent |  | Decorative | 1 | 40 | Bedroom | 215324 | Bedroom | 0.0004784
Wall Mount | Compact Fluorescent |  | Twist | 2 | 15 | Bedroom | 215324 | Bedroom | 0.0004784
Wall Mount | Incandescent |  | Globe | 3 | 60 | Bathroom | 215325 | Bathroom | 0.0004784
Ceiling Fan | Incandescent |  | Reflector | 2 | 150 | Bathroom | 215325 | Bathroom | 0.0004784
Ceiling Fixture | Linear Fluorescent | 48 | T-12 | 2 | 32 | Closet | 215326 | Closet | 0.0004784
Chandelier (Hanging) | Incandescent |  | Standard A Lamp | 1 | 75 | Dining Room | 215327 | Dining Room | 0.0004784
Chandelier (Hanging) | Incandescent |  | Standard A Lamp | 5 | 60 | Dining Room | 215327 | Dining Room | 0.0004784
Wall Mount | Incandescent |  | Standard A Lamp | 1 | 40 | Dining Room | 215327 | Dining Room | 0.0004784
Ceiling Fixture | Linear Fluorescent | 96 | T-12 | 2 | 100 | Garage | 215328 | Garage | 0.0004784
Recessed Can | Incandescent |  | Reflector | 1 | 65 | Hall | 215329 | Hall | 0.0004784
Recessed Can | Incandescent |  | Reflector | 1 | 65 | Kitchen | 2153210 | Kitchen | 0.0004784
Chandelier (Hanging) | Incandescent |  | Standard A Lamp | 1 | 60 | Kitchen | 2153210 | Kitchen | 0.0004784
Chandelier (Hanging) | Compact Fluorescent |  | Twist | 1 | 15 | Kitchen | 2153210 | Kitchen | 0.0004784
Other | Linear Fluorescent | 36 | T-8 | 1 | 20 | Kitchen | 2153210 | Kitchen | 0.0004784
Other | Linear Fluorescent | 24 | T-8 | 1 | 16 | Kitchen | 2153210 | Kitchen | 0.0004784
Ceiling Fixture | Linear Fluorescent | 48 | T-12 | 4 | 32 | Laundry Room | 2153211 | Laundry Room | 0.0004784
Chandelier (Hanging) | Incandescent |  | Standard A Lamp | 3 | 60 | Living Room | 2153212 | Living Room | 0.0004784
Recessed Can | Incandescent |  | Reflector | 1 | 65 | Living Room | 2153212 | Living Room | 0.0004784
Table | Incandescent |  | Standard A Lamp | 1 | 60 | Living Room | 2153212 | Living Room | 0.0004784
Wall Mount | Incandescent |  | Standard A Lamp | 5 | 75 | Bathroom | 2153213 | Bathroom | 0.0004784
Recessed Can | Incandescent |  | Reflector | 1 | 65 | Bathroom | 2153213 | Bathroom | 0.0004784
Ceiling Fan | Incandescent |  | Reflector | 2 | 150 | Bathroom | 2153213 | Bathroom | 0.0004784
Ceiling Fixture | Incandescent |  | Standard A Lamp | 2 | 60 | Office | 2153214 | Office | 0.0004784
Ceiling Fixture | Linear Fluorescent | 48 | T-12 | 2 | 32 | Office | 2153214 | Office | 0.0004784
Table | Incandescent |  | Clear | 1 | 40 | Office | 2153214 | Office | 0.0004784
Ceiling Fixture | Linear Fluorescent | 48 | T-12 | 4 | 32 | Closet | 2153215 | Closet | 0.0004784
Wall Mount | Incandescent |  | Standard A Lamp | 4 | 60 | Bathroom | 215371 | Bathroom | 0.00040077
Ceiling Fixture | Incandescent |  | Standard A Lamp | 1 | 100 | Bathroom | 215372 | Bathroom | 0.00040077
Wall Mount | Incandescent |  | Decorative | 5 | 40 | Bathroom | 215372 | Bathroom | 0.00040077
Ceiling Fixture | Incandescent |  | Standard A Lamp | 2 | 60 | Bedroom | 215373 | Bedroom | 0.00040077
Table | Incandescent |  | Standard A Lamp | 1 | 60 | Bedroom | 215373 | Bedroom | 0.00040077
Ceiling Fixture | Incandescent |  | Standard A Lamp | 1 | 60 | Bedroom | 215374 | Bedroom | 0.00040077
Wall Mount | Incandescent |  | Standard A Lamp | 1 | 60 | Bedroom | 215375 | Bedroom | 0.00040077
Floor lamp | Incandescent |  | Standard A Lamp | 6 | 60 | Family Room | 215376 | Family Room | 0.00040077
Ceiling Fan | Incandescent |  | Standard A Lamp | 5 | 60 | Family Room | 215376 | Family Room | 0.00040077
Ceiling Fixture | Incandescent |  | Standard A Lamp | 1 | 100 | Other | 215377 | Other | 0.00040077
Garage door opener | Incandescent |  | Standard A Lamp | 1 | 60 | Garage | 215378 | Garage | 0.00040077
Ceiling Fixture | Linear Fluorescent | 48 | T-5 | 2 | 32 | Garage | 215378 | Garage | 0.00040077
Ceiling Fixture | Incandescent |  | Standard A Lamp | 2 | 60 | Bathroom | 215379 | Bathroom | 0.00040077
Ceiling Fixture | Incandescent |  | Standard A Lamp | 2 | 60 | Hall | 2153710 | Hall | 0.00040077
Ceiling Fixture | Incandescent |  | Standard A Lamp | 2 | 60 | Kitchen | 2153711 | Kitchen | 0.00040077
Ceiling Fan | Incandescent |  | Standard A Lamp | 2 | 60 | Living Room | 2153712 | Living Room | 0.00040077
Floor lamp | Incandescent |  | Standard A Lamp | 2 | 60 | Living Room | 2153712 | Living Room | 0.00040077
Wall Mount | Incandescent |  | Globe | 6 | 40 | Bathroom | 215461 | Bathroom | 0.00040077
Wall Mount | Incandescent |  | Standard A Lamp | 5 | 100 | Bathroom | 215462 | Bathroom | 0.00040077
Recessed Can | Incandescent |  | Reflector | 1 | 60 | Bathroom | 215462 | Bathroom | 0.00040077
Ceiling Fixture | Incandescent |  | Globe | 6 | 40 | Bathroom | 215463 | Bathroom | 0.00040077
Recessed Can | Incandescent |  | Standard A Lamp | 1 | 60 | Bathroom | 215463 | Bathroom | 0.00040077
Wall Mount | Incandescent |  | Globe | 3 | 40 | Bathroom | 215464 | Bathroom | 0.00040077
Ceiling Fan | Incandescent |  | Standard A Lamp | 4 | 40 | Bedroom | 215465 | Bedroom | 0.00040077
Torchiere | Compact Fluorescent |  | Twist | 1 | 22 | Bedroom | 215465 | Bedroom | 0.00040077
Recessed Can | Incandescent |  | Reflector |  | 65 | Bedroom | 215466 | Bedroom | 0.00040077
Ceiling Fixture | Incandescent |  | Standard A Lamp | 2 | 60 | Bedroom | 215467 | Bedroom | 0.00040077
Chandelier (Hanging) | Incandescent |  | Decorative | 16 | 25 | Hall | 215468 | Hall | 0.00040077
Wall Mount | Incandescent |  | Decorative | 2 | 25 | Hall | 215468 | Hall | 0.00040077
Track | Incandescent |  | Reflector | 4 | 60 | Hall | 215468 | Hall | 0.00040077
Recessed Can | Incandescent |  | Reflector | 1 | 65 | Hall | 215468 | Hall | 0.00040077
Ceiling Fixture | Incandescent |  | Standard A Lamp | 1 | 60 | Garage | 215469 | Garage | 0.00040077
Ceiling Fixture | Linear Fluorescent | 48 | T-12 | 2 | 40 | Kitchen | 2154610 | Kitchen | 0.00040077
Recessed Can | Incandescent |  | Reflector | 1 | 65 | Kitchen | 2154610 | Kitchen | 0.00040077
Architectural | Linear Fluorescent | 48 | T-12 | 1 | 40 | Kitchen | 2154610 | Kitchen | 0.00040077
Recessed Can | Incandescent |  | Reflector | 1 | 65 | Laundry Room | 2154611 | Laundry Room | 0.00040077
Recessed - other | Incandescent |  | Standard A Lamp | 1 | 60 | Laundry Room | 2154611 | Laundry Room | 0.00040077
Recessed Can | Incandescent |  | Reflector | 1 | 65 | Other | 2154612 | Other | 0.00040077
Chandelier (Hanging) | Incandescent |  | Globe | 5 | 65 | Living Room | 2154613 | Living Room | 0.00040077
Torchiere | Compact Fluorescent |  | Twist | 1 | 15 | Living Room | 2154613 | Living Room | 0.00040077
Recessed Can | Incandescent |  | Reflector | 1 | 65 | Living Room | 2154613 | Living Room | 0.00040077
Ceiling Fixture | Linear Fluorescent | 48 | T-12 | 2 | 40 | Other | 2154614 | Other | 0.00040077
Track | Incandescent |  | Reflector | 4 | 60 | Other | 2154614 | Other | 0.00040077
Recessed Can | Incandescent |  | Reflector | 1 | 65 | Family Room | 2154615 | Family Room | 0.00040077
Architectural | Linear Fluorescent | 48 | T-12 | 2 | 40 | Family Room | 2154615 | Family Room | 0.00040077
Torchiere | Incandescent |  | Standard A Lamp | 1 | 75 | Family Room | 2154615 | Family Room | 0.00040077
Ceiling Fixture | Compact Fluorescent |  | Twist | 1 | 22 | Bathroom | 215661 | Bathroom | 0.00052955
Ceiling Fixture | Incandescent |  | Standard A Lamp | 2 | 60 | Bedroom | 215662 | Bedroom | 0.00052955
Table | Compact Fluorescent |  | Twist | 1 | 28 | Bedroom | 215662 | Bedroom | 0.00052955
Ceiling Fixture | Linear Fluorescent | 24 | T-12 | 2 | 32 | Other | 215663 | Other | 0.00052955
Ceiling Fixture | Linear Fluorescent | 48 | T-8 | 2 | 40 | Kitchen | 215664 | Kitchen | 0.00052955
Ceiling Fixture | Compact Fluorescent |  | A shape bulb | 1 | 22 | Laundry Room | 215665 | Laundry Room | 0.00052955
Ceiling Fixture | Compact Fluorescent |  | Twist | 1 | 15 | Living Room | 215666 | Living Room | 0.00052955
Ceiling Fixture | Compact Fluorescent |  | Twist | 2 | 22 | Living Room | 215666 | Living Room | 0.00052955
Ceiling Fan | Incandescent |  | Clear | 3 | 40 | Living Room | 215666 | Living Room | 0.00052955
Table | Incandescent |  | 3-Way Incandescent | 1 | 75 | Living Room | 215666 | Living Room | 0.00052955
Floor lamp | Incandescent |  | Standard A Lamp | 1 | 60 | Living Room | 215666 | Living Room | 0.00052955
Wall Mount | Incandescent |  | Standard A Lamp | 1 | 60 | Living Room | 215666 | Living Room | 0.00052955
Ceiling Fixture | Incandescent |  | Standard A Lamp | 1 | 60 | Hall | 215667 | Hall | 0.00052955
Ceiling Fixture | Incandescent |  | Standard A Lamp | 1 | 40 | Office | 215668 | Office | 0.00052955
Table | Linear Fluorescent | 24 | T-5 | 2 | 20 | Office | 215668 | Office | 0.00052955
Ceiling Fixture | Linear Fluorescent | 24 | T-12 | 2 | 20 | Other | 215669 | Other | 0.00052955
Wall Mount | Incandescent |  | Globe | 5 | 40 | Bathroom | 215781 | Bathroom | 0.0005169
Ceiling Fixture | Incandescent |  | Standard A Lamp | 1 | 100 | Dining Room | 215782 | Dining Room | 0.0005169
Ceiling Fixture | Linear Fluorescent | 48 | T-12 | 2 | 40 | Other | 215783 | Other | 0.0005169
Chandelier (Hanging) | Incandescent |  | Standard A Lamp | 4 | 60 | Family Room | 215784 | Family Room | 0.0005169
Ceiling Fixture | Linear Fluorescent | 48 | T-12 | 2 | 32 | Garage | 215785 | Garage | 0.0005169
Wall Mount | Incandescent |  | Standard A Lamp | 1 | 60 | Bathroom | 215786 | Bathroom | 0.0005169
Wall Mount | Incandescent |  | Standard A Lamp | 1 | 60 | Kitchen | 215787 | Kitchen | 0.0005169
Recessed Can | Incandescent |  | Reflector | 1 | 65 | Kitchen | 215787 | Kitchen | 0.0005169
Recessed Can | Incandescent |  | Reflector | 1 | 65 | Kitchen | 215788 | Kitchen | 0.0005169
Chandelier (Hanging) | Incandescent |  | Decorative | 12 | 40 | Living Room | 215789 | Living Room | 0.0005169
Table | Incandescent |  | Standard A Lamp | 1 | 90 | Living Room | 215789 | Living Room | 0.0005169
Table | Incandescent |  | Decorative | 3 | 25 | Living Room | 215789 | Living Room | 0.0005169
Wall Mount | Incandescent |  | Decorative | 2 | 25 | Living Room | 215789 | Living Room | 0.0005169
Wall Mount | Incandescent |  | Standard A Lamp | 1 | 60 | Laundry Room | 2157810 | Laundry Room | 0.0005169
Recessed Can | Incandescent |  | Reflector | 1 | 65 | Laundry Room | 2157810 | Laundry Room | 0.0005169
Wall Mount | Incandescent |  | Globe | 5 | 40 | Bathroom | 2157811 | Bathroom | 0.0005169
Wall Mount | Incandescent |  | Standard A Lamp | 1 | 60 | Bathroom | 2157811 | Bathroom | 0.0005169
Ceiling Fixture | Incandescent |  | Standard A Lamp | 2 | 60 | Bathroom | 2157811 | Bathroom | 0.0005169
Ceiling Fixture | Incandescent |  | Decorative | 2 | 60 | Master Bedroom | 2157812 | Master Bedroom | 0.0005169
Architectural | Incandescent |  | Decorative | 1 | 40 | Master Bedroom | 2157812 | Master Bedroom | 0.0005169
Recessed Can | Incandescent |  | Reflector | 1 | 65 | Closet | 2157813 | Closet | 0.0005169
Ceiling Fixture | Incandescent |  | Standard A Lamp | 1 | 60 | Office | 2157814 | Office | 0.0005169
Table | Halogen |  | Quartz Tube | 1 | 20 | Office | 2157814 | Office | 0.0005169
Recessed Can | Incandescent |  | Reflector | 1 | 65 | Office | 2157814 | Office | 0.0005169
Ceiling Fixture | Incandescent |  | Standard A Lamp | 2 | 60 | Office | 2157815 | Office | 0.0005169
Table | Incandescent |  | Standard A Lamp | 1 | 100 | Office | 2157815 | Office | 0.0005169
Ceiling Fixture | Incandescent |  | Standard A Lamp | 1 | 60 | Closet | 2157816 | Closet | 0.0005169
Recessed Can | Incandescent |  | Reflector | 1 | 65 | Bedroom | 2157817 | Bedroom | 0.0005169
Table | Incandescent |  | Standard A Lamp | 1 | 60 | Bedroom | 2157817 | Bedroom | 0.0005169
Wall Mount | Incandescent |  | Globe | 4 | 40 | Bathroom | 215881 | Bathroom | 0.00094081
Ceiling Fixture | Incandescent |  | Standard A Lamp | 1 | 100 | Bathroom | 215881 | Bathroom | 0.00094081
Ceiling Fixture | Compact Fluorescent |  | Twist | 2 | 13 | Bedroom | 215882 | Bedroom | 0.00094081
Floor lamp | Incandescent |  | Decorative | 5 | 40 | Bedroom | 215882 | Bedroom | 0.00094081
Ceiling Fixture | Compact Fluorescent |  | Twist | 1 | 13 | Hall | 215883 | Hall | 0.00094081
Ceiling Fixture | Linear Fluorescent | 48 | T-12 | 4 | 40 | Kitchen | 215884 | Kitchen | 0.00094081
Wall Mount | Compact Fluorescent |  | Twist | 2 | 13 | Kitchen | 215884 | Kitchen | 0.00094081
Floor lamp | Incandescent |  | Standard A Lamp | 1 | 70 | Living Room | 215885 | Living Room | 0.00094081
Ceiling Fixture | Compact Fluorescent |  | Twist | 3 | 13 | Living Room | 215885 | Living Room | 0.00094081
Wall Mount | Incandescent |  | Globe | 4 | 40 | Bathroom | 215886 | Bathroom | 0.00094081
Ceiling Fixture | Incandescent |  | Clear | 1 | 100 | Bathroom | 215886 | Bathroom | 0.00094081
Table | Compact Fluorescent |  | Twist | 1 | 13 | Master Bedroom | 215887 | Master Bedroom | 0.00094081
Ceiling Fixture | Compact Fluorescent |  | Twist | 2 | 13 | Master Bedroom | 215887 | Master Bedroom | 0.00094081
Ceiling Fixture | Compact Fluorescent |  | Twist | 1 | 15 | Bathroom | 215981 | Bathroom | 0.002127
Ceiling Fixture | Linear Fluorescent | 48 | T-8 | 2 | 32 | Bathroom | 215982 | Bathroom | 0.002127
Wall Mount | Incandescent |  | Standard A Lamp | 1 | 60 | Bathroom | 215982 | Bathroom | 0.002127
Ceiling Fixture | Compact Fluorescent |  | Twist | 1 | 15 | Bedroom | 215983 | Bedroom | 0.002127
Ceiling Fan | Compact Fluorescent |  | Twist | 1 | 22 | Bedroom | 215984 | Bedroom | 0.002127
Table | Compact Fluorescent |  | Twist | 1 | 22 | Bedroom | 215985 | Bedroom | 0.002127
Wall Mount | Compact Fluorescent |  | Twist | 1 | 22 | Bedroom | 215986 | Bedroom | 0.002127
Ceiling Fixture | Linear Fluorescent | 48 | T-8 | 1 | 32 | Bedroom | 215986 | Bedroom | 0.002127
Ceiling Fixture | Compact Fluorescent |  | Twist | 2 | 22 | Bedroom | 215987 | Bedroom | 0.002127
Ceiling Fixture | Compact Fluorescent |  | Twist | 1 | 15 | Bedroom | 215987 | Bedroom | 0.002127
Ceiling Fixture | Linear Fluorescent | 48 | T-8 | 2 | 32 | Hall | 215988 | Hall | 0.002127
Ceiling Fixture | Incandescent |  | Standard A Lamp | 1 | 60 | Hall | 215988 | Hall | 0.002127
Ceiling Fixture | Compact Fluorescent |  | Twist | 1 | 15 | Hall | 215988 | Hall | 0.002127
Ceiling Fixture | Compact Fluorescent |  | Twist | 3 | 15 | Kitchen | 215989 | Kitchen | 0.002127
Ceiling Fan | Compact Fluorescent |  | Twist | 1 | 22 | Kitchen | 215989 | Kitchen | 0.002127
Ceiling Fixture | Compact Fluorescent |  | Twist | 1 | 15 | Laundry Room | 2159810 | Laundry Room | 0.002127
Ceiling Fixture | Compact Fluorescent |  | Twist | 1 | 15 | Living Room | 2159811 | Living Room | 0.002127
Chandelier (Hanging) | Incandescent |  | Decorative | 1 | 40 | Living Room | 2159811 | Living Room | 0.002127
Ceiling Fixture | Compact Fluorescent |  | Twist | 3 | 15 | Living Room | 2159811 | Living Room | 0.002127
Ceiling Fan | Compact Fluorescent |  | Twist | 1 | 22 | Living Room | 2159811 | Living Room | 0.002127
Ceiling Fixture | Linear Fluorescent | 48 | T-12 | 2 | 40 | Other | 2159812 | Other | 0.002127
Wall Mount | Incandescent |  | Decorative | 5 | 40 | Bathroom | 216011 | Bathroom | 0.0005169
Wall Mount | Incandescent |  | Standard A Lamp | 2 | 60 | Bedroom | 216012 | Bedroom | 0.0005169
Floor lamp | Compact Fluorescent |  | Twist | 1 | 15 | Bedroom | 216012 | Bedroom | 0.0005169
Chandelier (Hanging) | Incandescent |  | Decorative | 5 | 25 | Dining Room | 216013 | Dining Room | 0.0005169
Ceiling Fixture | Incandescent |  | Standard A Lamp | 1 | 60 | Hall | 216014 | Hall | 0.0005169
Track | Halogen |  | MR | 4 | 50 | Kitchen | 216015 | Kitchen | 0.0005169
Ceiling Fixture | Incandescent |  | Standard A Lamp | 1 | 60 | Kitchen | 216015 | Kitchen | 0.0005169
Ceiling Fan | Incandescent |  | Standard A Lamp | 4 | 60 | Living Room | 216016 | Living Room | 0.0005169
Table | Incandescent |  | Standard A Lamp | 1 | 60 | Living Room | 216016 | Living Room | 0.0005169
Table | Incandescent |  | Reflector | 1 | 65 | Living Room | 216016 | Living Room | 0.0005169
Torchiere | Compact Fluorescent |  | Twist | 1 | 15 | Living Room | 216016 | Living Room | 0.0005169
Wall Mount | Incandescent |  | Standard A Lamp | 2 | 60 | Bedroom | 216017 | Bedroom | 0.0005169
Wall Mount | Compact Fluorescent |  | Twist | 1 | 42 | Bathroom | 216051 | Bathroom | 0.00052955
Ceiling Fixture | Incandescent |  | Standard A Lamp | 2 | 60 | Bedroom | 216052 | Bedroom | 0.00052955
Ceiling Fixture | Compact Fluorescent |  | Twist | 2 | 42 | Bedroom | 216053 | Bedroom | 0.00052955
Ceiling Fixture | Incandescent |  | Standard A Lamp | 2 | 60 | Bedroom | 216054 | Bedroom | 0.00052955
Ceiling Fixture | Compact Fluorescent |  | Twist | 2 | 42 | Family Room | 216055 | Family Room | 0.00052955
Chandelier (Hanging) | Compact Fluorescent |  | Twist | 1 | 22 | Kitchen | 216056 | Kitchen | 0.00052955
Ceiling Fixture | Compact Fluorescent |  | Twist | 1 | 22 | Kitchen | 216056 | Kitchen | 0.00052955
Ceiling Fixture | Incandescent |  | Standard A Lamp | 1 | 60 | Other | 216057 | Other | 0.00052955
Ceiling Fixture | Incandescent |  | Standard A Lamp | 1 | 60 | Other | 216121 | Other | 0.00052955
Ceiling Fixture | Compact Fluorescent |  | Twist | 1 | 22 | Bathroom | 216122 | Bathroom | 0.00052955
Ceiling Fixture | Linear Fluorescent | 48 | T-4 | 2 | 40 | Bedroom | 216123 | Bedroom | 0.00052955
Ceiling Fixture | Compact Fluorescent |  | Twist | 2 | 22 | Bedroom | 216123 | Bedroom | 0.00052955
Wall Mount | Linear Fluorescent | 24 | T-4 | 1 | 20 | Bedroom | 216123 | Bedroom | 0.00052955
Table | Incandescent |  | Decorative | 2 | 25 | Bedroom | 216123 | Bedroom | 0.00052955
Ceiling Fixture | Compact Fluorescent |  | Twist | 1 | 22 | Bedroom | 216124 | Bedroom | 0.00052955
Ceiling Fixture | Compact Fluorescent |  | Twist | 2 | 22 | Family Room | 216125 | Family Room | 0.00052955
Table | Compact Fluorescent |  | Twist | 1 | 22 | Family Room | 216125 | Family Room | 0.00052955
Ceiling Fixture | Compact Fluorescent |  | Twist | 1 | 22 | Kitchen | 216126 | Kitchen | 0.00052955
Wall Mount | Incandescent |  | Standard A Lamp | 3 | 60 | Bathroom | 216151 | Bathroom | 0.0030496
Table | Incandescent |  | Standard A Lamp | 1 | 60 | Bedroom | 216152 | Bedroom | 0.0030496
Table | Incandescent |  | Mini base | 3 | 40 | Bedroom | 216152 | Bedroom | 0.0030496
Ceiling Fixture | Incandescent |  | Standard A Lamp | 2 | 60 | Bedroom | 216152 | Bedroom | 0.0030496
Chandelier (Hanging) | Incandescent |  | Mini base | 5 | 40 | Dining Room | 216153 | Dining Room | 0.0030496
Ceiling Fixture | Incandescent |  | Standard A Lamp | 1 | 60 | Garage | 216154 | Garage | 0.0030496
Garage door opener | Incandescent |  | Standard A Lamp | 2 | 60 | Garage | 216154 | Garage | 0.0030496
Ceiling Fixture | Incandescent |  | Standard A Lamp | 1 | 60 | Hall | 216155 | Hall | 0.0030496
Recessed Can | Compact Fluorescent |  | Reflector | 1 | 23 | Kitchen | 216156 | Kitchen | 0.0030496
Ceiling Fixture | Incandescent |  | Standard A Lamp | 2 | 60 | Laundry Room | 216157 | Laundry Room | 0.0030496
Table | Compact Fluorescent |  | Twist | 3 | 13 | Living Room | 216158 | Living Room | 0.0030496
Ceiling Fan | Compact Fluorescent |  | Twist | 2 | 13 | Living Room | 216158 | Living Room | 0.0030496
Ceiling Fixture | Compact Fluorescent |  | Twist | 1 | 13 | Living Room | 216158 | Living Room | 0.0030496
Wall Mount | Compact Fluorescent |  | Twist | 3 | 20 | Bathroom | 216159 | Bathroom | 0.0030496
Table | Incandescent |  | Standard A Lamp | 1 | 100 | Master Bedroom | 2161510 | Master Bedroom | 0.0030496
Table | Incandescent |  | Standard A Lamp | 1 | 40 | Master Bedroom | 2161510 | Master Bedroom | 0.0030496
Ceiling Fan | Incandescent |  | Mini base | 3 | 40 | Master Bedroom | 2161510 | Master Bedroom | 0.0030496
Ceiling Fixture | Incandescent |  | Standard A Lamp | 2 | 60 | Closet | 2161511 | Closet | 0.0030496
Table | Compact Fluorescent |  | Twist | 1 | 20 | Office | 2161512 | Office | 0.0030496
Ceiling Fixture | Incandescent |  | Standard A Lamp | 2 | 60 | Office | 2161512 | Office | 0.0030496
Ceiling Fixture | Compact Fluorescent |  | Twist | 1 | 13 | Hall | 216231 | Hall | 0.0005169
Wall Mount | Incandescent |  | Mini base | 3 | 75 | Bathroom | 216232 | Bathroom | 0.0005169
Ceiling Fixture | Compact Fluorescent |  | Twist | 2 | 14 | Bathroom | 216232 | Bathroom | 0.0005169
Ceiling Fan | Incandescent |  | Standard A Lamp | 4 | 75 | Bedroom | 216233 | Bedroom | 0.0005169
Ceiling Fan | Incandescent |  | Standard A Lamp | 2 | 60 | Bedroom | 216234 | Bedroom | 0.0005169
Ceiling Fan | Incandescent |  | Standard A Lamp | 3 | 60 | Bedroom | 216235 | Bedroom | 0.0005169
Ceiling Fixture | Linear Fluorescent | 48 | T-12 | 2 | 40 | Closet | 216236 | Closet | 0.0005169
Recessed Can | Incandescent |  | Reflector | 1 | 75 | Office | 216237 | Office | 0.0005169
Ceiling Fan | Incandescent |  | Standard A Lamp | 4 | 60 | Dining Room | 216238 | Dining Room | 0.0005169
Ceiling Fixture | Halogen |  | PAR | 2 | 100 | Dining Room | 216238 | Dining Room | 0.0005169
Wall Mount | Compact Fluorescent |  | Twist | 3 | 23 | Other | 216239 | Other | 0.0005169
Ceiling Fixture | Compact Fluorescent |  | Twist | 2 | 23 | Family Room | 2162310 | Family Room | 0.0005169
Ceiling Fan | Compact Fluorescent |  | Twist | 2 | 23 | Family Room | 2162311 | Family Room | 0.0005169
Ceiling Fixture | Compact Fluorescent |  | Twist | 2 | 23 | Garage | 2162312 | Garage | 0.0005169
Ceiling Fixture | Compact Fluorescent |  | Twist | 1 | 23 | Hall | 2162313 | Hall | 0.0005169
Recessed Can | Incandescent |  | Reflector | 1 | 65 | Kitchen | 2162314 | Kitchen | 0.0005169
Track | Halogen |  | PAR | 4 | 100 | Laundry Room | 2162315 | Laundry Room | 0.0005169
Ceiling Fan | Incandescent |  | Standard A Lamp | 8 | 60 | Office | 2162316 | Office | 0.0005169
Wall Mount | Compact Fluorescent |  | Twist | 3 | 23 | Bathroom | 2162317 | Bathroom | 0.0005169
Wall Mount | Incandescent |  | Globe | 4 | 40 | Bathroom | 2162318 | Bathroom | 0.0005169
Ceiling Fixture | Compact Fluorescent |  | Twist | 1 | 23 | Bathroom | 2162318 | Bathroom | 0.0005169
Ceiling Fan | Compact Fluorescent |  | Twist | 3 | 23 | Master Bedroom | 2162319 | Master Bedroom | 0.0005169
Ceiling Fixture | Linear Fluorescent | 36 | T-12 | 2 | 40 | Office | 2162320 | Office | 0.0005169
Ceiling Fixture | Incandescent |  | Standard A Lamp | 2 | 60 | Other | 2162321 | Other | 0.0005169
Wall Mount | Compact Fluorescent |  | Twist | 1 | 23 | Hall | 2162322 | Hall | 0.0005169
Chandelier (Hanging) | Incandescent |  | Globe | 18 | 40 | Hall | 2162323 | Hall | 0.0005169
Ceiling Fixture | Incandescent |  | Standard A Lamp | 1 | 60 | Bathroom | 216381 | Bathroom | 0.00052955
Wall Mount | Incandescent |  | Globe | 4 | 49 | Bathroom | 216381 | Bathroom | 0.00052955
Ceiling Fixture | Incandescent |  | Standard A Lamp | 2 | 60 | Bedroom | 216382 | Bedroom | 0.00052955
Chandelier (Hanging) | Incandescent |  | Clear | 5 | 60 | Dining Room | 216383 | Dining Room | 0.00052955
Recessed Can | Incandescent |  | Standard A Lamp | 1 | 60 | Dining Room | 216384 | Dining Room | 0.00052955
Ceiling Fixture | Incandescent |  | Standard A Lamp | 1 | 60 | Garage | 216385 | Garage | 0.00052955
Ceiling Fixture | Incandescent |  | Standard A Lamp | 1 | 60 | Hall | 216386 | Hall | 0.00052955
Ceiling Fixture | Linear Fluorescent | 48 | T-12 | 2 | 32 | Kitchen | 216387 | Kitchen | 0.00052955
Wall Mount | Linear Fluorescent | 36 | T-12 | 1 | 20 | Kitchen | 216387 | Kitchen | 0.00052955
Wall Mount | Linear Fluorescent | 24 | T-12 | 1 | 20 | Kitchen | 216387 | Kitchen | 0.00052955
Table | Compact Fluorescent |  | Twist | 1 | 22 | Living Room | 216388 | Living Room | 0.00052955
Table | Compact Fluorescent |  | Twist | 1 | 15 | Living Room | 216388 | Living Room | 0.00052955
Recessed Can | Incandescent |  | Reflector | 1 | 60 | Living Room | 216388 | Living Room | 0.00052955
Ceiling Fixture | Incandescent |  | Standard A Lamp | 1 | 60 | Hall | 216389 | Hall | 0.00052955
Ceiling Fixture | Incandescent |  | Standard A Lamp | 1 | 60 | Bathroom | 2163810 | Bathroom | 0.00052955
Wall Mount | Incandescent |  | Globe | 4 | 60 | Bathroom | 2163810 | Bathroom | 0.00052955
Ceiling Fixture | Incandescent |  | Standard A Lamp | 1 | 60 | Bedroom | 2163811 | Bedroom | 0.00052955
Floor lamp | Compact Fluorescent |  | Pin base | 1 | 15 | Bedroom | 2163811 | Bedroom | 0.00052955
Ceiling Fixture | Incandescent |  | Standard A Lamp | 1 | 60 | Hall | 2163812 | Hall | 0.00052955
Ceiling Fixture | Incandescent |  | Standard A Lamp | 1 | 60 | Bathroom | 2163813 | Bathroom | 0.00052955
Wall Mount | Incandescent |  | Globe | 6 | 60 | Bathroom | 2163813 | Bathroom | 0.00052955
Ceiling Fixture | Incandescent |  | Standard A Lamp | 1 | 60 | Bathroom | 2163813 | Bathroom | 0.00052955
Ceiling Fixture | Compact Fluorescent |  | Twist | 1 | 22 | Master Bedroom | 2163814 | Master Bedroom | 0.00052955
Table | Compact Fluorescent |  | Twist | 1 | 15 | Master Bedroom | 2163814 | Master Bedroom | 0.00052955
Table | Compact Fluorescent |  | Pin base | 1 | 22 | Master Bedroom | 2163814 | Master Bedroom | 0.00052955
Ceiling Fixture | Linear Fluorescent | 96 | T-12 | 2 | 100 | Other | 216471 | Other | 0.00040077
Ceiling Fixture | Incandescent |  | Heat Lamp | 1 | 150 | Bathroom | 216472 | Bathroom | 0.00040077
Ceiling Fixture | Incandescent |  | Reflector | 1 | 75 | Bathroom | 216472 | Bathroom | 0.00040077
Ceiling Fixture | Incandescent |  | Standard A Lamp | 1 | 100 | Closet | 216473 | Closet | 0.00040077
Wall Mount | Incandescent |  | Standard A Lamp | 1 | 60 | Bedroom | 216474 | Bedroom | 0.00040077
Table | Compact Fluorescent |  | Circline (Screw Base) | 1 | 22 | Family Room | 216475 | Family Room | 0.00040077
Torchiere | Incandescent |  | Standard A Lamp | 1 | 25 | Family Room | 216475 | Family Room | 0.00040077
Table | Incandescent |  | Standard A Lamp | 1 | 60 | Family Room | 216475 | Family Room | 0.00040077
Ceiling Fixture | Compact Fluorescent |  | Straight Tube | 1 | 28 | Bedroom | 216476 | Bedroom | 0.00040077
Table | Incandescent |  | Standard A Lamp | 1 | 75 | Bedroom | 216476 | Bedroom | 0.00040077
Ceiling Fixture | Compact Fluorescent |  | Twist | 1 | 15 | Hall | 216477 | Hall | 0.00040077
Ceiling Fixture | Incandescent |  | Standard A Lamp | 1 | 60 | Kitchen | 216478 | Kitchen | 0.00040077
Ceiling Fan | Incandescent |  | Standard A Lamp | 1 | 60 | Kitchen | 216478 | Kitchen | 0.00040077
Table | Compact Fluorescent |  | Twist | 1 | 22 | Living Room | 216479 | Living Room | 0.00040077
Torchiere | Incandescent |  | Standard A Lamp | 2 | 60 | Living Room | 216479 | Living Room | 0.00040077
Torchiere | Compact Fluorescent |  | Twist | 1 | 15 | Living Room | 216479 | Living Room | 0.00040077
Table | Incandescent |  | Standard A Lamp | 1 | 60 | Living Room | 216479 | Living Room | 0.00040077
Table | Compact Fluorescent |  | Circline (Screw Base) | 1 | 22 | Living Room | 216479 | Living Room | 0.00040077
Chandelier (Hanging) | Incandescent |  | Decorative | 5 | 40 | Living Room | 216479 | Living Room | 0.00040077
Ceiling Fixture | Incandescent |  | Standard A Lamp | 2 | 75 | Master Bedroom | 2164710 | Master Bedroom | 0.00040077
Chandelier (Hanging) | Incandescent |  | Standard A Lamp | 1 | 60 | Master Bedroom | 2164710 | Master Bedroom | 0.00040077
Table | Incandescent |  | Mini base | 1 | 40 | Master Bedroom | 2164710 | Master Bedroom | 0.00040077
Ceiling Fixture | Compact Fluorescent |  | Straight Tube | 1 | 28 | Office | 2164711 | Office | 0.00040077
Table | Compact Fluorescent |  | Twist | 1 | 15 | Office | 2164711 | Office | 0.00040077
Table | Incandescent |  | Standard A Lamp | 2 | 60 | Office | 2164711 | Office | 0.00040077
Ceiling Fixture | Incandescent |  | Standard A Lamp | 1 | 100 | Laundry Room | 2164712 | Laundry Room | 0.00040077
Wall Mount | Incandescent |  | Standard A Lamp | 2 | 40 | Bathroom | 216541 | Bathroom | 0.00028447
Ceiling Fixture | Incandescent |  | Standard A Lamp | 3 | 40 | Bathroom | 216542 | Bathroom | 0.00028447
Ceiling Fixture | Linear Fluorescent | 36 | T-4 | 2 | 40 | Bathroom | 216542 | Bathroom | 0.00028447
Ceiling Fixture | Incandescent |  | Standard A Lamp | 2 | 40 | Bedroom | 216543 | Bedroom | 0.00028447
Ceiling Fixture | Incandescent |  | Standard A Lamp | 2 | 40 | Bedroom | 216544 | Bedroom | 0.00028447
Ceiling Fixture | Incandescent |  | Standard A Lamp | 2 | 40 | Bedroom | 216545 | Bedroom | 0.00028447
Floor lamp | Incandescent |  | Standard A Lamp | 1 | 40 | Bedroom | 216545 | Bedroom | 0.00028447
Ceiling Fixture | Linear Fluorescent | 36 | T-4 | 2 | 40 | Garage | 216546 | Garage | 0.00028447
Garage door opener | Incandescent |  | Clear | 2 | 40 | Garage | 216546 | Garage | 0.00028447
Chandelier (Hanging) | Incandescent |  | Standard A Lamp | 9 | 40 | Dining Room | 216547 | Dining Room | 0.00028447
Ceiling Fixture | Linear Fluorescent | 36 | T-4 | 2 | 40 | Dining Room | 216547 | Dining Room | 0.00028447
Ceiling Fixture | Incandescent |  | Standard A Lamp | 2 | 40 | Living Room | 216548 | Living Room | 0.00028447
Wall Mount | Incandescent |  | Standard A Lamp | 1 | 40 | Living Room | 216548 | Living Room | 0.00028447
Table | Incandescent |  | Standard A Lamp | 1 | 40 | Living Room | 216548 | Living Room | 0.00028447
Floor lamp | Incandescent |  | Standard A Lamp | 1 | 40 | Living Room | 216548 | Living Room | 0.00028447
Ceiling Fixture | Incandescent |  | Standard A Lamp | 3 | 40 | Other | 216549 | Other | 0.00028447
Ceiling Fan | Incandescent |  | Standard A Lamp | 3 | 40 | Other | 2165410 | Other | 0.00028447
Table | Compact Fluorescent |  | Twist | 4 | 15 | Kitchen | 216681 | Kitchen | 0.00094081
Ceiling Fixture | Compact Fluorescent |  | Twist | 2 | 22 | Kitchen | 216681 | Kitchen | 0.00094081
Ceiling Fixture | Incandescent |  | Reflector | 1 | 65 | Kitchen | 216681 | Kitchen | 0.00094081
Table | Incandescent |  | Decorative | 1 | 25 | Master Bedroom | 216682 | Master Bedroom | 0.00094081
Ceiling Fan | Incandescent |  | Clear | 3 | 60 | Master Bedroom | 216682 | Master Bedroom | 0.00094081
Track | Incandescent |  | Globe | 4 | 60 | Master Bedroom | 216682 | Master Bedroom | 0.00094081
Ceiling Fixture | Incandescent |  | Standard A Lamp | 2 | 65 | Master Bedroom | 216682 | Master Bedroom | 0.00094081
Ceiling Fixture | Compact Fluorescent |  | Twist | 2 | 22 | Master Bedroom | 216682 | Master Bedroom | 0.00094081
Ceiling Fixture | Compact Fluorescent |  | Twist | 1 | 15 | Garage | 216683 | Garage | 0.00094081
Ceiling Fixture | Compact Fluorescent |  | Twist | 3 | 15 | Hall | 216684 | Hall | 0.00094081
Wall Mount | Incandescent |  | Globe | 1 | 65 | Bathroom | 216685 | Bathroom | 0.00094081
Ceiling Fixture | Compact Fluorescent |  | Twist | 3 | 22 | Bedroom | 216686 | Bedroom | 0.00094081
Ceiling Fixture | Compact Fluorescent |  | Twist | 3 | 22 | Bedroom | 216687 | Bedroom | 0.00094081
Ceiling Fixture | Compact Fluorescent |  | Twist | 2 | 15 | Laundry Room | 216688 | Laundry Room | 0.00094081
Ceiling Fixture | Compact Fluorescent |  | Twist | 2 | 15 | Hall | 216689 | Hall | 0.00094081
Ceiling Fixture | Compact Fluorescent |  | Twist | 1 | 15 | Bathroom | 216721 | Bathroom | 0.00028447
Wall Mount | Incandescent |  | Globe | 4 | 40 | Bathroom | 216721 | Bathroom | 0.00028447
Wall Mount | Incandescent |  | Mini base | 1 | 4 | Bathroom | 216721 | Bathroom | 0.00028447
Ceiling Fixture | Compact Fluorescent |  | Twist | 1 | 15 | Bedroom | 216722 | Bedroom | 0.00028447
Table | Incandescent |  | Standard A Lamp | 1 | 25 | Bedroom | 216722 | Bedroom | 0.00028447
Table | Incandescent |  | Standard A Lamp | 1 | 60 | Bedroom | 216722 | Bedroom | 0.00028447
Chandelier (Hanging) | Compact Fluorescent |  | Twist | 1 | 15 | Dining Room | 216723 | Dining Room | 0.00028447
Table | Compact Fluorescent |  | Twist | 1 | 15 | Dining Room | 216723 | Dining Room | 0.00028447
Ceiling Fixture | Incandescent |  | Standard A Lamp | 1 | 60 | Other | 216724 | Other | 0.00028447
Recessed Can | Incandescent |  | Reflector | 1 | 60 | Family Room | 216725 | Family Room | 0.00028447
Table | Incandescent |  | Standard A Lamp | 1 | 60 | Family Room | 216725 | Family Room | 0.00028447
Ceiling Fixture | Compact Fluorescent |  | Twist | 1 | 15 | Hall | 216726 | Hall | 0.00028447
Ceiling Fixture | Incandescent |  | Standard A Lamp | 1 | 60 | Hall | 216726 | Hall | 0.00028447
Ceiling Fixture | Incandescent |  | Standard A Lamp | 1 | 60 | Hall | 216727 | Hall | 0.00028447
Ceiling Fixture | Compact Fluorescent |  | Twist | 2 | 15 | Hall | 216727 | Hall | 0.00028447
Ceiling Fixture | Linear Fluorescent | 48 | T-12 | 2 | 32 | Kitchen | 216728 | Kitchen | 0.00028447
Wall Mount | Compact Fluorescent |  | Twist | 1 | 15 | Kitchen | 216728 | Kitchen | 0.00028447
Ceiling Fixture | Incandescent |  | Standard A Lamp | 1 | 100 | Kitchen | 216728 | Kitchen | 0.00028447
Table | Incandescent |  | Standard A Lamp | 2 | 60 | Living Room | 216729 | Living Room | 0.00028447
Table | Halogen |  | Quartz Tube | 1 | 50 | Living Room | 216729 | Living Room | 0.00028447
Table | Compact Fluorescent |  | A shape bulb | 1 | 15 | Living Room | 216729 | Living Room | 0.00028447
Ceiling Fixture | Incandescent |  | Heat Lamp | 1 | 100 | Bathroom | 2167210 | Bathroom | 0.00028447
Wall Mount | Incandescent |  | Globe | 5 | 40 | Bathroom | 2167210 | Bathroom | 0.00028447
Ceiling Fixture | Incandescent |  | Standard A Lamp | 1 | 40 | Bathroom | 2167210 | Bathroom | 0.00028447
Ceiling Fan | Incandescent |  | Decorative | 1 | 60 | Master Bedroom | 2167211 | Master Bedroom | 0.00028447
Recessed Can | Incandescent |  | Reflector | 1 | 50 | Master Bedroom | 2167211 | Master Bedroom | 0.00028447
Recessed Can | Incandescent |  | Reflector | 1 | 60 | Master Bedroom | 2167211 | Master Bedroom | 0.00028447
Table | Incandescent |  | Clear | 1 | 40 | Master Bedroom | 2167211 | Master Bedroom | 0.00028447
Ceiling Fixture | Incandescent |  | Standard A Lamp | 1 | 60 | Other | 2167212 | Other | 0.00028447
Table | Incandescent |  | Standard A Lamp | 1 | 60 | Bedroom | 2167213 | Bedroom | 0.00028447
Wall Mount | Incandescent |  | Standard A Lamp | 1 | 60 | Bedroom | 2167213 | Bedroom | 0.00028447
Wall Mount | Incandescent |  | Standard A Lamp | 2 | 60 | Bedroom | 2167214 | Bedroom | 0.00028447
Wall Mount | Incandescent |  | Standard A Lamp | 1 | 60 | Bedroom | 2167214 | Bedroom | 0.00028447
Chandelier (Hanging) | Compact Fluorescent |  | A shape bulb | 2 | 15 | Hall | 2167215 | Hall | 0.00028447
Ceiling Fixture | Compact Fluorescent |  | Twist | 3 | 15 | Laundry Room | 2167216 | Laundry Room | 0.00028447
Ceiling Fan | Compact Fluorescent |  | A shape bulb | 3 | 15 | Laundry Room | 2167216 | Laundry Room | 0.00028447
Ceiling Fixture | Compact Fluorescent |  | Twist | 2 | 15 | Laundry Room | 2167216 | Laundry Room | 0.00028447
Wall Mount | Incandescent |  | Standard A Lamp | 2 | 60 | Bathroom | 216781 | Bathroom | 0.00094081
Wall Mount | Compact Fluorescent |  | Twist | 1 | 9 | Bathroom | 216781 | Bathroom | 0.00094081
Wall Mount | Compact Fluorescent |  | Twist | 2 | 9 | Bathroom | 216782 | Bathroom | 0.00094081
Ceiling Fixture | Incandescent |  | Standard A Lamp | 2 | 60 | Bedroom | 216783 | Bedroom | 0.00094081
Ceiling Fixture | Compact Fluorescent |  | Twist | 2 | 11 | Bedroom | 216784 | Bedroom | 0.00094081
Table | Compact Fluorescent |  | Twist | 1 | 9 | Bedroom | 216784 | Bedroom | 0.00094081
Other | Compact Fluorescent |  | Twist | 1 | 9 | Bedroom | 216784 | Bedroom | 0.00094081
Ceiling Fixture | Incandescent |  | Standard A Lamp | 2 | 60 | Hall | 216785 | Hall | 0.00094081
Chandelier (Hanging) | Incandescent |  | Standard A Lamp | 1 | 60 | Hall | 216785 | Hall | 0.00094081
Ceiling Fixture | Compact Fluorescent |  | Twist | 2 | 11 | Hall | 216786 | Hall | 0.00094081
Recessed Can | Incandescent |  | Reflector | 1 | 65 | Kitchen | 216787 | Kitchen | 0.00094081
Ceiling Fan | Incandescent |  | Standard A Lamp | 4 | 60 | Kitchen | 216787 | Kitchen | 0.00094081
Recessed Can | Compact Fluorescent |  | Flood | 1 | 15 | Kitchen | 216787 | Kitchen | 0.00094081
Ceiling Fixture | Compact Fluorescent |  | Twist | 2 | 9 | Laundry Room | 216788 | Laundry Room | 0.00094081
Floor lamp | Incandescent |  | 3-Way Incandescent | 1 | 100 | Living Room | 216789 | Living Room | 0.00094081
Wall Mount | Compact Fluorescent |  | Twist | 2 | 9 | Bathroom | 2167810 | Bathroom | 0.00094081
Wall Mount | Compact Fluorescent |  | Twist | 1 | 18 | Bathroom | 2167810 | Bathroom | 0.00094081
Recessed Can | Incandescent |  | Reflector | 1 | 65 | Bathroom | 2167810 | Bathroom | 0.00094081
Chandelier (Hanging) | Incandescent |  | Mini base | 3 | 60 | Master Bedroom | 2167811 | Master Bedroom | 0.00094081
Table | Incandescent |  | Standard A Lamp | 1 | 100 | Master Bedroom | 2167811 | Master Bedroom | 0.00094081
Ceiling Fixture | Incandescent |  | Standard A Lamp | 1 | 60 | Closet | 2167812 | Closet | 0.00094081
Ceiling Fixture | Compact Fluorescent |  | Twist | 1 | 26 | Garage | 2167813 | Garage | 0.00094081
Wall Mount | Incandescent |  | Globe | 1 | 60 | Bathroom | 216801 | Bathroom | 0.00028447
Ceiling Fixture | Incandescent |  | Standard A Lamp | 3 | 60 | Bathroom | 216801 | Bathroom | 0.00028447
Recessed Can | Incandescent |  | Reflector | 1 | 60 | Bathroom | 216801 | Bathroom | 0.00028447
Ceiling Fixture | Linear Fluorescent | 48 | T-8 | 2 | 60 | Closet | 216802 | Closet | 0.00028447
Recessed - other | Halogen |  | PAR | 1 | 50 | Hall | 216803 | Hall | 0.00028447
Ceiling Fixture | Incandescent |  | Standard A Lamp | 2 | 60 | Hall | 216803 | Hall | 0.00028447
Wall Mount | Incandescent |  | Globe | 1 | 40 | Hall | 216803 | Hall | 0.00028447
Wall Mount | Incandescent |  | Globe | 2 | 40 | Hall | 216803 | Hall | 0.00028447
Wall Mount | Incandescent |  | Standard A Lamp | 1 | 60 | Bathroom | 216804 | Bathroom | 0.00028447
Chandelier (Hanging) | Incandescent |  | Standard A Lamp | 3 | 65 | Bathroom | 216804 | Bathroom | 0.00028447
Recessed Can | Incandescent |  | Reflector | 1 | 40 | Bathroom | 216804 | Bathroom | 0.00028447
Table | Incandescent |  | 3-Way Incandescent | 1 | 100 | Bedroom | 216805 | Bedroom | 0.00028447
Ceiling Fan | Incandescent |  | Standard A Lamp | 2 | 60 | Bedroom | 216805 | Bedroom | 0.00028447
Wall Mount | Incandescent |  | Standard A Lamp | 1 | 100 | Bedroom | 216805 | Bedroom | 0.00028447
Chandelier (Hanging) | Incandescent |  | Standard A Lamp | 1 | 100 | Kitchen | 216806 | Kitchen | 0.00028447
Recessed Can | Incandescent |  | Reflector | 1 | 65 | Kitchen | 216806 | Kitchen | 0.00028447
Recessed Can | Incandescent |  | Reflector | 1 | 65 | Laundry Room | 216807 | Laundry Room | 0.00028447
Other | Incandescent |  |  | 10 | 5 | Laundry Room | 216807 | Laundry Room | 0.00028447
Chandelier (Hanging) | Incandescent |  | Standard A Lamp | 5 | 100 | Living Room | 216808 | Living Room | 0.00028447
Chandelier (Hanging) | Incandescent |  | Standard A Lamp | 7 | 100 | Living Room | 216808 | Living Room | 0.00028447
Recessed - other | Halogen |  | PAR | 1 | 50 | Living Room | 216808 | Living Room | 0.00028447
Table | Incandescent |  | Mini base | 1 | 40 | Living Room | 216808 | Living Room | 0.00028447
Table | Halogen |  | Other | 2 | 100 | Living Room | 216808 | Living Room | 0.00028447
Floor lamp | Incandescent |  | Standard A Lamp | 1 | 60 | Living Room | 216808 | Living Room | 0.00028447
Wall Mount | Incandescent |  | Standard A Lamp | 1 | 100 | Bathroom | 216809 | Bathroom | 0.00028447
Chandelier (Hanging) | Incandescent |  | Standard A Lamp | 3 | 100 | Bathroom | 216809 | Bathroom | 0.00028447
Recessed - other | Halogen |  | MR | 1 | 50 | Bathroom | 216809 | Bathroom | 0.00028447
Chandelier (Hanging) | Incandescent |  | Standard A Lamp | 1 | 100 | Bathroom | 216809 | Bathroom | 0.00028447
Table | Incandescent |  | Standard A Lamp | 1 | 60 | Master Bedroom | 2168010 | Master Bedroom | 0.00028447
Ceiling Fan | Incandescent |  | Standard A Lamp | 1 | 100 | Master Bedroom | 2168010 | Master Bedroom | 0.00028447
Recessed - other | Halogen |  | MR | 2 | 50 | Master Bedroom | 2168010 | Master Bedroom | 0.00028447
Ceiling Fixture | Incandescent |  | Standard A Lamp | 1 | 100 | Closet | 2168011 | Closet | 0.00028447
Recessed - other | Halogen |  | MR | 1 | 50 | Office | 2168012 | Office | 0.00028447
Chandelier (Hanging) | Incandescent |  | Standard A Lamp | 3 | 100 | Office | 2168012 | Office | 0.00028447
Wall Mount | Incandescent |  | Standard A Lamp | 2 | 60 | Office | 2168012 | Office | 0.00028447
Table | Incandescent |  | Standard A Lamp | 2 | 25 | Office | 2168012 | Office | 0.00028447
Table | Incandescent |  | 3-Way Incandescent | 1 | 100 | Office | 2168013 | Office | 0.00028447
Ceiling Fan | Incandescent |  | Standard A Lamp | 2 | 60 | Office | 2168013 | Office | 0.00028447
Other | Incandescent |  |  | 10 | 5 | Other | 2168014 | Other | 0.00028447
Ceiling Fixture | Incandescent |  | Standard A Lamp | 1 | 100 | Other | 2168014 | Other | 0.00028447
Wall Mount | Incandescent |  | Standard A Lamp | 2 | 100 | Hall | 2168015 | Hall | 0.00028447
Recessed - other | Halogen |  | MR | 1 | 50 | Hall | 2168015 | Hall | 0.00028447
Chandelier (Hanging) | Incandescent |  | Standard A Lamp | 2 | 100 | Closet | 2168016 | Closet | 0.00028447
Ceiling Fixture | Incandescent |  | Standard A Lamp | 2 | 60 | Bathroom | 216841 | Bathroom | 0.0020539
Wall Mount | Incandescent |  | Standard A Lamp | 2 | 60 | Bathroom | 216841 | Bathroom | 0.0020539
Ceiling Fixture | Incandescent |  | Standard A Lamp | 2 | 60 | Bathroom | 216842 | Bathroom | 0.0020539
Ceiling Fixture | Incandescent |  | Heat Lamp | 1 | 100 | Bathroom | 216843 | Bathroom | 0.0020539
Table | Incandescent |  | Standard A Lamp | 1 | 75 | Bedroom | 216844 | Bedroom | 0.0020539
Ceiling Fan | Incandescent |  | Decorative | 3 | 40 | Bedroom | 216844 | Bedroom | 0.0020539
Table | Incandescent |  | Standard A Lamp | 1 | 40 | Bedroom | 216845 | Bedroom | 0.0020539
Ceiling Fan | Incandescent |  | Decorative | 3 | 40 | Bedroom | 216845 | Bedroom | 0.0020539
Ceiling Fixture | Incandescent |  | Standard A Lamp | 2 | 60 | Bedroom | 216846 | Bedroom | 0.0020539
Wall Mount | Incandescent |  | Standard A Lamp | 1 | 60 | Bedroom | 216846 | Bedroom | 0.0020539
Table | Incandescent |  | Standard A Lamp | 1 | 60 | Bedroom | 216846 | Bedroom | 0.0020539
Ceiling Fixture | Incandescent |  | Mini base | 4 | 25 | Closet | 216847 | Closet | 0.0020539
Ceiling Fixture | Incandescent |  | Standard A Lamp | 2 | 60 | Dining Room | 216848 | Dining Room | 0.0020539
Ceiling Fixture | Linear Fluorescent | 48 | T-12 | 2 | 40 | Garage | 216849 | Garage | 0.0020539
Ceiling Fixture | Linear Fluorescent | 48 | T-12 | 1 | 40 | Garage | 216849 | Garage | 0.0020539
Garage door opener | Incandescent |  | Standard A Lamp | 2 | 60 | Garage | 216849 | Garage | 0.0020539
Ceiling Fixture | Incandescent |  | Standard A Lamp | 2 | 60 | Hall | 2168410 | Hall | 0.0020539
Recessed Can | Incandescent |  | Reflector | 1 | 65 | Hall | 2168410 | Hall | 0.0020539
Ceiling Fixture | Incandescent |  | Standard A Lamp | 1 | 60 | Kitchen | 2168411 | Kitchen | 0.0020539
Track | Halogen |  | PAR | 3 | 30 | Kitchen | 2168411 | Kitchen | 0.0020539
Recessed - other | Incandescent |  | Standard A Lamp | 1 | 60 | Kitchen | 2168411 | Kitchen | 0.0020539
Ceiling Fixture | Incandescent |  | Standard A Lamp | 1 | 60 | Laundry Room | 2168412 | Laundry Room | 0.0020539
Table | Incandescent |  | Standard A Lamp | 1 | 75 | Living Room | 2168413 | Living Room | 0.0020539
Floor lamp | Incandescent |  | Decorative | 4 | 40 | Living Room | 2168413 | Living Room | 0.0020539
Table | Incandescent |  | Standard A Lamp | 1 | 65 | Family Room | 216891 | Family Room | 0.00094081
Wall Mount | Linear Fluorescent | 24 | T-12 | 1 | 20 | Bathroom | 216892 | Bathroom | 0.00094081
Ceiling Fixture | Incandescent |  | Standard A Lamp | 2 | 75 | Bedroom | 216893 | Bedroom | 0.00094081
Ceiling Fixture | Incandescent |  | Standard A Lamp | 1 | 75 | Bedroom | 216894 | Bedroom | 0.00094081
Ceiling Fixture | Compact Fluorescent |  | Twist | 1 | 22 | Hall | 216895 | Hall | 0.00094081
Ceiling Fixture | Incandescent |  | Standard A Lamp | 1 | 75 | Garage | 216896 | Garage | 0.00094081
Ceiling Fixture | Linear Fluorescent | 48 | T-8 | 2 | 32 | Garage | 216896 | Garage | 0.00094081
Ceiling Fixture | Incandescent |  | Heat Lamp | 1 | 150 | Garage | 216896 | Garage | 0.00094081
Recessed - other | Incandescent |  | Standard A Lamp | 1 | 75 | Hall | 216897 | Hall | 0.00094081
Recessed - other | Incandescent |  | Standard A Lamp | 2 | 75 | Kitchen | 216898 | Kitchen | 0.00094081
Ceiling Fixture | Incandescent |  | Standard A Lamp | 1 | 75 | Laundry Room | 216899 | Laundry Room | 0.00094081
Chandelier (Hanging) | Incandescent |  | Standard A Lamp | 1 | 75 | Living Room | 2168910 | Living Room | 0.00094081
Wall Mount | Compact Fluorescent |  | Twist | 1 | 22 | Living Room | 2168910 | Living Room | 0.00094081
Table | Incandescent |  | Standard A Lamp | 1 | 75 | Living Room | 2168910 | Living Room | 0.00094081
Chandelier (Hanging) | Incandescent |  | Mini base | 3 | 40 | Office | 2168911 | Office | 0.00094081
Wall Mount | Linear Fluorescent | 24 | T-12 | 1 | 20 | Bathroom | 2168912 | Bathroom | 0.00094081
Ceiling Fixture | Linear Fluorescent | 20 | T-8 | 2 | 20 | Bathroom | 2168912 | Bathroom | 0.00094081
Wall Mount | Incandescent |  | Clear | 4 | 40 | Bathroom | 216921 | Bathroom | 0.002127
Ceiling Fixture | Linear Fluorescent | 22 | T-8 | 2 | 16 | Hall | 216922 | Hall | 0.002127
Ceiling Fixture | Incandescent |  | Standard A Lamp | 2 | 60 | Bedroom | 216923 | Bedroom | 0.002127
Table | Incandescent |  | Standard A Lamp | 1 | 60 | Bedroom | 216923 | Bedroom | 0.002127
Ceiling Fixture | Incandescent |  | Standard A Lamp | 2 | 60 | Bedroom | 216924 | Bedroom | 0.002127
Table | Incandescent |  | Standard A Lamp | 1 | 100 | Bedroom | 216924 | Bedroom | 0.002127
Recessed - other | Incandescent |  | Standard A Lamp | 1 | 100 | Bedroom | 216925 | Bedroom | 0.002127
Ceiling Fixture | Incandescent |  | Standard A Lamp | 1 | 60 | Bedroom | 216926 | Bedroom | 0.002127
Table | Incandescent |  | Standard A Lamp | 1 | 100 | Bedroom | 216926 | Bedroom | 0.002127
Ceiling Fixture | Incandescent |  | Standard A Lamp | 2 | 60 | Closet | 216927 | Closet | 0.002127
Ceiling Fan | Incandescent |  | Standard A Lamp | 3 | 60 | Dining Room | 216928 | Dining Room | 0.002127
Ceiling Fixture | Compact Fluorescent |  | Twist | 3 | 22 | Dining Room | 216928 | Dining Room | 0.002127
Ceiling Fixture | Incandescent |  | Standard A Lamp | 1 | 100 | Garage | 216929 | Garage | 0.002127
Track | Other |  | Mercury Vapor | 1 | 150 | Garage | 216929 | Garage | 0.002127
Ceiling Fixture | Compact Fluorescent |  | Twist | 2 | 15 | Kitchen | 2169210 | Kitchen | 0.002127
Ceiling Fan | Compact Fluorescent |  | Straight Tube | 2 | 28 | Kitchen | 2169210 | Kitchen | 0.002127
Ceiling Fixture | Compact Fluorescent |  | Twist | 1 | 15 | Kitchen | 2169210 | Kitchen | 0.002127
Ceiling Fixture | Compact Fluorescent |  | Twist | 1 | 15 | Laundry Room | 2169211 | Laundry Room | 0.002127
Chandelier (Hanging) | Compact Fluorescent |  | Twist | 1 | 15 | Living Room | 2169212 | Living Room | 0.002127
Table | Incandescent |  | Standard A Lamp | 1 | 100 | Living Room | 2169212 | Living Room | 0.002127
Table | Compact Fluorescent |  | Twist | 1 | 15 | Living Room | 2169212 | Living Room | 0.002127
Other | Linear Fluorescent |  | Fluorescent Other | 1 | 20 | Living Room | 2169212 | Living Room | 0.002127
Low bay | Linear Fluorescent | 96 | T-12 | 2 | 100 | Other | 2169213 | Other | 0.002127
Ceiling Fixture | Linear Fluorescent | 44 | T-12 | 2 | 32 | Other | 2169214 | Other | 0.002127
Ceiling Fixture | Linear Fluorescent | 48 | T-8 | 2 | 32 | Bathroom | 217001 | Bathroom | 0.0020539
Wall Mount | Compact Fluorescent |  | Twist | 4 | 15 | Bathroom | 217001 | Bathroom | 0.0020539
Ceiling Fixture | Incandescent |  | Standard A Lamp | 2 | 60 | Bathroom | 217001 | Bathroom | 0.0020539
Floor lamp | Incandescent |  | Standard A Lamp | 1 | 60 | Bedroom | 217002 | Bedroom | 0.0020539
Ceiling Fixture | Incandescent |  | Standard A Lamp | 1 | 60 | Bedroom | 217002 | Bedroom | 0.0020539
Architectural | Incandescent |  | Decorative | 1 | 40 | Kitchen | 217003 | Kitchen | 0.0020539
Ceiling Fixture | Compact Fluorescent |  | Twist | 1 | 22 | Kitchen | 217003 | Kitchen | 0.0020539
Ceiling Fixture | Compact Fluorescent |  | Twist | 1 | 15 | Kitchen | 217003 | Kitchen | 0.0020539
Recessed - other | Linear Fluorescent | 16 | T-8 | 1 | 16 | Kitchen | 217003 | Kitchen | 0.0020539
Track | Halogen |  | PAR | 4 | 35 | Living Room | 217004 | Living Room | 0.0020539
Chandelier (Hanging) | Incandescent |  | Standard A Lamp | 1 | 60 | Living Room | 217004 | Living Room | 0.0020539
Other | Incandescent |  | Standard A Lamp | 1 | 40 | Living Room | 217004 | Living Room | 0.0020539
Table | Incandescent |  | Standard A Lamp | 1 | 60 | Master Bedroom | 217005 | Master Bedroom | 0.0020539
Ceiling Fixture | Incandescent |  | Standard A Lamp | 2 | 60 | Master Bedroom | 217005 | Master Bedroom | 0.0020539
Table | Incandescent |  | Standard A Lamp | 1 | 60 | Office | 217006 | Office | 0.0020539
Wall Mount | Compact Fluorescent |  | Twist | 1 | 15 | Office | 217006 | Office | 0.0020539
Table | Linear Fluorescent | 16 | T-8 | 1 | 16 | Office | 217006 | Office | 0.0020539
Table | Halogen |  | MR | 1 | 20 | Office | 217006 | Office | 0.0020539
Wall Mount | Compact Fluorescent |  | Twist | 2 | 15 | Bathroom | 217011 | Bathroom | 0.00028447
Ceiling Fixture | Compact Fluorescent |  | Pin base | 1 | 22 | Bedroom | 217012 | Bedroom | 0.00028447
Table | Compact Fluorescent |  | Twist | 1 | 15 | Bedroom | 217012 | Bedroom | 0.00028447
Ceiling Fixture | Compact Fluorescent |  | Twist | 1 | 15 | Hall | 217013 | Hall | 0.00028447
Ceiling Fixture | Incandescent |  | Standard A Lamp | 1 | 40 | Kitchen | 217014 | Kitchen | 0.00028447
Recessed Can | Incandescent |  | Standard A Lamp | 1 | 60 | Kitchen | 217014 | Kitchen | 0.00028447
Wall Mount | Incandescent |  | Standard A Lamp | 1 | 60 | Kitchen | 217014 | Kitchen | 0.00028447
Ceiling Fixture | Compact Fluorescent |  | Twist | 1 | 26 | Laundry Room | 217015 | Laundry Room | 0.00028447
Ceiling Fixture | Compact Fluorescent |  | Twist | 2 | 15 | Living Room | 217016 | Living Room | 0.00028447
Ceiling Fixture | Compact Fluorescent |  | Twist | 1 | 15 | Office | 217017 | Office | 0.00028447
Wall Mount | Compact Fluorescent |  | Twist | 2 | 15 | Bathroom | 217018 | Bathroom | 0.00028447
Ceiling Fixture | Compact Fluorescent |  | Twist | 1 | 15 | Bedroom | 217019 | Bedroom | 0.00028447
Ceiling Fixture | Compact Fluorescent |  | Twist | 1 | 15 | Bedroom | 2170110 | Bedroom | 0.00028447
Table | Incandescent |  | Standard A Lamp | 1 | 60 | Bedroom | 2170110 | Bedroom | 0.00028447
Ceiling Fixture | Compact Fluorescent |  | Twist | 1 | 15 | Hall | 2170111 | Hall | 0.00028447
Recessed Can | Incandescent |  | Reflector | 1 | 65 | Kitchen | 217031 | Kitchen | 0.00047324
Ceiling Fixture | Incandescent |  | Standard A Lamp | 1 | 40 | Hall | 217032 | Hall | 0.00047324
Wall Mount | Incandescent |  | Globe | 6 | 60 | Bathroom | 217033 | Bathroom | 0.00047324
Wall Mount | Incandescent |  | Standard A Lamp | 1 | 40 | Bathroom | 217033 | Bathroom | 0.00047324
Recessed - other | Incandescent |  | Heat Lamp | 1 | 250 | Bathroom | 217033 | Bathroom | 0.00047324
Ceiling Fixture | Compact Fluorescent |  | Twist | 2 | 15 | Bathroom | 217034 | Bathroom | 0.00047324
Wall Mount | Incandescent |  | Decorative | 1 | 40 | Bedroom | 217035 | Bedroom | 0.00047324
Table | Incandescent |  | Standard A Lamp | 1 | 75 | Bedroom | 217035 | Bedroom | 0.00047324
Ceiling Fixture | Compact Fluorescent |  | Twist | 2 | 15 | Bedroom | 217035 | Bedroom | 0.00047324
Ceiling Fixture | Incandescent |  | Standard A Lamp | 1 | 60 | Living Room | 217036 | Living Room | 0.00047324
Floor lamp | Incandescent |  | Standard A Lamp | 1 | 75 | Living Room | 217036 | Living Room | 0.00047324
Table | Incandescent |  | 3-Way Incandescent | 1 | 75 | Living Room | 217036 | Living Room | 0.00047324
Ceiling Fixture | Incandescent |  | Standard A Lamp | 1 | 60 | Bedroom | 217037 | Bedroom | 0.00047324
Ceiling Fixture | Compact Fluorescent |  | Twist | 1 | 15 | Bedroom | 217037 | Bedroom | 0.00047324
Ceiling Fixture | Incandescent |  | Standard A Lamp | 1 | 60 | Family Room | 217038 | Family Room | 0.00047324
Table | Incandescent |  | Standard A Lamp | 1 | 75 | Family Room | 217038 | Family Room | 0.00047324
Floor lamp | Incandescent |  | Standard A Lamp | 1 | 75 | Family Room | 217038 | Family Room | 0.00047324
Ceiling Fixture | Incandescent |  | Standard A Lamp | 2 | 60 | Laundry Room | 217039 | Laundry Room | 0.00047324
Ceiling Fixture | Incandescent |  | Standard A Lamp | 4 | 60 | Bedroom | 217071 | Bedroom | 0.00047324
Ceiling Fixture | Incandescent |  | Standard A Lamp | 1 | 60 | Bathroom | 217072 | Bathroom | 0.00047324
Wall Mount | Incandescent |  | Globe | 7 | 60 | Bathroom | 217072 | Bathroom | 0.00047324
Ceiling Fixture | Incandescent |  | Reflector | 1 | 65 | Bathroom | 217073 | Bathroom | 0.00047324
Wall Mount | Incandescent |  | Decorative | 1 | 60 | Bathroom | 217073 | Bathroom | 0.00047324
Wall Mount | Incandescent |  | Standard A Lamp | 1 | 60 | Bathroom | 217074 | Bathroom | 0.00047324
Ceiling Fixture | Incandescent |  | Reflector | 2 | 65 | Bathroom | 217074 | Bathroom | 0.00047324
Chandelier (Hanging) | Incandescent |  | Standard A Lamp | 2 | 60 | Bedroom | 217075 | Bedroom | 0.00047324
Chandelier (Hanging) | Incandescent |  | Standard A Lamp | 1 | 60 | Bedroom | 217076 | Bedroom | 0.00047324
Table | Incandescent |  | Standard A Lamp | 1 | 60 | Bedroom | 217076 | Bedroom | 0.00047324
Chandelier (Hanging) | Compact Fluorescent |  | Twist | 1 | 15 | Bedroom | 217077 | Bedroom | 0.00047324
Table | Compact Fluorescent |  | 3-Way CFL | 1 | 11 | Bedroom | 217077 | Bedroom | 0.00047324
Ceiling Fixture | Compact Fluorescent |  | Circline (Screw Base) | 1 | 22 | Closet | 217078 | Closet | 0.00047324
Ceiling Fixture | Incandescent |  | Standard A Lamp | 1 | 60 | Closet | 217079 | Closet | 0.00047324
Ceiling Fixture | Incandescent |  | Globe | 2 | 75 | Family Room | 2170710 | Family Room | 0.00047324
Chandelier (Hanging) | Incandescent |  | Standard A Lamp | 3 | 60 | Family Room | 2170710 | Family Room | 0.00047324
Table | Incandescent |  | Standard A Lamp | 1 | 60 | Family Room | 2170710 | Family Room | 0.00047324
Ceiling Fixture | Incandescent |  | Decorative | 1 | 40 | Family Room | 2170710 | Family Room | 0.00047324
Ceiling Fixture | Incandescent |  | Standard A Lamp | 2 | 60 | Hall | 2170711 | Hall | 0.00047324
Chandelier (Hanging) | Incandescent |  | Decorative | 6 | 60 | Hall | 2170711 | Hall | 0.00047324
Wall Mount | Incandescent |  | Standard A Lamp | 1 | 60 | Hall | 2170711 | Hall | 0.00047324
Ceiling Fan | Compact Fluorescent |  | Twist | 6 | 15 | Kitchen | 2170712 | Kitchen | 0.00047324
Chandelier (Hanging) | Incandescent |  | Decorative | 6 | 40 | Kitchen | 2170712 | Kitchen | 0.00047324
Ceiling Fixture | Compact Fluorescent |  | Circline (Screw Base) | 1 | 28 | Living Room | 2170713 | Living Room | 0.00047324
Table | Compact Fluorescent |  | Twist | 1 | 15 | Living Room | 2170714 | Living Room | 0.00047324
Ceiling Fixture | Incandescent |  | Standard A Lamp | 1 | 60 | Living Room | 2170714 | Living Room | 0.00047324
Ceiling Fixture | Incandescent |  | Standard A Lamp | 1 | 40 | Other | 2170715 | Other | 0.00047324
Ceiling Fixture | Linear Fluorescent | 48 | T-12 | 3 | 40 | Other | 2170716 | Other | 0.00047324
Ceiling Fixture | Linear Fluorescent | 48 | T-12 | 2 | 40 | Other | 2170717 | Other | 0.00047324
Ceiling Fixture | Incandescent |  | Standard A Lamp | 1 | 60 | Other | 2170718 | Other | 0.00047324
Ceiling Fixture | Linear Fluorescent | 24 | T-12 | 2 | 20 | Other | 2170718 | Other | 0.00047324
Ceiling Fixture | Incandescent |  | Standard A Lamp | 1 | 60 | Bedroom | 217081 | Bedroom | 0.00094081
Ceiling Fixture | Incandescent |  | Standard A Lamp | 1 | 60 | Bedroom | 217082 | Bedroom | 0.00094081
Ceiling Fixture | Incandescent |  | Standard A Lamp | 1 | 100 | Garage | 217083 | Garage | 0.00094081
Garage door opener | Incandescent |  | Standard A Lamp | 1 | 60 | Garage | 217083 | Garage | 0.00094081
Wall Mount | Incandescent |  | Globe | 4 | 40 | Bathroom | 217084 | Bathroom | 0.00094081
Ceiling Fixture | Incandescent |  | Standard A Lamp | 1 | 60 | Hall | 217085 | Hall | 0.00094081
Ceiling Fixture | Incandescent |  | Standard A Lamp | 1 | 60 | Hall | 217086 | Hall | 0.00094081
Chandelier (Hanging) | Incandescent |  | Standard A Lamp | 5 | 60 | Kitchen | 217087 | Kitchen | 0.00094081
Ceiling Fixture | Linear Fluorescent | 48 | T-12 | 4 | 40 | Kitchen | 217087 | Kitchen | 0.00094081
Recessed Can | Incandescent |  | Reflector | 1 | 65 | Kitchen | 217087 | Kitchen | 0.00094081
Ceiling Fixture | Linear Fluorescent | 48 | T-12 | 2 | 40 | Laundry Room | 217088 | Laundry Room | 0.00094081
Ceiling Fan | Incandescent |  | Standard A Lamp | 3 | 60 | Living Room | 217089 | Living Room | 0.00094081
Table | Incandescent |  | Standard A Lamp | 1 | 60 | Living Room | 217089 | Living Room | 0.00094081
Recessed Can | Incandescent |  | Reflector | 1 | 65 | Living Room | 217089 | Living Room | 0.00094081
Wall Mount | Incandescent |  | Globe | 4 | 40 | Bathroom | 2170810 | Bathroom | 0.00094081
Ceiling Fixture | Incandescent |  | Standard A Lamp | 2 | 60 | Master Bedroom | 2170811 | Master Bedroom | 0.00094081
Ceiling Fixture | Linear Fluorescent | 48 | T-12 | 2 | 40 | Closet | 2170812 | Closet | 0.00094081
Wall Mount | Compact Fluorescent |  | Twist | 5 | 15 | Bathroom | 217101 | Bathroom | 0.0005169
Ceiling Fixture | Compact Fluorescent |  | Twist | 2 | 23 | Bedroom | 217102 | Bedroom | 0.0005169
Table | Incandescent |  | Standard A Lamp | 1 | 100 | Bedroom | 217102 | Bedroom | 0.0005169
Wall Mount | Compact Fluorescent |  | Twist | 1 | 23 | Closet | 217103 | Closet | 0.0005169
Wall Mount | Compact Fluorescent |  | Twist | 1 | 23 | Closet | 217104 | Closet | 0.0005169
Ceiling Fixture | Compact Fluorescent |  | Pin base | 2 | 15 | Dining Room | 217105 | Dining Room | 0.0005169
Ceiling Fixture | Compact Fluorescent |  | Twist | 1 | 23 | Hall | 217106 | Hall | 0.0005169
High bay | Linear Fluorescent | 48 | T-12 | 2 | 40 | Garage | 217107 | Garage | 0.0005169
Ceiling Fan | Compact Fluorescent |  | Twist | 3 | 23 | Garage | 217107 | Garage | 0.0005169
Ceiling Fixture | Compact Fluorescent |  | Twist | 1 | 23 | Garage | 217107 | Garage | 0.0005169
Ceiling Fixture | Compact Fluorescent |  | Twist | 1 | 13 | Hall | 217108 | Hall | 0.0005169
Recessed Can | Compact Fluorescent |  | Twist | 1 | 15 | Kitchen | 217109 | Kitchen | 0.0005169
Recessed Can | Compact Fluorescent |  | Twist | 1 | 27 | Kitchen | 217109 | Kitchen | 0.0005169
Table | Compact Fluorescent |  | Twist | 1 | 17 | Kitchen | 217109 | Kitchen | 0.0005169
Low bay | Linear Fluorescent | 12 | T-5 | 1 | 13 | Kitchen | 217109 | Kitchen | 0.0005169
Ceiling Fixture | Compact Fluorescent |  | Twist | 1 | 27 | Laundry Room | 2171010 | Laundry Room | 0.0005169
Table | Compact Fluorescent |  | Twist | 1 | 23 | Living Room | 2171011 | Living Room | 0.0005169
Recessed - other | Incandescent |  | Reflector | 1 | 40 | Living Room | 2171011 | Living Room | 0.0005169
Wall Mount | Compact Fluorescent |  | Twist | 4 | 13 | Bathroom | 2171012 | Bathroom | 0.0005169
Recessed - other | Compact Fluorescent |  | Twist | 1 | 15 | Bathroom | 2171012 | Bathroom | 0.0005169
Ceiling Fixture | Compact Fluorescent |  | Twist | 2 | 23 | Master Bedroom | 2171013 | Master Bedroom | 0.0005169
Table | Compact Fluorescent |  | Twist | 1 | 23 | Master Bedroom | 2171013 | Master Bedroom | 0.0005169
Wall Mount | Compact Fluorescent |  | Twist | 1 | 27 | Closet | 2171014 | Closet | 0.0005169
Ceiling Fixture | Compact Fluorescent |  | Twist | 2 | 23 | Office | 2171015 | Office | 0.0005169
Table | Compact Fluorescent |  | Twist | 1 | 23 | Office | 2171015 | Office | 0.0005169
Wall Mount | Incandescent |  | Standard A Lamp | 1 | 100 | Bathroom | 217191 | Bathroom | 0.00052955
Ceiling Fixture | Incandescent |  | Standard A Lamp | 1 | 100 | Bedroom | 217192 | Bedroom | 0.00052955
Table | Incandescent |  | Standard A Lamp | 1 | 60 | Bedroom | 217192 | Bedroom | 0.00052955
Ceiling Fixture | Incandescent |  | Standard A Lamp | 1 | 100 | Bedroom | 217193 | Bedroom | 0.00052955
Table | Incandescent |  | Standard A Lamp | 1 | 60 | Bedroom | 217193 | Bedroom | 0.00052955
Wall Mount | Incandescent |  | Standard A Lamp | 1 | 100 | Bathroom | 217194 | Bathroom | 0.00052955
Ceiling Fixture | Incandescent |  | Standard A Lamp | 1 | 100 | Bedroom | 217195 | Bedroom | 0.00052955
Ceiling Fixture | Incandescent |  | Standard A Lamp | 1 | 75 | Bedroom | 217196 | Bedroom | 0.00052955
Wall Mount | Incandescent |  | Standard A Lamp | 1 | 100 | Bedroom | 217196 | Bedroom | 0.00052955
Ceiling Fixture | Incandescent |  | Standard A Lamp | 1 | 100 | Closet | 217197 | Closet | 0.00052955
Ceiling Fixture | Incandescent |  | Standard A Lamp | 1 | 60 | Closet | 217198 | Closet | 0.00052955
Ceiling Fixture | Incandescent |  | Standard A Lamp | 1 | 40 | Closet | 217199 | Closet | 0.00052955
Ceiling Fixture | Incandescent |  | Standard A Lamp | 1 | 100 | Closet | 2171910 | Closet | 0.00052955
Wall Mount | Incandescent |  | Standard A Lamp | 1 | 100 | Hall | 2171911 | Hall | 0.00052955
Ceiling Fixture | Incandescent |  | Standard A Lamp | 1 | 60 | Kitchen | 2171912 | Kitchen | 0.00052955
Ceiling Fixture | Incandescent |  | Standard A Lamp | 1 | 125 | Other | 2171913 | Other | 0.00052955
Ceiling Fixture | Incandescent |  | Standard A Lamp | 1 | 100 | Closet | 2171914 | Closet | 0.00052955
Ceiling Fixture | Incandescent |  | Standard A Lamp | 1 | 100 | Closet | 2171915 | Closet | 0.00052955
Ceiling Fixture | Incandescent |  | Standard A Lamp | 1 | 100 | Closet | 2171916 | Closet | 0.00052955
Ceiling Fixture | Incandescent |  | Standard A Lamp | 3 | 100 | Family Room | 2171917 | Family Room | 0.00052955
Ceiling Fixture | Linear Fluorescent | 48 | T-12 | 2 | 60 | Kitchen | 2171918 | Kitchen | 0.00052955
Wall Mount | Linear Fluorescent | 12 | T-12 | 1 | 20 | Kitchen | 2171918 | Kitchen | 0.00052955
Wall Mount | Incandescent |  | Standard A Lamp | 1 | 100 | Kitchen | 2171918 | Kitchen | 0.00052955
Ceiling Fixture | Incandescent |  | Standard A Lamp | 1 | 90 | Laundry Room | 2171919 | Laundry Room | 0.00052955
Ceiling Fixture | Incandescent |  | Standard A Lamp | 1 | 90 | Living Room | 2171920 | Living Room | 0.00052955
Ceiling Fixture | Incandescent |  | Standard A Lamp | 1 | 100 | Hall | 2171921 | Hall | 0.00052955
Ceiling Fixture | Incandescent |  | Standard A Lamp | 1 | 100 | Hall | 2171922 | Hall | 0.00052955
Ceiling Fixture | Incandescent |  | Standard A Lamp | 4 | 40 | Dining Room | 217201 | Dining Room | 0.00094081
Ceiling Fixture | Linear Fluorescent | 96 | T-12 | 4 | 60 | Kitchen | 217202 | Kitchen | 0.00094081
Ceiling Fixture | Incandescent |  | Standard A Lamp | 4 | 60 | Laundry Room | 217203 | Laundry Room | 0.00094081
Ceiling Fixture | Linear Fluorescent | 96 | Fluorescent Other | 2 | 110 | Garage | 217204 | Garage | 0.00094081
Garage door opener | Incandescent |  | Standard A Lamp | 2 | 100 | Garage | 217204 | Garage | 0.00094081
Table | Incandescent |  | Standard A Lamp | 1 | 60 | Living Room | 217205 | Living Room | 0.00094081
Table | Incandescent |  | 3-Way Incandescent | 1 | 100 | Living Room | 217205 | Living Room | 0.00094081
Ceiling Fixture | Incandescent |  | Standard A Lamp | 1 | 60 | Hall | 217206 | Hall | 0.00094081
Ceiling Fixture | Linear Fluorescent | 48 | T-12 | 1 | 40 | Bathroom | 217207 | Bathroom | 0.00094081
Ceiling Fixture | Incandescent |  | Standard A Lamp | 1 | 60 | Bathroom | 217207 | Bathroom | 0.00094081
Ceiling Fixture | Incandescent |  | Standard A Lamp | 2 | 75 | Office | 217208 | Office | 0.00094081
Ceiling Fixture | Incandescent |  | Standard A Lamp | 2 | 75 | Bedroom | 217209 | Bedroom | 0.00094081
Table | Incandescent |  | Standard A Lamp | 1 | 75 | Bedroom | 217209 | Bedroom | 0.00094081
Table | Incandescent |  | Decorative | 1 | 7 | Master Bedroom | 2172010 | Master Bedroom | 0.00094081
Table | Incandescent |  | Standard A Lamp | 1 | 60 | Master Bedroom | 2172010 | Master Bedroom | 0.00094081
Ceiling Fixture | Incandescent |  | Standard A Lamp | 2 | 75 | Master Bedroom | 2172010 | Master Bedroom | 0.00094081
Wall Mount | Incandescent |  | Globe | 3 | 60 | Bathroom | 2172011 | Bathroom | 0.00094081
Ceiling Fixture | Compact Fluorescent |  | Twist | 1 | 22 | Bathroom | 217221 | Bathroom | 0.00052955
Wall Mount | Incandescent |  | Standard A Lamp | 3 | 60 | Bathroom | 217221 | Bathroom | 0.00052955
Ceiling Fan | Incandescent |  | Globe | 3 | 40 | Bedroom | 217222 | Bedroom | 0.00052955
Wall Mount | Incandescent |  | Standard A Lamp | 1 | 60 | Bathroom | 217223 | Bathroom | 0.00052955
Ceiling Fixture | Compact Fluorescent |  | Twist | 1 | 22 | Bedroom | 217224 | Bedroom | 0.00052955
Ceiling Fixture | Incandescent |  | Standard A Lamp | 1 | 60 | Hall | 217225 | Hall | 0.00052955
Ceiling Fixture | Compact Fluorescent |  | Circline (Screw Base) | 1 | 36 | Laundry Room | 217226 | Laundry Room | 0.00052955
Recessed Can | Incandescent |  | Standard A Lamp | 1 | 75 | Family Room | 217227 | Family Room | 0.00052955
Ceiling Fixture | Linear Fluorescent | 48 | T-8 | 2 | 40 | Other | 217228 | Other | 0.00052955
Ceiling Fixture | Linear Fluorescent | 48 | T-12 | 2 | 40 | Garage | 217229 | Garage | 0.00052955
Garage door opener | Incandescent |  | Standard A Lamp | 2 | 60 | Garage | 217229 | Garage | 0.00052955
Ceiling Fixture | Compact Fluorescent |  | Twist | 1 | 28 | Hall | 2172210 | Hall | 0.00052955
Chandelier (Hanging) | Incandescent |  | Mini base | 5 | 25 | Kitchen | 2172211 | Kitchen | 0.00052955
Ceiling Fixture | Linear Fluorescent | 48 | T-12 | 2 | 32 | Kitchen | 2172211 | Kitchen | 0.00052955
Torchiere | Compact Fluorescent |  | Circline (Screw Base) | 1 | 28 | Living Room | 2172212 | Living Room | 0.00052955
Ceiling Fan | Compact Fluorescent |  | Twist | 4 | 22 | Master Bedroom | 2172213 | Master Bedroom | 0.00052955
Table | Incandescent |  | Mini base | 1 | 25 | Master Bedroom | 2172213 | Master Bedroom | 0.00052955
Ceiling Fan | Incandescent |  | Clear | 3 | 40 | Hall | 2172214 | Hall | 0.00052955
Wall Mount | Incandescent |  | Standard A Lamp | 3 | 60 | Bathroom | 217331 | Bathroom | 0.00029634
Ceiling Fixture | Incandescent |  | Standard A Lamp | 2 | 60 | Bedroom | 217332 | Bedroom | 0.00029634
Ceiling Fixture | Incandescent |  | Standard A Lamp | 2 | 60 | Bedroom | 217333 | Bedroom | 0.00029634
Ceiling Fixture | Incandescent |  | Standard A Lamp | 2 | 60 | Bedroom | 217334 | Bedroom | 0.00029634
Torchiere | Incandescent |  | Standard A Lamp | 1 | 150 | Bedroom | 217334 | Bedroom | 0.00029634
Torchiere | Incandescent |  | Standard A Lamp | 1 | 60 | Bedroom | 217334 | Bedroom | 0.00029634
Table | Compact Fluorescent |  | Mini base | 1 | 7 | Bedroom | 217334 | Bedroom | 0.00029634
Ceiling Fixture | Incandescent |  | Standard A Lamp | 2 | 60 | Family Room | 217335 | Family Room | 0.00029634
Ceiling Fixture | Compact Fluorescent |  | Twist | 2 | 15 | Family Room | 217335 | Family Room | 0.00029634
Torchiere | Incandescent |  | Standard A Lamp | 1 | 60 | Family Room | 217335 | Family Room | 0.00029634
Wall Mount | Incandescent |  | Standard A Lamp | 2 | 60 | Bathroom | 217336 | Bathroom | 0.00029634
Ceiling Fixture | Incandescent |  | Standard A Lamp | 2 | 60 | Bedroom | 217337 | Bedroom | 0.00029634
Ceiling Fixture | Incandescent |  | Standard A Lamp | 2 | 60 | Bedroom | 217338 | Bedroom | 0.00029634
Other | Incandescent |  | Mini base | 1 | 7 | Bedroom | 217338 | Bedroom | 0.00029634
Wall Mount | Compact Fluorescent |  | Twist | 1 | 15 | Other | 217339 | Other | 0.00029634
Ceiling Fixture | Incandescent |  | Reflector | 1 | 125 | Garage | 2173310 | Garage | 0.00029634
Ceiling Fixture | Incandescent |  | Standard A Lamp | 1 | 100 | Garage | 2173310 | Garage | 0.00029634
Garage door opener | Incandescent |  | Standard A Lamp | 1 | 60 | Garage | 2173310 | Garage | 0.00029634
Chandelier (Hanging) | Incandescent |  | Standard A Lamp | 5 | 60 | Kitchen | 2173311 | Kitchen | 0.00029634
Recessed Can | Incandescent |  | Reflector | 1 | 65 | Kitchen | 2173311 | Kitchen | 0.00029634
Recessed Can | Compact Fluorescent |  | Reflector | 1 | 15 | Kitchen | 2173311 | Kitchen | 0.00029634
Ceiling Fixture | Incandescent |  | Standard A Lamp | 2 | 60 | Laundry Room | 2173312 | Laundry Room | 0.00029634
Ceiling Fixture | Incandescent |  | Standard A Lamp | 2 | 60 | Bathroom | 2173313 | Bathroom | 0.00029634
Wall Mount | Incandescent |  | Standard A Lamp | 4 | 60 | Bathroom | 2173313 | Bathroom | 0.00029634
Ceiling Fixture | Incandescent |  | Standard A Lamp | 1 | 60 | Master Bedroom | 2173314 | Master Bedroom | 0.00029634
Ceiling Fan | Incandescent |  | Standard A Lamp | 2 | 60 | Master Bedroom | 2173314 | Master Bedroom | 0.00029634
Wall Mount | Incandescent |  | Standard A Lamp | 1 | 60 | Other | 2173315 | Other | 0.00029634
Ceiling Fan | Incandescent |  | Standard A Lamp | 4 | 60 | Family Room | 2173316 | Family Room | 0.00029634
Table | Compact Fluorescent |  | Twist | 1 | 15 | Family Room | 2173316 | Family Room | 0.00029634
Ceiling Fixture | Incandescent |  | Standard A Lamp | 1 | 60 | Family Room | 2173316 | Family Room | 0.00029634
Recessed Can | Incandescent |  | Reflector | 1 | 50 | Bathroom | 217411 | Bathroom | 0.0010836
Wall Mount | Incandescent |  | Mini base | 1 | 7 | Bathroom | 217411 | Bathroom | 0.0010836
Wall Mount | Compact Fluorescent |  | Globe | 5 | 15 | Bathroom | 217412 | Bathroom | 0.0010836
Wall Mount | Incandescent |  | Other | 1 | 5 | Bathroom | 217412 | Bathroom | 0.0010836
Table | Compact Fluorescent |  | Twist | 1 | 15 | Bedroom | 217413 | Bedroom | 0.0010836
Wall Mount | Compact Fluorescent |  | Twist | 1 | 15 | Closet | 217414 | Closet | 0.0010836
Recessed Can | Compact Fluorescent |  | Twist | 1 | 15 | Closet | 217415 | Closet | 0.0010836
Recessed - other | Compact Fluorescent |  | Reflector | 1 | 15 | Closet | 217416 | Closet | 0.0010836
Recessed - other | Compact Fluorescent |  | Reflector | 1 | 15 | Closet | 217417 | Closet | 0.0010836
Chandelier (Hanging) | Incandescent |  | Mini base | 6 | 60 | Dining Room | 217418 | Dining Room | 0.0010836
Recessed Can | Compact Fluorescent |  | Twist | 1 | 15 | Hall | 217419 | Hall | 0.0010836
Other | Incandescent |  | Other | 9 | 40 | Hall | 217419 | Hall | 0.0010836
Table | Incandescent |  | Mini base | 1 | 25 | Hall | 217419 | Hall | 0.0010836
Wall Mount | Incandescent |  | Mini base | 1 | 7 | Hall | 217419 | Hall | 0.0010836
Recessed Can | Incandescent |  | Reflector | 1 | 65 | Family Room | 2174110 | Family Room | 0.0010836
Torchiere | Compact Fluorescent |  | Twist | 1 | 15 | Family Room | 2174110 | Family Room | 0.0010836
Ceiling Fixture | Linear Fluorescent | 48 | T-12 | 4 | 40 | Garage | 2174111 | Garage | 0.0010836
Ceiling Fixture | Halogen |  | Quartz Tube | 1 | 300 | Garage | 2174111 | Garage | 0.0010836
Wall Mount | Linear Fluorescent | 12 | T-5 | 1 | 12 | Garage | 2174111 | Garage | 0.0010836
Table | Linear Fluorescent | 12 | T-12 | 1 | 15 | Garage | 2174111 | Garage | 0.0010836
Garage door opener | Compact Fluorescent |  | Twist | 1 | 15 | Garage | 2174111 | Garage | 0.0010836
Recessed Can | Compact Fluorescent |  | Reflector | 1 | 15 | Family Room | 2174112 | Family Room | 0.0010836
Torchiere | Incandescent |  | 3-Way Incandescent | 1 | 150 | Family Room | 2174112 | Family Room | 0.0010836
Floor lamp | Compact Fluorescent |  | Twist | 1 | 15 | Family Room | 2174112 | Family Room | 0.0010836
Recessed Can | Compact Fluorescent |  | Reflector | 1 | 15 | Hall | 2174113 | Hall | 0.0010836
Recessed Can | Incandescent |  | Reflector | 1 | 65 | Hall | 2174114 | Hall | 0.0010836
Recessed Can | Compact Fluorescent |  | Reflector | 1 | 15 | Kitchen | 2174115 | Kitchen | 0.0010836
Ceiling Fixture | Incandescent |  | Reflector | 1 | 45 | Dining Room | 2174116 | Dining Room | 0.0010836
Wall Mount | Linear Fluorescent | 18 | T-8 | 1 | 15 | Dining Room | 2174116 | Dining Room | 0.0010836
Recessed Can | Incandescent |  | Reflector | 1 | 65 | Dining Room | 2174116 | Dining Room | 0.0010836
Recessed Can | Compact Fluorescent |  | Reflector | 1 | 15 | Hall | 2174117 | Hall | 0.0010836
Chandelier (Hanging) | Incandescent |  | Mini base | 1 | 60 | Hall | 2174117 | Hall | 0.0010836
Ceiling Fixture | Linear Fluorescent | 48 | T-12 | 4 | 40 | Laundry Room | 2174118 | Laundry Room | 0.0010836
Torchiere | Compact Fluorescent |  | Twist | 1 | 15 | Living Room | 2174119 | Living Room | 0.0010836
Recessed Can | Compact Fluorescent |  | Reflector | 1 | 15 | Living Room | 2174119 | Living Room | 0.0010836
Recessed - other | Compact Fluorescent |  | Reflector | 2 | 15 | Living Room | 2174119 | Living Room | 0.0010836
Wall Mount | Incandescent |  | Standard A Lamp | 1 | 40 | Living Room | 2174119 | Living Room | 0.0010836
Recessed Can | Incandescent |  | Reflector | 1 | 50 | Bathroom | 2174120 | Bathroom | 0.0010836
Table | Compact Fluorescent |  | Twist | 1 | 15 | Master Bedroom | 2174121 | Master Bedroom | 0.0010836
Table | Compact Fluorescent |  | Twist | 1 | 15 | Master Bedroom | 2174121 | Master Bedroom | 0.0010836
Recessed Can | Incandescent |  | Reflector | 1 | 65 | Office | 2174122 | Office | 0.0010836
Table | Compact Fluorescent |  | Twist | 1 | 15 | Office | 2174122 | Office | 0.0010836
Floor lamp | Incandescent |  | Standard A Lamp | 3 | 60 | Office | 2174122 | Office | 0.0010836
Floor lamp | Incandescent |  | 3-Way Incandescent | 1 | 150 | Office | 2174122 | Office | 0.0010836
Recessed - other | Compact Fluorescent |  | Reflector | 1 | 15 | Bathroom | 2174123 | Bathroom | 0.0010836
Ceiling Fixture | Compact Fluorescent |  | Twist | 1 | 15 | Bathroom | 2174124 | Bathroom | 0.0010836
Wall Mount | Compact Fluorescent |  | Globe | 6 | 11 | Bathroom | 217461 | Bathroom | 0.0020539
Ceiling Fixture | Incandescent |  | Standard A Lamp | 2 | 40 | Bedroom | 217462 | Bedroom | 0.0020539
Table | Incandescent |  | Standard A Lamp | 1 | 40 | Bedroom | 217463 | Bedroom | 0.0020539
Ceiling Fixture | Incandescent |  | Standard A Lamp | 2 | 60 | Bedroom | 217463 | Bedroom | 0.0020539
Ceiling Fixture | Incandescent |  | Standard A Lamp | 2 | 60 | Bedroom | 217464 | Bedroom | 0.0020539
Recessed Can | Incandescent |  | Reflector | 1 | 65 | Family Room | 217465 | Family Room | 0.0020539
Ceiling Fixture | Incandescent |  | Standard A Lamp | 1 | 60 | Garage | 217466 | Garage | 0.0020539
Garage door opener | Incandescent |  | Standard A Lamp | 1 | 40 | Garage | 217466 | Garage | 0.0020539
Wall Mount | Incandescent |  | Globe | 4 | 40 | Bathroom | 217467 | Bathroom | 0.0020539
Chandelier (Hanging) | Incandescent |  | Decorative | 3 | 25 | Hall | 217468 | Hall | 0.0020539
Ceiling Fan | Compact Fluorescent |  | Twist | 2 | 15 | Hall | 217468 | Hall | 0.0020539
Ceiling Fixture | Compact Fluorescent |  | Twist | 2 | 22 | Hall | 217468 | Hall | 0.0020539
Recessed Can | Compact Fluorescent |  | Reflector | 1 | 22 | Kitchen | 217469 | Kitchen | 0.0020539
Chandelier (Hanging) | Incandescent |  | Clear | 1 | 100 | Kitchen | 217469 | Kitchen | 0.0020539
Ceiling Fixture | Incandescent |  | Standard A Lamp | 2 | 40 | Laundry Room | 2174610 | Laundry Room | 0.0020539
Chandelier (Hanging) | Incandescent |  | Decorative | 5 | 25 | Living Room | 2174611 | Living Room | 0.0020539
Table | Incandescent |  | Standard A Lamp | 1 | 40 | Living Room | 2174611 | Living Room | 0.0020539
Table | Incandescent |  | Standard A Lamp | 1 | 100 | Living Room | 2174611 | Living Room | 0.0020539
Wall Mount | Incandescent |  | Globe | 5 | 40 | Bathroom | 2174612 | Bathroom | 0.0020539
Ceiling Fixture | Incandescent |  | Standard A Lamp | 1 | 60 | Bathroom | 2174612 | Bathroom | 0.0020539
Table | Incandescent |  | Standard A Lamp | 1 | 100 | Bedroom | 2174613 | Bedroom | 0.0020539
Ceiling Fixture | Incandescent |  | Standard A Lamp | 1 | 60 | Closet | 2174614 | Closet | 0.0020539
Ceiling Fixture | Incandescent |  | Standard A Lamp | 1 | 60 | Bedroom | 217481 | Bedroom | 0.00029634
Ceiling Fixture | Incandescent |  | Decorative | 2 | 40 | Family Room | 217482 | Family Room | 0.00029634
Wall Mount | Compact Fluorescent |  | Twist | 1 | 15 | Bathroom | 217483 | Bathroom | 0.00029634
Ceiling Fan | Incandescent |  | Standard A Lamp | 1 | 60 | Bathroom | 217483 | Bathroom | 0.00029634
Ceiling Fixture | Incandescent |  | Standard A Lamp | 1 | 60 | Bedroom | 217484 | Bedroom | 0.00029634
Ceiling Fixture | Compact Fluorescent |  | Twist | 1 | 15 | Bedroom | 217485 | Bedroom | 0.00029634
Ceiling Fan | Compact Fluorescent |  | Twist | 3 | 15 | Dining Room | 217486 | Dining Room | 0.00029634
Ceiling Fan | Compact Fluorescent |  | Twist | 1 | 15 | Dining Room | 217486 | Dining Room | 0.00029634
Recessed Can | Compact Fluorescent |  | A shape bulb | 1 | 15 | Dining Room | 217486 | Dining Room | 0.00029634
Ceiling Fixture | Compact Fluorescent |  | Twist | 2 | 15 | Dining Room | 217486 | Dining Room | 0.00029634
Ceiling Fixture | Incandescent |  | Standard A Lamp | 2 | 60 | Garage | 217487 | Garage | 0.00029634
Ceiling Fixture | Compact Fluorescent |  | Twist | 1 | 15 | Garage | 217487 | Garage | 0.00029634
Garage door opener | Incandescent |  | Standard A Lamp | 2 | 60 | Garage | 217487 | Garage | 0.00029634
Ceiling Fixture | Linear Fluorescent | 48 | T-12 | 4 | 40 | Kitchen | 217488 | Kitchen | 0.00029634
Ceiling Fixture | Compact Fluorescent |  | Twist | 1 | 15 | Kitchen | 217488 | Kitchen | 0.00029634
Recessed Can | Compact Fluorescent |  | A shape bulb | 1 | 15 | Laundry Room | 217489 | Laundry Room | 0.00029634
Ceiling Fixture | Linear Fluorescent | 48 | T-12 | 4 | 40 | Laundry Room | 217489 | Laundry Room | 0.00029634
Recessed Can | Compact Fluorescent |  | A shape bulb | 1 | 15 | Living Room | 2174810 | Living Room | 0.00029634
Floor lamp | Compact Fluorescent |  | Twist | 1 | 15 | Living Room | 2174810 | Living Room | 0.00029634
Ceiling Fan | Incandescent |  | Standard A Lamp | 1 | 60 | Master Bedroom | 2174811 | Master Bedroom | 0.00029634
Table | Compact Fluorescent |  | Twist | 1 | 15 | Master Bedroom | 2174811 | Master Bedroom | 0.00029634
Wall Mount | Incandescent |  | Globe | 2 | 40 | Bathroom | 2174813 | Bathroom | 0.00029634
Wall Mount | Compact Fluorescent |  | Twist | 2 | 15 | Bathroom | 217531 | Bathroom | 0.00040077
Wall Mount | Incandescent |  | Standard A Lamp | 3 | 60 | Bathroom | 217532 | Bathroom | 0.00040077
Table | Incandescent |  | Standard A Lamp | 1 | 75 | Bedroom | 217533 | Bedroom | 0.00040077
Table | Compact Fluorescent |  | Twist | 1 | 22 | Bedroom | 217533 | Bedroom | 0.00040077
Torchiere | Incandescent |  | Standard A Lamp | 2 | 75 | Other | 217534 | Other | 0.00040077
Table | Incandescent |  | Standard A Lamp | 1 | 75 | Bedroom | 217535 | Bedroom | 0.00040077
Ceiling Fan | Compact Fluorescent |  | Twist | 1 | 22 | Living Room | 217536 | Living Room | 0.00040077
Ceiling Fixture | Incandescent |  | Standard A Lamp | 1 | 60 | Hall | 217537 | Hall | 0.00040077
Ceiling Fixture | Incandescent |  | Standard A Lamp | 2 | 40 | Kitchen | 217538 | Kitchen | 0.00040077
Ceiling Fixture | Incandescent |  | Standard A Lamp | 1 | 40 | Laundry Room | 217539 | Laundry Room | 0.00040077
Torchiere | Incandescent |  | Standard A Lamp | 1 | 100 | Family Room | 2175310 | Family Room | 0.00040077
Floor lamp | Compact Fluorescent |  | Twist | 1 | 15 | Family Room | 2175310 | Family Room | 0.00040077
Floor lamp | Incandescent |  | Standard A Lamp | 1 | 100 | Family Room | 2175310 | Family Room | 0.00040077
Chandelier (Hanging) | Incandescent |  | Standard A Lamp | 1 | 60 | Family Room | 2175310 | Family Room | 0.00040077
Ceiling Fixture | Linear Fluorescent | 48 | T-12 | 2 | 40 | Other | 2175311 | Other | 0.00040077
Ceiling Fixture | Incandescent |  | Standard A Lamp | 1 | 60 | Other | 2175311 | Other | 0.00040077
Wall Mount | Compact Fluorescent |  | Twist | 3 | 15 | Bathroom | 217681 | Bathroom | 0.0004784
Ceiling Fixture | Compact Fluorescent |  | Twist | 1 | 15 | Bedroom | 217682 | Bedroom | 0.0004784
Table | Compact Fluorescent |  | Twist | 1 | 15 | Bedroom | 217682 | Bedroom | 0.0004784
Recessed Can | Compact Fluorescent |  | Reflector | 1 | 15 | Garage | 217683 | Garage | 0.0004784
Ceiling Fixture | Compact Fluorescent |  | Twist | 1 | 15 | Garage | 217684 | Garage | 0.0004784
Garage door opener | Incandescent |  | Standard A Lamp | 2 | 60 | Garage | 217684 | Garage | 0.0004784
Ceiling Fixture | Compact Fluorescent |  | Twist | 1 | 15 | Hall | 217685 | Hall | 0.0004784
Ceiling Fixture | Halogen |  | MR | 4 | 50 | Kitchen | 217686 | Kitchen | 0.0004784
Recessed Can | Compact Fluorescent |  | Twist | 1 | 15 | Kitchen | 217686 | Kitchen | 0.0004784
Ceiling Fixture | Compact Fluorescent |  | Twist | 1 | 15 | Laundry Room | 217687 | Laundry Room | 0.0004784
Recessed Can | Compact Fluorescent |  | Reflector | 1 | 15 | Living Room | 217688 | Living Room | 0.0004784
Table | Compact Fluorescent |  | Twist | 1 | 15 | Living Room | 217688 | Living Room | 0.0004784
Ceiling Fixture | Compact Fluorescent |  | Twist | 1 | 15 | Master Bedroom | 217689 | Master Bedroom | 0.0004784
Table | Compact Fluorescent |  | Twist | 1 | 15 | Master Bedroom | 217689 | Master Bedroom | 0.0004784
Ceiling Fixture | Compact Fluorescent |  | Twist | 1 | 15 | Bathroom | 2176810 | Bathroom | 0.0004784
Ceiling Fixture | Compact Fluorescent |  | Twist | 1 | 15 | Closet | 2176811 | Closet | 0.0004784
Ceiling Fixture | Compact Fluorescent |  | Twist | 1 | 15 | Office | 2176812 | Office | 0.0004784
Table | Halogen |  | Quartz Tube | 1 | 30 | Office | 2176812 | Office | 0.0004784
Recessed Can | Incandescent |  | Reflector | 1 | 60 | Other | 217771 | Other | 0.00052955
Wall Mount | Incandescent |  | Standard A Lamp | 4 | 40 | Bathroom | 217772 | Bathroom | 0.00052955
Wall Mount | Compact Fluorescent |  | Twist | 3 | 15 | Bathroom | 217773 | Bathroom | 0.00052955
Ceiling Fan | Incandescent |  | Standard A Lamp | 3 | 60 | Bedroom | 217774 | Bedroom | 0.00052955
Ceiling Fan | Incandescent |  | Standard A Lamp | 2 | 60 | Bedroom | 217775 | Bedroom | 0.00052955
Floor lamp | Compact Fluorescent |  | Straight Tube | 1 | 15 | Bedroom | 217775 | Bedroom | 0.00052955
Ceiling Fixture | Linear Fluorescent | 48 | T-8 | 2 | 40 | Bedroom | 217776 | Bedroom | 0.00052955
Table | Incandescent |  | Standard A Lamp | 1 | 60 | Bedroom | 217776 | Bedroom | 0.00052955
Ceiling Fixture | Linear Fluorescent | 48 | T-8 | 2 | 40 | Bedroom | 217777 | Bedroom | 0.00052955
Ceiling Fixture | Compact Fluorescent |  | Twist | 2 | 15 | Other | 217778 | Other | 0.00052955
Table | Compact Fluorescent |  | Twist | 1 | 15 | Family Room | 217779 | Family Room | 0.00052955
Ceiling Fixture | Linear Fluorescent | 60 | T-12 | 2 | 100 | Garage | 2177710 | Garage | 0.00052955
Ceiling Fixture | Compact Fluorescent |  | Twist | 2 | 15 | Hall | 2177711 | Hall | 0.00052955
Chandelier (Hanging) | Compact Fluorescent |  | Twist | 6 | 15 | Kitchen | 2177712 | Kitchen | 0.00052955
Ceiling Fixture | Linear Fluorescent | 48 | T-8 | 2 | 40 | Kitchen | 2177712 | Kitchen | 0.00052955
Ceiling Fixture | Linear Fluorescent | 48 | T-8 | 2 | 60 | Laundry Room | 2177713 | Laundry Room | 0.00052955
Ceiling Fixture | Linear Fluorescent | 48 | T-8 | 2 | 40 | Other | 2177714 | Other | 0.00052955
Floor lamp | Incandescent |  | Standard A Lamp | 2 | 60 | Other | 2177715 | Other | 0.00052955
Table | Compact Fluorescent |  | Twist | 1 | 15 | Other | 2177715 | Other | 0.00052955
Wall Mount | Incandescent |  | Globe | 6 | 40 | Bathroom | 217811 | Bathroom | 0.00040077
Wall Mount | Incandescent |  | Globe | 4 | 40 | Bathroom | 217812 | Bathroom | 0.00040077
Recessed - other | Incandescent |  | Heat Lamp | 1 | 150 | Bathroom | 217812 | Bathroom | 0.00040077
Wall Mount | Incandescent |  | Mini base | 6 | 60 | Bathroom | 217813 | Bathroom | 0.00040077
Wall Mount | Compact Fluorescent |  | Twist | 1 | 22 | Bedroom | 217814 | Bedroom | 0.00040077
Ceiling Fixture | Compact Fluorescent |  | Twist | 3 | 22 | Bedroom | 217815 | Bedroom | 0.00040077
Wall Mount | Compact Fluorescent |  | Twist | 1 | 15 | Bedroom | 217816 | Bedroom | 0.00040077
Floor lamp | Incandescent |  | Standard A Lamp | 1 | 75 | Bedroom | 217816 | Bedroom | 0.00040077
Ceiling Fixture | Linear Fluorescent | 24 | T-8 | 2 | 20 | Family Room | 217817 | Family Room | 0.00040077
Floor lamp | Incandescent |  | Standard A Lamp | 2 | 60 | Family Room | 217817 | Family Room | 0.00040077
Table | Incandescent |  | Decorative | 2 | 40 | Family Room | 217817 | Family Room | 0.00040077
Chandelier (Hanging) | Incandescent |  | Mini base | 8 | 40 | Family Room | 217818 | Family Room | 0.00040077
Floor lamp | Compact Fluorescent |  | Twist | 2 | 22 | Family Room | 217818 | Family Room | 0.00040077
Recessed Can | Compact Fluorescent |  | Flood | 1 | 22 | Family Room | 217818 | Family Room | 0.00040077
Table | Halogen |  | Quartz Tube | 1 | 30 | Family Room | 217818 | Family Room | 0.00040077
Recessed Can | Halogen |  | PAR | 1 | 50 | Kitchen | 217819 | Kitchen | 0.00040077
Recessed Can | Halogen |  | PAR | 1 | 50 | Kitchen | 217819 | Kitchen | 0.00040077
Track | Compact Fluorescent |  | Flood | 2 | 22 | Master Bedroom | 2178110 | Master Bedroom | 0.00040077
Wall Mount | Compact Fluorescent |  | Twist | 1 | 15 | Master Bedroom | 2178110 | Master Bedroom | 0.00040077
Wall Mount | Incandescent |  | Standard A Lamp | 2 | 65 | Master Bedroom | 2178110 | Master Bedroom | 0.00040077
Track | Incandescent |  | Reflector | 2 | 65 | Office | 2178111 | Office | 0.00040077
Recessed Can | Incandescent |  | Reflector | 1 | 65 | Hall | 2178112 | Hall | 0.00040077
Wall Mount | Halogen |  | Quartz Tube | 1 | 50 | Hall | 2178112 | Hall | 0.00040077
Exterior | Compact Fluorescent |  | Flood | 2 | 22 | Other | 2178113 | Other | 0.00040077
Ceiling Fixture | Linear Fluorescent | 96 | T-12 | 2 | 100 | Laundry Room | 2178114 | Laundry Room | 0.00040077
Ceiling Fixture | Compact Fluorescent |  | Twist | 1 | 22 | Bathroom | 217831 | Bathroom | 0.0020539
Ceiling Fixture | Compact Fluorescent |  | Twist | 1 | 22 | Bedroom | 217832 | Bedroom | 0.0020539
Ceiling Fixture | Other |  | LED Interior | 1 | 2 | Bedroom | 217832 | Bedroom | 0.0020539
Table | Compact Fluorescent |  | Twist | 1 | 15 | Bedroom | 217832 | Bedroom | 0.0020539
Ceiling Fixture | Compact Fluorescent |  | Twist | 1 | 28 | Other | 217833 | Other | 0.0020539
Ceiling Fixture | Incandescent |  | Standard A Lamp | 1 | 60 | Kitchen | 217834 | Kitchen | 0.0020539
Ceiling Fixture | Compact Fluorescent |  | 3-Way CFL | 1 | 15 | Laundry Room | 217835 | Laundry Room | 0.0020539
Floor lamp | Compact Fluorescent |  | Twist | 1 | 22 | Living Room | 217836 | Living Room | 0.0020539
Ceiling Fan | Compact Fluorescent |  | Twist | 3 | 15 | Living Room | 217836 | Living Room | 0.0020539
Ceiling Fixture | Other |  | LED Interior | 1 | 2 | Living Room | 217836 | Living Room | 0.0020539
Ceiling Fixture | Compact Fluorescent |  | Twist | 1 | 15 | Living Room | 217836 | Living Room | 0.0020539
Ceiling Fixture | Incandescent |  | Standard A Lamp | 1 | 60 | Other | 217837 | Other | 0.0020539
Wall Mount | Compact Fluorescent |  | Twist | 5 | 15 | Bathroom | 217871 | Bathroom | 0.0010836
Recessed - other | Incandescent |  | Heat Lamp | 1 | 250 | Bathroom | 217871 | Bathroom | 0.0010836
Recessed Can | Compact Fluorescent |  | Reflector | 1 | 22 | Master Bedroom | 217872 | Master Bedroom | 0.0010836
Table | Incandescent |  | 3-Way Incandescent | 1 | 150 | Master Bedroom | 217872 | Master Bedroom | 0.0010836
Ceiling Fixture | Linear Fluorescent | 48 | T-12 | 2 | 40 | Garage | 217873 | Garage | 0.0010836
Chandelier (Hanging) | Compact Fluorescent |  | Twist | 1 | 15 | Bedroom | 217874 | Bedroom | 0.0010836
Chandelier (Hanging) | Compact Fluorescent |  | Twist | 1 | 15 | Hall | 217875 | Hall | 0.0010836
Recessed Can | Compact Fluorescent |  | Reflector | 1 | 22 | Hall | 217876 | Hall | 0.0010836
Recessed Can | Compact Fluorescent |  | Reflector | 1 | 22 | Kitchen | 217877 | Kitchen | 0.0010836
Chandelier (Hanging) | Compact Fluorescent |  | Twist | 1 | 15 | Laundry Room | 217878 | Laundry Room | 0.0010836
Floor lamp | Incandescent |  | 3-Way Incandescent | 1 | 150 | Living Room | 217879 | Living Room | 0.0010836
Table | Incandescent |  | Standard A Lamp | 1 | 60 | Living Room | 217879 | Living Room | 0.0010836
Wall Mount | Compact Fluorescent |  | Globe | 5 | 15 | Bathroom | 2178710 | Bathroom | 0.0010836
Recessed Can | Compact Fluorescent |  | Reflector | 1 | 22 | Closet | 2178711 | Closet | 0.0010836
Wall Mount | Compact Fluorescent |  | Globe | 6 | 15 | Bathroom | 2178712 | Bathroom | 0.0010836
Recessed Can | Compact Fluorescent |  | Reflector | 1 | 22 | Bedroom | 2178713 | Bedroom | 0.0010836
Table | Incandescent |  | Standard A Lamp | 1 | 60 | Bedroom | 2178713 | Bedroom | 0.0010836
Track | Compact Fluorescent |  | Reflector | 3 | 22 | Office | 2178714 | Office | 0.0010836
Chandelier (Hanging) | Compact Fluorescent |  | Twist | 1 | 15 | Hall | 2178715 | Hall | 0.0010836
Chandelier (Hanging) | Incandescent |  | Standard A Lamp | 1 | 100 | Bathroom | 217911 | Bathroom | 0.00040077
Ceiling Fixture | Incandescent |  | Standard A Lamp | 1 | 100 | Bedroom | 217912 | Bedroom | 0.00040077
Ceiling Fixture | Incandescent |  | Standard A Lamp | 1 | 100 | Bedroom | 217913 | Bedroom | 0.00040077
Ceiling Fan | Incandescent |  | Standard A Lamp | 1 | 100 | Bedroom | 217914 | Bedroom | 0.00040077
Table | Linear Fluorescent | 18 | T-8 | 1 | 15 | Bedroom | 217914 | Bedroom | 0.00040077
Ceiling Fixture | Incandescent |  | Standard A Lamp | 1 | 100 | Hall | 217915 | Hall | 0.00040077
Ceiling Fixture | Incandescent |  | Standard A Lamp | 1 | 90 | Kitchen | 217916 | Kitchen | 0.00040077
Architectural | Compact Fluorescent |  | Twist | 1 | 26 | Kitchen | 217916 | Kitchen | 0.00040077
Ceiling Fan | Incandescent |  | Standard A Lamp | 1 | 100 | Kitchen | 217916 | Kitchen | 0.00040077
Table | Incandescent |  | Standard A Lamp | 1 | 100 | Kitchen | 217916 | Kitchen | 0.00040077
Ceiling Fan | Incandescent |  | Standard A Lamp | 3 | 60 | Living Room | 217917 | Living Room | 0.00040077
Ceiling Fixture | Incandescent |  | Standard A Lamp | 2 | 60 | Living Room | 217917 | Living Room | 0.00040077
Table | Incandescent |  | Standard A Lamp | 1 | 100 | Living Room | 217917 | Living Room | 0.00040077
Ceiling Fixture | Compact Fluorescent |  | Twist | 1 | 28 | Closet | 217918 | Closet | 0.00040077
Ceiling Fixture | Compact Fluorescent |  | Twist | 1 | 22 | Dining Room | 217961 | Dining Room | 0.00029634
Ceiling Fixture | Halogen |  | MR | 1 | 30 | Dining Room | 217961 | Dining Room | 0.00029634
Ceiling Fixture | Incandescent |  | Reflector | 1 | 65 | Dining Room | 217961 | Dining Room | 0.00029634
Ceiling Fixture | Incandescent |  | Reflector | 1 | 65 | Living Room | 217962 | Living Room | 0.00029634
Table | Incandescent |  | Standard A Lamp | 1 | 40 | Living Room | 217962 | Living Room | 0.00029634
Table | Incandescent |  | 3-Way Incandescent | 2 | 100 | Master Bedroom | 217963 | Master Bedroom | 0.00029634
Ceiling Fixture | Incandescent |  | Reflector | 1 | 65 | Master Bedroom | 217963 | Master Bedroom | 0.00029634
Ceiling Fixture | Incandescent |  | Reflector | 1 | 65 | Bathroom | 217964 | Bathroom | 0.00029634
Track | Incandescent |  | Standard A Lamp | 3 | 60 | Bathroom | 217964 | Bathroom | 0.00029634
Ceiling Fixture | Incandescent |  | Reflector | 1 | 65 | Other | 217965 | Other | 0.00029634
Ceiling Fixture | Incandescent |  | Reflector | 1 | 65 | Hall | 217966 | Hall | 0.00029634
Ceiling Fixture | Compact Fluorescent |  | Twist | 3 | 22 | Hall | 217966 | Hall | 0.00029634
Recessed Can | Compact Fluorescent |  | Twist | 1 | 22 | Living Room | 217967 | Living Room | 0.00029634
Table | Incandescent |  | Standard A Lamp | 1 | 40 | Living Room | 217967 | Living Room | 0.00029634
Ceiling Fixture | Incandescent |  | Standard A Lamp | 3 | 60 | Living Room | 217968 | Living Room | 0.00029634
Table | Incandescent |  | Standard A Lamp | 1 | 40 | Bedroom | 217969 | Bedroom | 0.00029634
Ceiling Fixture | Incandescent |  | Reflector | 1 | 65 | Bedroom | 217969 | Bedroom | 0.00029634
Ceiling Fixture | Compact Fluorescent |  | Twist | 3 | 22 | Bedroom | 217969 | Bedroom | 0.00029634
Ceiling Fixture | Incandescent |  | Reflector | 1 | 60 | Other | 2179610 | Other | 0.00029634
Recessed Can | Halogen |  | PAR | 1 | 65 | Family Room | 2179611 | Family Room | 0.00029634
Table | Incandescent |  | Standard A Lamp | 1 | 60 | Family Room | 2179611 | Family Room | 0.00029634
Ceiling Fixture | Incandescent |  | Decorative | 1 | 60 | Other | 2179612 | Other | 0.00029634
Ceiling Fixture | Incandescent |  | Standard A Lamp | 1 | 60 | Other | 2179613 | Other | 0.00029634
Ceiling Fixture | Incandescent |  | Standard A Lamp | 2 | 40 | Other | 2179614 | Other | 0.00029634
Ceiling Fixture | Incandescent |  | Reflector | 3 | 65 | Hall | 2179615 | Hall | 0.00029634
Ceiling Fixture | Incandescent |  | Reflector | 1 | 65 | Bedroom | 2179616 | Bedroom | 0.00029634
Ceiling Fixture | Incandescent |  | Standard A Lamp | 5 | 65 | Bathroom | 2179617 | Bathroom | 0.00029634
Chandelier (Hanging) | Compact Fluorescent |  | Twist | 1 | 22 | Bathroom | 2179617 | Bathroom | 0.00029634
Ceiling Fixture | Incandescent |  | Standard A Lamp | 1 | 65 | Bathroom | 2179617 | Bathroom | 0.00029634
Ceiling Fixture | Incandescent |  | Reflector | 1 | 65 | Bedroom | 2179618 | Bedroom | 0.00029634
Ceiling Fixture | Incandescent |  | Standard A Lamp | 3 | 65 | Bedroom | 2179618 | Bedroom | 0.00029634
Table | Incandescent |  | 3-Way Incandescent | 1 | 100 | Bedroom | 2179618 | Bedroom | 0.00029634
Ceiling Fixture | Incandescent |  | Standard A Lamp | 3 | 65 | Hall | 2179619 | Hall | 0.00029634
Ceiling Fixture | Incandescent |  | Standard A Lamp | 1 | 65 | Other | 2179620 | Other | 0.00029634
Ceiling Fixture | Incandescent |  | Standard A Lamp | 2 | 60 | Hall | 2179621 | Hall | 0.00029634
Ceiling Fixture | Incandescent |  | Reflector | 1 | 65 | Other | 2179622 | Other | 0.00029634
Table | Incandescent |  | Standard A Lamp | 1 | 40 | Other | 2179622 | Other | 0.00029634
Ceiling Fixture | Incandescent |  | Standard A Lamp | 2 | 65 | Laundry Room | 2179623 | Laundry Room | 0.00029634
Chandelier (Hanging) | Incandescent |  | Globe | 3 | 60 | Hall | 2179624 | Hall | 0.00029634
Ceiling Fixture | Incandescent |  | Standard A Lamp | 2 | 65 | Other | 2179625 | Other | 0.00029634
Ceiling Fixture | Incandescent |  | Reflector | 1 | 60 | Other | 2179625 | Other | 0.00029634
Chandelier (Hanging) | Incandescent |  | Standard A Lamp | 3 | 65 | Hall | 2179626 | Hall | 0.00029634
Recessed Can | Incandescent |  | Reflector | 1 | 65 | Hall | 2179626 | Hall | 0.00029634
Ceiling Fixture | Incandescent |  | Standard A Lamp | 2 | 65 | Bedroom | 2179627 | Bedroom | 0.00029634
Track | Halogen |  | MR | 5 | 30 | Bathroom | 2179628 | Bathroom | 0.00029634
Ceiling Fixture | Incandescent |  | Standard A Lamp | 3 | 65 | Bathroom | 2179628 | Bathroom | 0.00029634
Ceiling Fixture | Incandescent |  | Reflector | 1 | 65 | Bedroom | 2179629 | Bedroom | 0.00029634
Ceiling Fixture | Linear Fluorescent | 96 | T-12 | 2 | 100 | Garage | 2179630 | Garage | 0.00029634
Ceiling Fixture | Incandescent |  | Reflector | 1 | 65 | Hall | 2179631 | Hall | 0.00029634
Recessed Can | Incandescent |  | Reflector | 1 | 65 | Bedroom | 2179632 | Bedroom | 0.00029634
Ceiling Fixture | Incandescent |  | Reflector | 1 | 65 | Bathroom | 2179633 | Bathroom | 0.00029634
Track | Incandescent |  | Standard A Lamp | 3 | 40 | Bathroom | 2179633 | Bathroom | 0.00029634
Ceiling Fixture | Compact Fluorescent |  | Twist | 1 | 22 | Hall | 2179634 | Hall | 0.00029634
Ceiling Fixture | Incandescent |  | Standard A Lamp | 3 | 40 | Other | 2179635 | Other | 0.00029634
Ceiling Fixture | Compact Fluorescent |  | Twist | 1 | 22 | Kitchen | 2179636 | Kitchen | 0.00029634
Ceiling Fixture | Incandescent |  | Reflector | 1 | 65 | Kitchen | 2179636 | Kitchen | 0.00029634
Wall Mount | Compact Fluorescent |  | Twist | 3 | 13 | Bathroom | 217991 | Bathroom | 0.00047324
Ceiling Fixture | Incandescent |  | Standard A Lamp | 2 | 60 | Bathroom | 217992 | Bathroom | 0.00047324
Ceiling Fixture | Incandescent |  | Standard A Lamp | 1 | 60 | Bathroom | 217992 | Bathroom | 0.00047324
Ceiling Fixture | Compact Fluorescent |  | Twist | 2 | 13 | Bedroom | 217993 | Bedroom | 0.00047324
Table | Compact Fluorescent |  | Twist | 1 | 14 | Bedroom | 217993 | Bedroom | 0.00047324
Ceiling Fixture | Incandescent |  | Standard A Lamp | 2 | 60 | Bedroom | 217994 | Bedroom | 0.00047324
Table | Compact Fluorescent |  | Twist | 1 | 13 | Bedroom | 217994 | Bedroom | 0.00047324
Ceiling Fan | Compact Fluorescent |  | Twist | 2 | 13 | Dining Room | 217995 | Dining Room | 0.00047324
Chandelier (Hanging) | Incandescent |  | Standard A Lamp | 9 | 60 | Hall | 217996 | Hall | 0.00047324
Ceiling Fixture | Compact Fluorescent |  | Twist | 1 | 13 | Hall | 217996 | Hall | 0.00047324
Ceiling Fixture | Compact Fluorescent |  | Twist | 2 | 13 | Family Room | 217997 | Family Room | 0.00047324
Floor lamp | Compact Fluorescent |  | Pin base | 1 | 27 | Family Room | 217997 | Family Room | 0.00047324
Chandelier (Hanging) | Incandescent |  | Standard A Lamp | 6 | 60 | Dining Room | 217998 | Dining Room | 0.00047324
Wall Mount | Incandescent |  | Standard A Lamp | 2 | 60 | Dining Room | 217998 | Dining Room | 0.00047324
Ceiling Fixture | Compact Fluorescent |  | Twist | 1 | 13 | Hall | 217999 | Hall | 0.00047324
Ceiling Fixture | Linear Fluorescent | 48 | T-8 | 2 | 32 | Kitchen | 2179910 | Kitchen | 0.00047324
Recessed Can | Incandescent |  | Reflector | 1 | 65 | Laundry Room | 2179911 | Laundry Room | 0.00047324
Table | Compact Fluorescent |  | Twist | 1 | 13 | Living Room | 2179912 | Living Room | 0.00047324
Table | Compact Fluorescent |  | Twist | 1 | 19 | Living Room | 2179912 | Living Room | 0.00047324
Floor lamp | Incandescent |  | Standard A Lamp | 1 | 60 | Living Room | 2179912 | Living Room | 0.00047324
Floor lamp | Compact Fluorescent |  | Twist | 1 | 19 | Living Room | 2179912 | Living Room | 0.00047324
Wall Mount | Compact Fluorescent |  | Twist | 4 | 13 | Bathroom | 2179913 | Bathroom | 0.00047324
Ceiling Fixture | Compact Fluorescent |  | Twist | 2 | 23 | Master Bedroom | 2179914 | Master Bedroom | 0.00047324
Table | Compact Fluorescent |  | Twist | 1 | 14 | Master Bedroom | 2179914 | Master Bedroom | 0.00047324
Ceiling Fixture | Linear Fluorescent | 48 | T-12 | 2 | 40 | Closet | 2179915 | Closet | 0.00047324
Ceiling Fixture | Compact Fluorescent |  | Pin base | 2 | 26 | Office | 2179916 | Office | 0.00047324
Floor lamp | Compact Fluorescent |  | A shape bulb | 2 | 15 | Office | 2179916 | Office | 0.00047324
Table | Compact Fluorescent |  | Twist | 1 | 13 | Office | 2179916 | Office | 0.00047324
Ceiling Fixture | Incandescent |  | Standard A Lamp | 3 | 60 | Family Room | 218161 | Family Room | 0.00029634
Torchiere | Halogen |  | Quartz Tube | 1 | 100 | Family Room | 218161 | Family Room | 0.00029634
Table | Incandescent |  | Clear | 1 | 40 | Family Room | 218161 | Family Room | 0.00029634
Recessed Can | Incandescent |  | Reflector | 1 | 65 | Family Room | 218161 | Family Room | 0.00029634
Ceiling Fixture | Compact Fluorescent |  | Twist | 1 | 22 | Other | 218162 | Other | 0.00029634
Ceiling Fixture | Incandescent |  | Reflector | 1 | 75 | Other | 218162 | Other | 0.00029634
Ceiling Fixture | Incandescent |  | Standard A Lamp | 3 | 60 | Bedroom | 218163 | Bedroom | 0.00029634
Garage door opener | Incandescent |  | Standard A Lamp | 1 | 60 | Garage | 218164 | Garage | 0.00029634
Ceiling Fixture | Incandescent |  | Reflector | 1 | 65 | Garage | 218164 | Garage | 0.00029634
Ceiling Fixture | Incandescent |  | Standard A Lamp | 1 | 60 | Hall | 218165 | Hall | 0.00029634
Ceiling Fan | Incandescent |  | Standard A Lamp | 4 | 100 | Kitchen | 218166 | Kitchen | 0.00029634
Ceiling Fixture | Linear Fluorescent | 48 | T-12 | 2 | 40 | Kitchen | 218166 | Kitchen | 0.00029634
Ceiling Fixture | Compact Fluorescent |  | Twist | 1 | 36 | Laundry Room | 218167 | Laundry Room | 0.00029634
Recessed Can | Incandescent |  | Reflector | 1 | 100 | Living Room | 218168 | Living Room | 0.00029634
Table | Incandescent |  | Clear | 1 | 40 | Living Room | 218168 | Living Room | 0.00029634
Table | Incandescent |  | Standard A Lamp | 1 | 150 | Living Room | 218168 | Living Room | 0.00029634
Floor lamp | Incandescent |  | Standard A Lamp | 1 | 150 | Living Room | 218168 | Living Room | 0.00029634
Ceiling Fixture | Compact Fluorescent |  | Twist | 3 | 22 | Living Room | 218168 | Living Room | 0.00029634
Wall Mount | Incandescent |  | Standard A Lamp | 3 | 100 | Bathroom | 218169 | Bathroom | 0.00029634
Ceiling Fixture | Incandescent |  | Standard A Lamp | 3 | 60 | Bedroom | 2181610 | Bedroom | 0.00029634
Wall Mount | Incandescent |  | Standard A Lamp | 4 | 60 | Bathroom | 2181611 | Bathroom | 0.00029634
Other | Incandescent |  | Decorative | 1 | 5 | Bathroom | 2181611 | Bathroom | 0.00029634
Ceiling Fixture | Incandescent |  | Standard A Lamp | 3 | 60 | Master Bedroom | 2181612 | Master Bedroom | 0.00029634
Floor lamp | Incandescent |  | Reflector | 2 | 50 | Master Bedroom | 2181612 | Master Bedroom | 0.00029634
Ceiling Fixture | Incandescent |  | Standard A Lamp | 1 | 60 | Hall | 2181613 | Hall | 0.00029634
Wall Mount | Incandescent |  | Globe | 4 | 40 | Bathroom | 218181 | Bathroom | 0.00052955
Ceiling Fixture | Incandescent |  | Standard A Lamp | 1 | 60 | Bathroom | 218181 | Bathroom | 0.00052955
Ceiling Fixture | Linear Fluorescent | 48 | T-12 | 2 | 32 | Bedroom | 218182 | Bedroom | 0.00052955
Table | Incandescent |  | Mini base | 1 | 25 | Bedroom | 218182 | Bedroom | 0.00052955
Wall Mount | Compact Fluorescent |  | A shape bulb | 1 | 22 | Bedroom | 218182 | Bedroom | 0.00052955
Floor lamp | Incandescent |  | 3-Way Incandescent | 1 | 75 | Bedroom | 218182 | Bedroom | 0.00052955
Ceiling Fixture | Linear Fluorescent | 48 | T-12 | 2 | 40 | Kitchen | 218183 | Kitchen | 0.00052955
Wall Mount | Compact Fluorescent |  | Twist | 1 | 15 | Living Room | 218184 | Living Room | 0.00052955
Ceiling Fixture | Compact Fluorescent |  | Twist | 2 | 15 | Bathroom | 218281 | Bathroom | 0.00047324
Ceiling Fixture | Linear Fluorescent | 24 | T-12 | 4 | 20 | Kitchen | 218282 | Kitchen | 0.00047324
Ceiling Fixture | Incandescent |  | Standard A Lamp | 1 | 60 | Kitchen | 218282 | Kitchen | 0.00047324
Floor lamp | Compact Fluorescent |  | Twist | 1 | 22 | Family Room | 218283 | Family Room | 0.00047324
Table | Compact Fluorescent |  | Twist | 1 | 15 | Family Room | 218283 | Family Room | 0.00047324
Ceiling Fixture | Linear Fluorescent | 48 | T-12 | 2 | 40 | Garage | 218284 | Garage | 0.00047324
Garage door opener | Incandescent |  | Standard A Lamp | 2 | 40 | Garage | 218284 | Garage | 0.00047324
Ceiling Fixture | Incandescent |  | Standard A Lamp | 1 | 75 | Closet | 218285 | Closet | 0.00047324
Wall Mount | Compact Fluorescent |  | Twist | 2 | 15 | Master Bedroom | 218286 | Master Bedroom | 0.00047324
Table | Compact Fluorescent |  | Twist | 1 | 15 | Master Bedroom | 218286 | Master Bedroom | 0.00047324
Ceiling Fixture | Incandescent |  | Standard A Lamp | 1 | 60 | Bedroom | 218287 | Bedroom | 0.00047324
Table | Incandescent |  | Standard A Lamp | 1 | 60 | Bedroom | 218287 | Bedroom | 0.00047324
Ceiling Fixture | Compact Fluorescent |  | Twist | 1 | 15 | Hall | 218288 | Hall | 0.00047324
Recessed Can | Incandescent |  | Reflector | 1 | 65 | Hall | 218288 | Hall | 0.00047324
Ceiling Fixture | Compact Fluorescent |  | Twist | 1 | 15 | Bedroom | 218289 | Bedroom | 0.00047324
Wall Mount | Incandescent |  | Mini base | 4 | 40 | Bathroom | 2182810 | Bathroom | 0.00047324
Floor lamp | Incandescent |  | Standard A Lamp | 1 | 60 | Living Room | 2182811 | Living Room | 0.00047324
Table | Compact Fluorescent |  | Twist | 1 | 15 | Living Room | 2182811 | Living Room | 0.00047324
Chandelier (Hanging) | Incandescent |  | Mini base | 3 | 60 | Dining Room | 2182812 | Dining Room | 0.00047324
Ceiling Fixture | Incandescent |  | Standard A Lamp | 1 | 60 | Other | 218311 | Other | 0.00028447
Wall Mount | Incandescent |  | Standard A Lamp | 3 | 75 | Bathroom | 218312 | Bathroom | 0.00028447
Floor lamp | Incandescent |  | Standard A Lamp | 2 | 60 | Bedroom | 218313 | Bedroom | 0.00028447
Track | Compact Fluorescent |  | Twist | 4 | 15 | Bedroom | 218313 | Bedroom | 0.00028447
Track | Incandescent |  | Standard A Lamp | 3 | 75 | Bedroom | 218314 | Bedroom | 0.00028447
Table | Incandescent |  | Decorative | 1 | 100 | Bedroom | 218314 | Bedroom | 0.00028447
Ceiling Fixture | Linear Fluorescent | 48 | T-12 | 2 | 40 | Garage | 218315 | Garage | 0.00028447
Wall Mount | Incandescent |  | Standard A Lamp | 1 | 75 | Hall | 218316 | Hall | 0.00028447
Ceiling Fan | Incandescent |  | Standard A Lamp | 3 | 100 | Kitchen | 218317 | Kitchen | 0.00028447
Ceiling Fixture | Linear Fluorescent | 48 | T-8 | 2 | 32 | Kitchen | 218317 | Kitchen | 0.00028447
Recessed Can | Incandescent |  | Standard A Lamp | 1 | 60 | Kitchen | 218317 | Kitchen | 0.00028447
Track | Incandescent |  | Standard A Lamp | 10 | 75 | Living Room | 218318 | Living Room | 0.00028447
Table | Incandescent |  | Standard A Lamp | 1 | 60 | Living Room | 218318 | Living Room | 0.00028447
Wall Mount | Incandescent |  | Globe | 6 | 25 | Bathroom | 218561 | Bathroom | 0.00052955
Ceiling Fixture | Incandescent |  | Heat Lamp | 2 | 60 | Bathroom | 218561 | Bathroom | 0.00052955
Ceiling Fixture | Compact Fluorescent |  | Twist | 2 | 22 | Bedroom | 218562 | Bedroom | 0.00052955
Table | Incandescent |  | Standard A Lamp | 1 | 40 | Bedroom | 218562 | Bedroom | 0.00052955
Ceiling Fixture | Compact Fluorescent |  | Twist | 2 | 22 | Family Room | 218563 | Family Room | 0.00052955
Table | Compact Fluorescent |  | Twist | 1 | 22 | Family Room | 218563 | Family Room | 0.00052955
Floor lamp | Incandescent |  | Standard A Lamp | 4 | 40 | Family Room | 218563 | Family Room | 0.00052955
Floor lamp | Linear Fluorescent | 72 | T-4 | 1 | 16 | Family Room | 218563 | Family Room | 0.00052955
Ceiling Fan | Compact Fluorescent |  | Twist | 1 | 22 | Family Room | 218564 | Family Room | 0.00052955
Chandelier (Hanging) | Incandescent |  | Decorative | 4 | 25 | Family Room | 218564 | Family Room | 0.00052955
Ceiling Fixture | Compact Fluorescent |  | Twist | 2 | 22 | Office | 218565 | Office | 0.00052955
Table | Incandescent |  | Standard A Lamp | 1 | 60 | Office | 218565 | Office | 0.00052955
Ceiling Fixture | Compact Fluorescent |  | Twist | 2 | 22 | Office | 218566 | Office | 0.00052955
Table | Linear Fluorescent | 72 | Fluorescent Other | 4 | 16 | Office | 218566 | Office | 0.00052955
Ceiling Fixture | Incandescent |  | Standard A Lamp | 2 | 40 | Closet | 218621 | Closet | 0.00029634
Wall Mount | Incandescent |  | Standard A Lamp | 2 | 75 | Bathroom | 218622 | Bathroom | 0.00029634
Ceiling Fixture | Incandescent |  | Standard A Lamp | 3 | 60 | Closet | 218623 | Closet | 0.00029634
Ceiling Fan | Incandescent |  | Standard A Lamp | 2 | 60 | Master Bedroom | 218624 | Master Bedroom | 0.00029634
Table | Incandescent |  | Standard A Lamp | 2 | 60 | Master Bedroom | 218624 | Master Bedroom | 0.00029634
Ceiling Fixture | Incandescent |  | Standard A Lamp | 3 | 60 | Closet | 218625 | Closet | 0.00029634
Wall Mount | Incandescent |  | Standard A Lamp | 2 | 60 | Bathroom | 218626 | Bathroom | 0.00029634
Recessed Can | Incandescent |  | Standard A Lamp | 1 | 60 | Bathroom | 218626 | Bathroom | 0.00029634
Recessed Can | Incandescent |  | Reflector | 1 | 65 | Bathroom | 218626 | Bathroom | 0.00029634
Ceiling Fan | Incandescent |  | Standard A Lamp | 2 | 60 | Bedroom | 218627 | Bedroom | 0.00029634
Table | Incandescent |  | Standard A Lamp | 1 | 75 | Bedroom | 218627 | Bedroom | 0.00029634
Ceiling Fixture | Incandescent |  | Standard A Lamp | 3 | 60 | Closet | 218628 | Closet | 0.00029634
Ceiling Fixture | Incandescent |  | Standard A Lamp | 2 | 60 | Hall | 218629 | Hall | 0.00029634
Ceiling Fixture | Incandescent |  | Standard A Lamp | 2 | 60 | Family Room | 2186210 | Family Room | 0.00029634
Ceiling Fixture | Incandescent |  | Standard A Lamp | 3 | 60 | Bedroom | 2186211 | Bedroom | 0.00029634
Table | Incandescent |  | Standard A Lamp | 1 | 40 | Bedroom | 2186211 | Bedroom | 0.00029634
Chandelier (Hanging) | Incandescent |  | Standard A Lamp | 3 | 60 | Kitchen | 2186212 | Kitchen | 0.00029634
Chandelier (Hanging) | Incandescent |  | Standard A Lamp | 4 | 60 | Kitchen | 2186212 | Kitchen | 0.00029634
Recessed Can | Compact Fluorescent |  | Flood | 1 | 22 | Kitchen | 2186212 | Kitchen | 0.00029634
Recessed Can | Incandescent |  | Reflector | 1 | 65 | Kitchen | 2186212 | Kitchen | 0.00029634
Wall Mount | Incandescent |  | Standard A Lamp | 2 | 60 | Bathroom | 2186213 | Bathroom | 0.00029634
Ceiling Fixture | Incandescent |  | Standard A Lamp | 1 | 100 | Other | 2186214 | Other | 0.00029634
Ceiling Fixture | Linear Fluorescent | 48 | T-12 | 2 | 40 | Other | 2186214 | Other | 0.00029634
Ceiling Fixture | Incandescent |  | Standard A Lamp | 2 | 60 | Hall | 2186215 | Hall | 0.00029634
Wall Mount | Incandescent |  | Standard A Lamp | 2 | 60 | Bathroom | 2186216 | Bathroom | 0.00029634
Ceiling Fixture | Incandescent |  | Standard A Lamp | 3 | 60 | Laundry Room | 2186217 | Laundry Room | 0.00029634
Ceiling Fixture | Linear Fluorescent | 48 | T-12 | 2 | 40 | Garage | 2186218 | Garage | 0.00029634
Garage door opener | Incandescent |  | Standard A Lamp | 2 | 75 | Garage | 2186218 | Garage | 0.00029634
Recessed Can | Compact Fluorescent |  | Flood | 1 | 22 | Living Room | 2186219 | Living Room | 0.00029634
Floor lamp | Compact Fluorescent |  | Twist | 1 | 15 | Living Room | 2186219 | Living Room | 0.00029634
Floor lamp | Incandescent |  | 3-Way Incandescent | 1 | 100 | Living Room | 2186219 | Living Room | 0.00029634
Ceiling Fixture | Halogen |  | MR | 1 | 50 | Living Room | 2186219 | Living Room | 0.00029634
Chandelier (Hanging) | Compact Fluorescent |  | Twist | 4 | 22 | Hall | 2186220 | Hall | 0.00029634
Wall Mount | Incandescent |  | Standard A Lamp | 1 | 60 | Hall | 2186220 | Hall | 0.00029634
Ceiling Fixture | Incandescent |  | Standard A Lamp | 2 | 60 | Hall | 2186221 | Hall | 0.00029634
Ceiling Fan | Incandescent |  | Standard A Lamp | 2 | 65 | Office | 2186222 | Office | 0.00029634
Ceiling Fixture | Incandescent |  | Standard A Lamp | 3 | 60 | Closet | 2186223 | Closet | 0.00029634
Ceiling Fan | Incandescent |  | Standard A Lamp | 2 | 60 | Bedroom | 2186224 | Bedroom | 0.00029634
Ceiling Fixture | Incandescent |  | Standard A Lamp | 3 | 60 | Closet | 2186225 | Closet | 0.00029634
Wall Mount | Halogen |  | Quartz Tube | 4 | 20 | Bathroom | 218771 | Bathroom | 0.00047324
Ceiling Fixture | Halogen |  | Quartz Tube | 1 | 20 | Bathroom | 218771 | Bathroom | 0.00047324
Ceiling Fixture | Halogen |  | MR | 3 | 20 | Bathroom | 218771 | Bathroom | 0.00047324
Ceiling Fixture | Compact Fluorescent |  | Twist | 4 | 15 | Bedroom | 218772 | Bedroom | 0.00047324
Ceiling Fixture | Halogen |  | Quartz Tube | 3 | 30 | Closet | 218773 | Closet | 0.00047324
Ceiling Fan | Compact Fluorescent |  | Twist | 4 | 15 | Family Room | 218774 | Family Room | 0.00047324
Track | Compact Fluorescent |  | Reflector | 3 | 28 | Family Room | 218774 | Family Room | 0.00047324
Table | Compact Fluorescent |  | Twist | 1 | 15 | Family Room | 218774 | Family Room | 0.00047324
Ceiling Fixture | Halogen |  | Quartz Tube | 3 | 20 | Hall | 218775 | Hall | 0.00047324
Ceiling Fixture | Compact Fluorescent |  | Twist | 6 | 22 | Kitchen | 218776 | Kitchen | 0.00047324
Ceiling Fixture | Compact Fluorescent |  | Twist | 4 | 22 | Kitchen | 218776 | Kitchen | 0.00047324
Ceiling Fixture | Compact Fluorescent |  | Reflector | 4 | 28 | Living Room | 218777 | Living Room | 0.00047324
Wall Mount | Incandescent |  | Standard A Lamp | 1 | 60 | Living Room | 218777 | Living Room | 0.00047324
Ceiling Fixture | Halogen |  | Quartz Tube | 3 | 20 | Bathroom | 218778 | Bathroom | 0.00047324
Wall Mount | Incandescent |  | Globe | 5 | 40 | Bathroom | 218778 | Bathroom | 0.00047324
Wall Mount | Incandescent |  | Standard A Lamp | 1 | 60 | Bathroom | 218778 | Bathroom | 0.00047324
Floor lamp | Incandescent |  | 3-Way Incandescent | 1 | 100 | Master Bedroom | 218779 | Master Bedroom | 0.00047324
Table | Incandescent |  | 3-Way Incandescent | 1 | 75 | Master Bedroom | 218779 | Master Bedroom | 0.00047324
Ceiling Fixture | Compact Fluorescent |  | Twist | 4 | 15 | Office | 2187710 | Office | 0.00047324
Ceiling Fixture | Compact Fluorescent |  | Twist | 3 | 22 | Other | 2187711 | Other | 0.00047324
Table | Incandescent |  | Decorative | 1 | 25 | Other | 2187711 | Other | 0.00047324
Ceiling Fixture | Linear Fluorescent | 48 | T-12 | 4 | 40 | Other | 2187712 | Other | 0.00047324
Wall Mount | Incandescent |  | Standard A Lamp | 3 | 60 | Bathroom | 218811 | Bathroom | 0.00029634
Wall Mount | Incandescent |  | Mini base | 2 | 25 | Bathroom | 218812 | Bathroom | 0.00029634
Ceiling Fan | Incandescent |  | Standard A Lamp | 1 | 60 | Bedroom | 218813 | Bedroom | 0.00029634
Ceiling Fixture | Incandescent |  | Reflector | 3 | 30 | Bedroom | 218814 | Bedroom | 0.00029634
Ceiling Fixture | Incandescent |  | Standard A Lamp | 1 | 60 | Bedroom | 218815 | Bedroom | 0.00029634
Ceiling Fixture | Incandescent |  | Standard A Lamp | 1 | 75 | Garage | 218816 | Garage | 0.00029634
Garage door opener | Incandescent |  | Standard A Lamp | 1 | 75 | Garage | 218816 | Garage | 0.00029634
Ceiling Fixture | Incandescent |  | Standard A Lamp | 1 | 60 | Hall | 218817 | Hall | 0.00029634
Ceiling Fixture | Incandescent |  | Standard A Lamp | 1 | 60 | Hall | 218818 | Hall | 0.00029634
Recessed Can | Incandescent |  | Standard A Lamp | 1 | 60 | Hall | 218818 | Hall | 0.00029634
Ceiling Fixture | Linear Fluorescent | 48 | T-12 | 4 | 40 | Kitchen | 218819 | Kitchen | 0.00029634
Ceiling Fixture | Incandescent |  | Standard A Lamp | 1 | 60 | Kitchen | 218819 | Kitchen | 0.00029634
Ceiling Fixture | Linear Fluorescent | 96 | Fluorescent Unknown | 2 | 70 | Laundry Room | 2188110 | Laundry Room | 0.00029634
Ceiling Fixture | Incandescent |  | Standard A Lamp | 1 | 75 | Living Room | 2188111 | Living Room | 0.00029634
Floor lamp | Incandescent |  | Standard A Lamp | 1 | 100 | Living Room | 2188111 | Living Room | 0.00029634
Chandelier (Hanging) | Incandescent |  | Standard A Lamp | 5 | 60 | Living Room | 2188111 | Living Room | 0.00029634
Track | Halogen |  | MR | 3 | 50 | Master Bedroom | 2188112 | Master Bedroom | 0.00029634
Track | Halogen |  | MR | 6 | 50 | Master Bedroom | 2188112 | Master Bedroom | 0.00029634
Wall Mount | Incandescent |  | Standard A Lamp | 1 | 60 | Master Bedroom | 2188112 | Master Bedroom | 0.00029634
Ceiling Fixture | Incandescent |  | Standard A Lamp | 1 | 60 | Master Bedroom | 2188112 | Master Bedroom | 0.00029634
Recessed Can | Incandescent |  | Standard A Lamp | 1 | 60 | Closet | 2188113 | Closet | 0.00029634
Recessed Can | Compact Fluorescent |  | Twist | 1 | 22 | Closet | 2188113 | Closet | 0.00029634
Ceiling Fixture | Linear Fluorescent | 48 | T-4 | 2 | 40 | Other | 218831 | Other | 0.00028447
Wall Mount | Compact Fluorescent |  | Twist | 1 | 22 | Bathroom | 218832 | Bathroom | 0.00028447
Ceiling Fixture | Compact Fluorescent |  | Twist | 2 | 15 | Bathroom | 218832 | Bathroom | 0.00028447
Wall Mount | Compact Fluorescent |  | Twist | 1 | 22 | Bathroom | 218833 | Bathroom | 0.00028447
Ceiling Fixture | Incandescent |  | Mini base | 1 | 25 | Bathroom | 218833 | Bathroom | 0.00028447
Table | Incandescent |  | Standard A Lamp | 1 | 60 | Bedroom | 218834 | Bedroom | 0.00028447
Table | Incandescent |  | Standard A Lamp | 1 | 40 | Bathroom | 218835 | Bathroom | 0.00028447
Ceiling Fixture | Incandescent |  | Standard A Lamp | 4 | 100 | Dining Room | 218836 | Dining Room | 0.00028447
Table | Compact Fluorescent |  | Twist | 1 | 28 | Family Room | 218837 | Family Room | 0.00028447
Ceiling Fixture | Linear Fluorescent | 48 | T-4 | 2 | 40 | Garage | 218838 | Garage | 0.00028447
Ceiling Fixture | Compact Fluorescent |  | Twist | 1 | 22 | Garage | 218838 | Garage | 0.00028447
Garage door opener | Incandescent |  | Clear | 2 | 40 | Garage | 218838 | Garage | 0.00028447
Ceiling Fixture | Compact Fluorescent |  | Twist | 4 | 22 | Kitchen | 218839 | Kitchen | 0.00028447
Ceiling Fixture | Incandescent |  | Globe | 1 | 60 | Kitchen | 218839 | Kitchen | 0.00028447
Recessed Can | Compact Fluorescent |  | Twist | 1 | 22 | Kitchen | 218839 | Kitchen | 0.00028447
Recessed Can | Compact Fluorescent |  | Twist | 1 | 22 | Kitchen | 218839 | Kitchen | 0.00028447
Table | Compact Fluorescent |  | Twist | 2 | 22 | Office | 2188310 | Office | 0.00028447
Floor lamp | Compact Fluorescent |  | Twist | 1 | 22 | Office | 2188310 | Office | 0.00028447
Ceiling Fixture | Incandescent |  | Standard A Lamp | 2 | 40 | Other | 2188311 | Other | 0.00028447
Table | Incandescent |  | Standard A Lamp | 1 | 60 | Other | 2188311 | Other | 0.00028447
Ceiling Fixture | Incandescent |  | Mini base | 4 | 25 | Other | 2188311 | Other | 0.00028447
Ceiling Fixture | Compact Fluorescent |  | Twist | 1 | 15 | Other | 2188311 | Other | 0.00028447
Ceiling Fixture | Linear Fluorescent | 48 | T-12 | 2 | 40 | Other | 218881 | Other | 0.002127
Ceiling Fixture | Incandescent |  | Standard A Lamp | 1 | 60 | Other | 218881 | Other | 0.002127
Ceiling Fixture | Compact Fluorescent |  | Twist | 1 | 15 | Other | 218881 | Other | 0.002127
Floor lamp | Compact Fluorescent |  | Straight Tube | 1 | 28 | Other | 218881 | Other | 0.002127
Wall Mount | Compact Fluorescent |  | Twist | 1 | 15 | Bathroom | 218882 | Bathroom | 0.002127
Ceiling Fixture | Incandescent |  | Standard A Lamp | 1 | 60 | Bathroom | 218882 | Bathroom | 0.002127
Ceiling Fan | Incandescent |  | Standard A Lamp | 1 | 60 | Bedroom | 218883 | Bedroom | 0.002127
Ceiling Fixture | Incandescent |  | Standard A Lamp | 1 | 60 | Bedroom | 218884 | Bedroom | 0.002127
Wall Mount | Incandescent |  | Standard A Lamp | 1 | 60 | Hall | 218885 | Hall | 0.002127
Ceiling Fixture | Incandescent |  | Standard A Lamp | 1 | 75 | Garage | 218886 | Garage | 0.002127
Ceiling Fixture | Compact Fluorescent |  | Circline (Screw Base) | 1 | 28 | Kitchen | 218887 | Kitchen | 0.002127
Wall Mount | Incandescent |  | Standard A Lamp | 1 | 60 | Kitchen | 218887 | Kitchen | 0.002127
Table | Incandescent |  | Standard A Lamp | 1 | 60 | Living Room | 218888 | Living Room | 0.002127
Ceiling Fan | Incandescent |  | Standard A Lamp | 1 | 60 | Living Room | 218888 | Living Room | 0.002127
Ceiling Fixture | Compact Fluorescent |  | Twist | 1 | 15 | Living Room | 218888 | Living Room | 0.002127
Ceiling Fixture | Incandescent |  | Standard A Lamp | 1 | 60 | Living Room | 218888 | Living Room | 0.002127
Ceiling Fixture | Incandescent |  | Standard A Lamp | 1 | 60 | Master Bedroom | 218889 | Master Bedroom | 0.002127
Ceiling Fixture | Incandescent |  | Standard A Lamp | 1 | 60 | Closet | 2188810 | Closet | 0.002127
Ceiling Fixture | Incandescent |  | Decorative | 2 | 40 | Bedroom | 218891 | Bedroom | 0.0004784
Ceiling Fixture | Incandescent |  | Clear | 2 | 40 | Bedroom | 218892 | Bedroom | 0.0004784
Table | Incandescent |  | Decorative | 1 | 25 | Bedroom | 218892 | Bedroom | 0.0004784
Ceiling Fan | Incandescent |  | Clear | 1 | 40 | Bedroom | 218893 | Bedroom | 0.0004784
Table | Incandescent |  | Standard A Lamp | 1 | 60 | Bedroom | 218893 | Bedroom | 0.0004784
Ceiling Fan | Incandescent |  | Standard A Lamp | 1 | 60 | Bedroom | 218894 | Bedroom | 0.0004784
Table | Halogen |  | MR | 1 | 30 | Bedroom | 218894 | Bedroom | 0.0004784
Wall Mount | Incandescent |  | Clear | 1 | 60 | Closet | 218895 | Closet | 0.0004784
Ceiling Fixture | Compact Fluorescent |  | Twist | 2 | 15 | Hall | 218896 | Hall | 0.0004784
Floor lamp | Compact Fluorescent |  | Twist | 1 | 22 | Living Room | 218897 | Living Room | 0.0004784
Table | Incandescent |  | 3-Way Incandescent | 1 | 100 | Living Room | 218897 | Living Room | 0.0004784
Table | Incandescent |  | Globe | 1 | 60 | Living Room | 218897 | Living Room | 0.0004784
Ceiling Fixture | Compact Fluorescent |  | Twist | 1 | 22 | Garage | 218898 | Garage | 0.0004784
Ceiling Fixture | Linear Fluorescent | 48 | T-8 | 4 | 32 | Kitchen | 218899 | Kitchen | 0.0004784
Ceiling Fixture | Linear Fluorescent | 18 | T-12 | 2 | 20 | Kitchen | 218899 | Kitchen | 0.0004784
Ceiling Fixture | Linear Fluorescent | 48 | T-12 | 2 | 40 | Laundry Room | 2188910 | Laundry Room | 0.0004784
Ceiling Fixture | Linear Fluorescent | 48 | T-8 | 2 | 32 | Bathroom | 2188911 | Bathroom | 0.0004784
Ceiling Fixture | Incandescent |  | Heat Lamp | 2 | 250 | Bathroom | 2188911 | Bathroom | 0.0004784
Ceiling Fan | Compact Fluorescent |  | Twist | 4 | 15 | Master Bedroom | 2188912 | Master Bedroom | 0.0004784
Table | Incandescent |  | Clear | 1 | 25 | Master Bedroom | 2188912 | Master Bedroom | 0.0004784
Ceiling Fixture | Incandescent |  | Standard A Lamp | 2 | 60 | Closet | 2188913 | Closet | 0.0004784
Ceiling Fixture | Compact Fluorescent |  | Twist | 2 | 15 | Closet | 2188914 | Closet | 0.0004784
Ceiling Fixture | Linear Fluorescent | 48 | T-12 | 4 | 40 | Living Room | 2188915 | Living Room | 0.0004784
Table | Incandescent |  | Standard A Lamp | 1 | 75 | Living Room | 2188915 | Living Room | 0.0004784
Ceiling Fixture | Linear Fluorescent | 48 | T-12 | 4 | 40 | Hall | 2188916 | Hall | 0.0004784
Ceiling Fixture | Incandescent |  | Standard A Lamp | 1 | 75 | Hall | 2188916 | Hall | 0.0004784
Ceiling Fixture | Compact Fluorescent |  | Twist | 3 | 22 | Hall | 2188917 | Hall | 0.0004784
Ceiling Fixture | Incandescent |  | Standard A Lamp | 1 | 60 | Hall | 2188918 | Hall | 0.0004784
Ceiling Fixture | Linear Fluorescent | 48 | T-12 | 2 | 40 | Other | 2188919 | Other | 0.0004784
Wall Mount | Incandescent |  | Globe | 8 | 25 | Bathroom | 218961 | Bathroom | 0.00028447
Wall Mount | Incandescent |  | Globe | 8 | 40 | Bathroom | 218962 | Bathroom | 0.00028447
Ceiling Fixture | Compact Fluorescent |  | Twist | 2 | 15 | Bedroom | 218963 | Bedroom | 0.00028447
Ceiling Fixture | Compact Fluorescent |  | Twist | 2 | 7 | Bedroom | 218964 | Bedroom | 0.00028447
Ceiling Fixture | Compact Fluorescent |  | Twist | 2 | 15 | Bedroom | 218965 | Bedroom | 0.00028447
Ceiling Fan | Compact Fluorescent |  | Twist | 4 | 15 | Family Room | 218966 | Family Room | 0.00028447
Floor lamp | Compact Fluorescent |  | Twist | 1 | 15 | Family Room | 218966 | Family Room | 0.00028447
Ceiling Fixture | Linear Fluorescent | 36 | T-4 | 2 | 40 | Kitchen | 218967 | Kitchen | 0.00028447
Ceiling Fixture | Compact Fluorescent |  | Twist | 2 | 15 | Kitchen | 218967 | Kitchen | 0.00028447
Ceiling Fixture | Compact Fluorescent |  | Twist | 2 | 15 | Laundry Room | 218968 | Laundry Room | 0.00028447
Ceiling Fan | Incandescent |  | Standard A Lamp | 3 | 65 | Living Room | 218969 | Living Room | 0.00028447
Track | Incandescent |  | Reflector | 3 | 75 | Bedroom | 218981 | Bedroom | 0.00094081
Ceiling Fixture | Incandescent |  | Globe | 2 | 75 | Bathroom | 218982 | Bathroom | 0.00094081
Ceiling Fixture | Compact Fluorescent |  | Globe | 2 | 22 | Kitchen | 218983 | Kitchen | 0.00094081
Table | Incandescent |  | Standard A Lamp | 1 | 100 | Master Bedroom | 218984 | Master Bedroom | 0.00094081
Ceiling Fixture | Incandescent |  | Standard A Lamp | 1 | 100 | Bathroom | 218985 | Bathroom | 0.00094081
Table | Incandescent |  | Standard A Lamp | 1 | 100 | Office | 218986 | Office | 0.00094081
Ceiling Fixture | Incandescent |  | Standard A Lamp | 1 | 100 | Laundry Room | 218987 | Laundry Room | 0.00094081
Ceiling Fixture | Incandescent |  | Standard A Lamp | 1 | 100 | Other | 218988 | Other | 0.00094081
Ceiling Fixture | Compact Fluorescent |  | Twist | 1 | 22 | Garage | 218989 | Garage | 0.00094081
Table | Incandescent |  | Standard A Lamp | 1 | 100 | Living Room | 2189810 | Living Room | 0.00094081
Table | Incandescent |  | Standard A Lamp | 1 | 40 | Living Room | 2189810 | Living Room | 0.00094081
Ceiling Fixture | Halogen |  | PAR | 1 | 75 | Kitchen | 2189811 | Kitchen | 0.00094081
Chandelier (Hanging) | Incandescent |  | Decorative | 5 | 60 | Dining Room | 2189812 | Dining Room | 0.00094081
Table | Incandescent |  | Clear | 1 | 60 | Living Room | 2189813 | Living Room | 0.00094081
Table | Incandescent |  | Standard A Lamp | 1 | 60 | Living Room | 2189813 | Living Room | 0.00094081
Table | Incandescent |  | Standard A Lamp | 1 | 100 | Living Room | 2189813 | Living Room | 0.00094081
Ceiling Fixture | Compact Fluorescent |  | Twist | 1 | 28 | Living Room | 2189813 | Living Room | 0.00094081
Ceiling Fixture | Incandescent |  | Standard A Lamp | 1 | 75 | Hall | 2189814 | Hall | 0.00094081
Ceiling Fixture | Incandescent |  | Standard A Lamp | 1 | 100 | Hall | 2189814 | Hall | 0.00094081
Chandelier (Hanging) | Halogen |  | Other | 4 | 50 | Hall | 2189814 | Hall | 0.00094081
Table | Incandescent |  | Standard A Lamp | 1 | 75 | Office | 2189815 | Office | 0.00094081
Table | Incandescent |  | 3-Way Incandescent | 1 | 125 | Office | 2189815 | Office | 0.00094081
Track | Incandescent |  | Globe | 4 | 75 | Office | 2189815 | Office | 0.00094081
Ceiling Fixture | Incandescent |  | Standard A Lamp | 1 | 100 | Closet | 2189816 | Closet | 0.00094081
Wall Mount | Incandescent |  | Decorative | 2 | 40 | Bathroom | 218991 | Bathroom | 0.0020539
Wall Mount | Incandescent |  | Standard A Lamp | 2 | 60 | Bathroom | 218992 | Bathroom | 0.0020539
Recessed Can | Compact Fluorescent |  | Pin base | 1 | 15 | Bathroom | 218992 | Bathroom | 0.0020539
Table | Incandescent |  | Standard A Lamp | 1 | 60 | Bedroom | 218993 | Bedroom | 0.0020539
Ceiling Fan | Incandescent |  | Standard A Lamp | 1 | 40 | Bedroom | 218993 | Bedroom | 0.0020539
Table | Incandescent |  | Standard A Lamp | 1 | 60 | Bedroom | 218994 | Bedroom | 0.0020539
Ceiling Fixture | Incandescent |  | Standard A Lamp | 3 | 60 | Bedroom | 218994 | Bedroom | 0.0020539
Recessed Can | Compact Fluorescent |  | Pin base | 1 | 15 | Bedroom | 218995 | Bedroom | 0.0020539
Table | Incandescent |  | Standard A Lamp | 1 | 60 | Bedroom | 218995 | Bedroom | 0.0020539
Ceiling Fixture | Incandescent |  | Standard A Lamp | 2 | 60 | Other | 218996 | Other | 0.0020539
Table | Incandescent |  | Standard A Lamp | 1 | 60 | Other | 218996 | Other | 0.0020539
Ceiling Fixture | Incandescent |  | Standard A Lamp | 2 | 60 | Closet | 218997 | Closet | 0.0020539
Ceiling Fixture | Incandescent |  | Standard A Lamp | 2 | 60 | Closet | 218998 | Closet | 0.0020539
Ceiling Fixture | Linear Fluorescent | 48 | T-8 | 2 | 32 | Garage | 218999 | Garage | 0.0020539
Garage door opener | Incandescent |  | Standard A Lamp | 2 | 60 | Garage | 218999 | Garage | 0.0020539
Recessed Can | Incandescent |  | Reflector | 1 | 65 | Hall | 2189910 | Hall | 0.0020539
Recessed Can | Incandescent |  | Reflector | 1 | 65 | Kitchen | 2189911 | Kitchen | 0.0020539
Ceiling Fixture | Incandescent |  | Standard A Lamp | 1 | 60 | Kitchen | 2189911 | Kitchen | 0.0020539
Recessed - other | Incandescent |  | Standard A Lamp | 2 | 40 | Kitchen | 2189911 | Kitchen | 0.0020539
Ceiling Fixture | Linear Fluorescent | 48 | T-8 | 2 | 32 | Laundry Room | 2189912 | Laundry Room | 0.0020539
Ceiling Fixture | Compact Fluorescent |  | Circline (Screw Base) | 1 | 22 | Laundry Room | 2189912 | Laundry Room | 0.0020539
Recessed Can | Incandescent |  | Reflector | 1 | 65 | Living Room | 2189913 | Living Room | 0.0020539
Table | Compact Fluorescent |  | Twist | 1 | 22 | Living Room | 2189913 | Living Room | 0.0020539
Wall Mount | Incandescent |  | Clear | 3 | 60 | Bathroom | 219051 | Bathroom | 0.0030496
Ceiling Fixture | Incandescent |  | Reflector | 1 | 75 | Bathroom | 219051 | Bathroom | 0.0030496
Ceiling Fixture | Halogen |  | PAR | 1 | 250 | Bathroom | 219051 | Bathroom | 0.0030496
Wall Mount | Compact Fluorescent |  | Twist | 4 | 13 | Bathroom | 219052 | Bathroom | 0.0030496
Ceiling Fixture | Compact Fluorescent |  | Twist | 1 | 13 | Bathroom | 219052 | Bathroom | 0.0030496
Floor lamp | Incandescent |  | Reflector | 3 | 50 | Bedroom | 219053 | Bedroom | 0.0030496
Ceiling Fixture | Compact Fluorescent |  | Pin base | 1 | 22 | Bedroom | 219053 | Bedroom | 0.0030496
Floor lamp | Incandescent |  | Standard A Lamp | 1 | 75 | Bedroom | 219053 | Bedroom | 0.0030496
Table | Compact Fluorescent |  | Twist | 1 | 22 | Bedroom | 219053 | Bedroom | 0.0030496
Ceiling Fan | Incandescent |  | Standard A Lamp | 1 | 60 | Bedroom | 219054 | Bedroom | 0.0030496
Table | Incandescent |  | Standard A Lamp | 1 | 60 | Bedroom | 219054 | Bedroom | 0.0030496
Ceiling Fixture | Linear Fluorescent | 48 | T-8 | 3 | 32 | Other | 219055 | Other | 0.0030496
Chandelier (Hanging) | Incandescent |  | Clear | 1 | 60 | Dining Room | 219056 | Dining Room | 0.0030496
Floor lamp | Compact Fluorescent |  | Twist | 1 | 13 | Dining Room | 219056 | Dining Room | 0.0030496
Table | Compact Fluorescent |  | Twist | 1 | 26 | Family Room | 219057 | Family Room | 0.0030496
Ceiling Fixture | Compact Fluorescent |  | Pin base | 1 | 22 | Family Room | 219057 | Family Room | 0.0030496
Ceiling Fixture | Compact Fluorescent |  | Pin base | 2 | 32 | Family Room | 219057 | Family Room | 0.0030496
Wall Mount | Incandescent |  | Standard A Lamp | 1 | 60 | Family Room | 219057 | Family Room | 0.0030496
Ceiling Fixture | Compact Fluorescent |  | Twist | 1 | 26 | Garage | 219058 | Garage | 0.0030496
Ceiling Fixture | Compact Fluorescent |  | Circline (Screw Base) | 1 | 28 | Garage | 219058 | Garage | 0.0030496
Garage door opener | Incandescent |  | Standard A Lamp | 2 | 60 | Garage | 219058 | Garage | 0.0030496
Wall Mount | Incandescent |  | Clear | 4 | 60 | Bathroom | 219059 | Bathroom | 0.0030496
Wall Mount | Compact Fluorescent |  | Twist | 1 | 20 | Other | 2190510 | Other | 0.0030496
Ceiling Fixture | Linear Fluorescent | 24 | T-8 | 2 | 20 | Other | 2190510 | Other | 0.0030496
Wall Mount | Incandescent |  | Clear | 1 | 40 | Hall | 2190511 | Hall | 0.0030496
Chandelier (Hanging) | Incandescent |  | Clear | 3 | 60 | Kitchen | 2190512 | Kitchen | 0.0030496
Ceiling Fixture | Linear Fluorescent | 48 | T-12 | 2 | 40 | Laundry Room | 2190513 | Laundry Room | 0.0030496
Ceiling Fixture | Compact Fluorescent |  | Twist | 1 | 13 | Laundry Room | 2190513 | Laundry Room | 0.0030496
Ceiling Fixture | Compact Fluorescent |  | Twist | 1 | 13 | Hall | 2190514 | Hall | 0.0030496
Recessed Can | Incandescent |  | Reflector | 1 | 65 | Living Room | 2190515 | Living Room | 0.0030496
Recessed Can | Compact Fluorescent |  | Reflector | 1 | 26 | Living Room | 2190515 | Living Room | 0.0030496
Recessed Can | Halogen |  | PAR | 1 | 75 | Living Room | 2190515 | Living Room | 0.0030496
Floor lamp | Compact Fluorescent |  | Twist | 1 | 13 | Living Room | 2190515 | Living Room | 0.0030496
Table | Incandescent |  | Standard A Lamp | 1 | 100 | Living Room | 2190515 | Living Room | 0.0030496
Table | Compact Fluorescent |  | Straight Tube | 1 | 18 | Living Room | 2190515 | Living Room | 0.0030496
Floor lamp | Halogen |  | PAR | 1 | 50 | Living Room | 2190515 | Living Room | 0.0030496
Ceiling Fixture | Incandescent |  | Reflector | 1 | 40 | Living Room | 2190515 | Living Room | 0.0030496
Ceiling Fixture | Incandescent |  | Reflector | 1 | 75 | Bathroom | 2190516 | Bathroom | 0.0030496
Wall Mount | Linear Fluorescent | 48 | T-12 | 1 | 40 | Bathroom | 2190516 | Bathroom | 0.0030496
Wall Mount | Incandescent |  | Globe | 6 | 40 | Bathroom | 2190516 | Bathroom | 0.0030496
Ceiling Fixture | Compact Fluorescent |  | Twist | 1 | 13 | Bathroom | 2190516 | Bathroom | 0.0030496
Ceiling Fixture | Linear Fluorescent | 24 | T-8 | 3 | 20 | Other | 2190517 | Other | 0.0030496
Chandelier (Hanging) | Compact Fluorescent |  | Circline (Screw Base) | 1 | 28 | Other | 2190517 | Other | 0.0030496
Table | Incandescent |  | Standard A Lamp | 1 | 60 | Master Bedroom | 2190518 | Master Bedroom | 0.0030496
Recessed Can | Compact Fluorescent |  | Reflector | 1 | 26 | Master Bedroom | 2190518 | Master Bedroom | 0.0030496
Ceiling Fixture | Linear Fluorescent | 48 | T-8 | 3 | 32 | Office | 2190519 | Office | 0.0030496
Table | Incandescent |  | Standard A Lamp | 1 | 60 | Office | 2190519 | Office | 0.0030496
Ceiling Fixture | Compact Fluorescent |  | Twist | 1 | 13 | Bathroom | 2190520 | Bathroom | 0.0030496
Ceiling Fixture | Linear Fluorescent | 24 | T-8 | 3 | 20 | Other | 2190521 | Other | 0.0030496
Ceiling Fixture | Incandescent |  | Standard A Lamp | 1 | 40 | Other | 219061 | Other | 0.00052955
Ceiling Fixture | Incandescent |  | Standard A Lamp | 1 | 60 | Bathroom | 219062 | Bathroom | 0.00052955
Ceiling Fixture | Incandescent |  | Standard A Lamp | 1 | 40 | Closet | 219063 | Closet | 0.00052955
Recessed Can | Incandescent |  | Reflector | 1 | 65 | Kitchen | 219064 | Kitchen | 0.00052955
Ceiling Fixture | Incandescent |  | Standard A Lamp | 1 | 40 | Laundry Room | 219065 | Laundry Room | 0.00052955
Table | Compact Fluorescent |  | Twist | 1 | 22 | Living Room | 219066 | Living Room | 0.00052955
Floor lamp | Compact Fluorescent |  | Twist | 1 | 22 | Living Room | 219066 | Living Room | 0.00052955
Ceiling Fixture | Compact Fluorescent |  | Twist | 1 | 22 | Bedroom | 219067 | Bedroom | 0.00052955
Table | Incandescent |  | Standard A Lamp | 1 | 40 | Bedroom | 219067 | Bedroom | 0.00052955
Ceiling Fixture | Incandescent |  | Standard A Lamp | 1 | 60 | Office | 219068 | Office | 0.00052955
Floor lamp | Compact Fluorescent |  | Twist | 1 | 22 | Office | 219068 | Office | 0.00052955
Wall Mount | Incandescent |  | Standard A Lamp | 2 | 60 | Bathroom | 219069 | Bathroom | 0.00052955
Ceiling Fan | Incandescent |  | Standard A Lamp | 1 | 40 | Bathroom | 219069 | Bathroom | 0.00052955
Table | Incandescent |  | Standard A Lamp | 1 | 60 | Bedroom | 2190610 | Bedroom | 0.00052955
Ceiling Fixture | Incandescent |  | Standard A Lamp | 1 | 60 | Bedroom | 2190611 | Bedroom | 0.00052955
Floor lamp | Compact Fluorescent |  | Twist | 1 | 22 | Bedroom | 2190611 | Bedroom | 0.00052955
Ceiling Fixture | Incandescent |  | Standard A Lamp | 1 | 60 | Closet | 2190612 | Closet | 0.00052955
Ceiling Fixture | Compact Fluorescent |  | Pin base | 2 | 15 | Hall | 2190613 | Hall | 0.00052955
Wall Mount | Linear Fluorescent | 24 | T-4 | 1 | 16 | Dining Room | 219141 | Dining Room | 0.00040077
Wall Mount | Halogen |  | PAR | 1 | 50 | Dining Room | 219141 | Dining Room | 0.00040077
Chandelier (Hanging) | Incandescent |  | Decorative | 8 | 40 | Dining Room | 219141 | Dining Room | 0.00040077
Recessed Can | Halogen |  | PAR | 1 | 50 | Dining Room | 219141 | Dining Room | 0.00040077
Floor lamp | Incandescent |  | Standard A Lamp | 1 | 100 | Dining Room | 219141 | Dining Room | 0.00040077
Ceiling Fan | Incandescent |  | Decorative | 6 | 40 | Other | 219142 | Other | 0.00040077
Garage door opener | Incandescent |  | Standard A Lamp | 2 | 60 | Garage | 219143 | Garage | 0.00040077
Ceiling Fixture | Linear Fluorescent | 48 | T-12 | 2 | 40 | Garage | 219143 | Garage | 0.00040077
Wall Mount | Linear Fluorescent | 24 | T-4 | 1 | 16 | Kitchen | 219144 | Kitchen | 0.00040077
Recessed Can | Compact Fluorescent |  | Twist | 1 | 23 | Kitchen | 219144 | Kitchen | 0.00040077
Chandelier (Hanging) | Compact Fluorescent |  | Twist | 1 | 23 | Kitchen | 219144 | Kitchen | 0.00040077
Recessed Can | Halogen |  | PAR | 1 | 50 | Living Room | 219145 | Living Room | 0.00040077
Wall Mount | Halogen |  | PAR | 1 | 75 | Bathroom | 219146 | Bathroom | 0.00040077
Ceiling Fixture | Incandescent |  | Standard A Lamp | 1 | 40 | Bathroom | 219146 | Bathroom | 0.00040077
Recessed Can | Incandescent |  | Standard A Lamp | 1 | 100 | Master Bedroom | 219147 | Master Bedroom | 0.00040077
Floor lamp | Incandescent |  | 3-Way Incandescent | 1 | 150 | Master Bedroom | 219147 | Master Bedroom | 0.00040077
Ceiling Fixture | Linear Fluorescent | 48 | T-12 | 2 | 40 | Bathroom | 219148 | Bathroom | 0.00040077
Ceiling Fixture | Incandescent |  | Standard A Lamp | 1 | 40 | Bathroom | 219148 | Bathroom | 0.00040077
Ceiling Fixture | Incandescent |  | Standard A Lamp | 2 | 75 | Closet | 219149 | Closet | 0.00040077
Ceiling Fixture | Incandescent |  | Standard A Lamp | 1 | 60 | Hall | 2191410 | Hall | 0.00040077
Ceiling Fixture | Compact Fluorescent |  | Twist | 2 | 23 | Closet | 2191411 | Closet | 0.00040077
Ceiling Fixture | Incandescent |  | Standard A Lamp | 2 | 60 | Bedroom | 2191412 | Bedroom | 0.00040077
Ceiling Fixture | Linear Fluorescent | 48 | T-8 | 2 | 32 | Office | 2191413 | Office | 0.00040077
Ceiling Fixture | Compact Fluorescent |  | Twist | 3 | 23 | Office | 2191414 | Office | 0.00040077
Recessed Can | Incandescent |  | Standard A Lamp | 1 | 100 | Hall | 2191415 | Hall | 0.00040077
Ceiling Fixture | Linear Fluorescent | 48 | T-12 | 2 | 40 | Laundry Room | 2191416 | Laundry Room | 0.00040077
Ceiling Fixture | Incandescent |  | Standard A Lamp | 1 | 75 | Closet | 2191417 | Closet | 0.00040077
Wall Mount | Incandescent |  | Decorative | 4 | 40 | Bathroom | 2191418 | Bathroom | 0.00040077
Ceiling Fixture | Incandescent |  | Standard A Lamp | 2 | 75 | Bedroom | 2191419 | Bedroom | 0.00040077
Floor lamp | Incandescent |  | Standard A Lamp | 2 | 75 | Bedroom | 2191419 | Bedroom | 0.00040077
Floor lamp | Incandescent |  | Standard A Lamp | 1 | 40 | Bedroom | 2191419 | Bedroom | 0.00040077
Ceiling Fixture | Halogen |  | PAR | 1 | 50 | Hall | 2191420 | Hall | 0.00040077
Recessed Can | Incandescent |  | Standard A Lamp | 1 | 100 | Hall | 2191420 | Hall | 0.00040077
Ceiling Fixture | Linear Fluorescent | 48 | T-12 | 2 | 40 | Closet | 2191421 | Closet | 0.00040077
Ceiling Fixture | Linear Fluorescent | 48 | T-12 | 4 | 40 | Office | 2191422 | Office | 0.00040077
Recessed Can | Incandescent |  | Reflector | 1 | 65 | Office | 2191422 | Office | 0.00040077
Ceiling Fixture | Compact Fluorescent |  | Twist | 2 | 15 | Bedroom | 219221 | Bedroom | 0.00047324
Ceiling Fixture | Compact Fluorescent |  | Twist | 2 | 15 | Master Bedroom | 219222 | Master Bedroom | 0.00047324
Wall Mount | Incandescent |  | Globe | 4 | 60 | Bathroom | 219223 | Bathroom | 0.00047324
Recessed - other | Incandescent |  | Reflector | 1 | 75 | Bathroom | 219223 | Bathroom | 0.00047324
Ceiling Fixture | Compact Fluorescent |  | Twist | 1 | 15 | Hall | 219224 | Hall | 0.00047324
Wall Mount | Incandescent |  | Globe | 4 | 60 | Bathroom | 219225 | Bathroom | 0.00047324
Ceiling Fixture | Compact Fluorescent |  | Twist | 2 | 15 | Bedroom | 219226 | Bedroom | 0.00047324
Chandelier (Hanging) | Compact Fluorescent |  | Twist | 5 | 15 | Kitchen | 219227 | Kitchen | 0.00047324
Recessed Can | Compact Fluorescent |  | Flood | 1 | 22 | Kitchen | 219227 | Kitchen | 0.00047324
Ceiling Fan | Compact Fluorescent |  | Twist | 2 | 15 | Living Room | 219228 | Living Room | 0.00047324
Recessed Can | Compact Fluorescent |  | Reflector | 1 | 22 | Living Room | 219228 | Living Room | 0.00047324
Ceiling Fixture | Compact Fluorescent |  | Twist | 1 | 28 | Garage | 219229 | Garage | 0.00047324
Garage door opener | Incandescent |  | Clear | 1 | 40 | Garage | 219229 | Garage | 0.00047324
Wall Mount | Incandescent |  | Globe | 5 | 40 | Bedroom | 219341 | Bedroom | 0.00094081
Wall Mount | Compact Fluorescent |  | Twist | 2 | 22 | Bathroom | 219342 | Bathroom | 0.00094081
Ceiling Fixture | Compact Fluorescent |  | Twist | 1 | 15 | Bedroom | 219343 | Bedroom | 0.00094081
Floor lamp | Compact Fluorescent |  | Twist | 1 | 22 | Bedroom | 219343 | Bedroom | 0.00094081
Ceiling Fixture | Incandescent |  | Standard A Lamp | 2 | 40 | Bedroom | 219344 | Bedroom | 0.00094081
Table | Compact Fluorescent |  | Twist | 1 | 15 | Bedroom | 219344 | Bedroom | 0.00094081
Ceiling Fixture | Incandescent |  | Reflector | 1 | 75 | Garage | 219345 | Garage | 0.00094081
Ceiling Fixture | Incandescent |  | Standard A Lamp | 2 | 60 | Hall | 219346 | Hall | 0.00094081
Ceiling Fixture | Incandescent |  | Standard A Lamp | 1 | 60 | Laundry Room | 219347 | Laundry Room | 0.00094081
Wall Mount | Compact Fluorescent |  | Twist | 1 | 22 | Living Room | 219348 | Living Room | 0.00094081
Wall Mount | Incandescent |  | Standard A Lamp | 2 | 60 | Bathroom | 219361 | Bathroom | 0.00052955
Ceiling Fixture | Incandescent |  | Standard A Lamp | 1 | 60 | Bathroom | 219361 | Bathroom | 0.00052955
Ceiling Fixture | Incandescent |  | Standard A Lamp | 1 | 60 | Bedroom | 219362 | Bedroom | 0.00052955
Ceiling Fixture | Incandescent |  | Standard A Lamp | 2 | 60 | Bedroom | 219363 | Bedroom | 0.00052955
Ceiling Fixture | Incandescent |  | Standard A Lamp | 1 | 60 | Laundry Room | 219365 | Laundry Room | 0.00052955
Table | Incandescent |  | Standard A Lamp | 1 | 60 | Living Room | 219366 | Living Room | 0.00052955
Chandelier (Hanging) | Incandescent |  | Standard A Lamp | 2 | 60 | Bathroom | 219501 | Bathroom | 0.00052955
Chandelier (Hanging) | Incandescent |  | Standard A Lamp | 2 | 60 | Bathroom | 219502 | Bathroom | 0.00052955
Ceiling Fixture | Incandescent |  | Standard A Lamp | 1 | 65 | Bathroom | 219503 | Bathroom | 0.00052955
Ceiling Fixture | Compact Fluorescent |  | Twist | 1 | 22 | Bedroom | 219504 | Bedroom | 0.00052955
Table | Incandescent |  | Standard A Lamp | 1 | 60 | Bedroom | 219504 | Bedroom | 0.00052955
Ceiling Fixture | Incandescent |  | Standard A Lamp | 2 | 60 | Bedroom | 219505 | Bedroom | 0.00052955
Wall Mount | Incandescent |  | Standard A Lamp | 1 | 60 | Bedroom | 219505 | Bedroom | 0.00052955
Chandelier (Hanging) | Incandescent |  | Decorative | 6 | 25 | Family Room | 219506 | Family Room | 0.00052955
Table | Incandescent |  | 3-Way Incandescent | 1 | 75 | Family Room | 219506 | Family Room | 0.00052955
Ceiling Fixture | Incandescent |  | Standard A Lamp | 1 | 60 | Hall | 219507 | Hall | 0.00052955
Ceiling Fixture | Incandescent |  | Standard A Lamp | 2 | 60 | Hall | 219508 | Hall | 0.00052955
Ceiling Fixture | Incandescent |  | Standard A Lamp | 3 | 60 | Kitchen | 219509 | Kitchen | 0.00052955
Ceiling Fixture | Incandescent |  | Standard A Lamp | 1 | 65 | Laundry Room | 2195010 | Laundry Room | 0.00052955
Ceiling Fan | Incandescent |  | Standard A Lamp | 1 | 75 | Living Room | 2195011 | Living Room | 0.00052955
Table | Incandescent |  | Standard A Lamp | 1 | 100 | Living Room | 2195011 | Living Room | 0.00052955
Table | Compact Fluorescent |  | Twist | 1 | 28 | Living Room | 2195011 | Living Room | 0.00052955
Ceiling Fixture | Incandescent |  | Standard A Lamp | 1 | 65 | Office | 2195012 | Office | 0.00052955
Table | Incandescent |  | Standard A Lamp | 1 | 60 | Office | 2195012 | Office | 0.00052955
Ceiling Fixture | Incandescent |  | Standard A Lamp | 2 | 60 | Office | 2195013 | Office | 0.00052955
Torchiere | Halogen |  | Quartz Tube | 1 | 150 | Living Room | 219511 | Living Room | 0.00029634
Chandelier (Hanging) | Incandescent |  | Standard A Lamp | 1 | 60 | Living Room | 219511 | Living Room | 0.00029634
Ceiling Fixture | Incandescent |  | Standard A Lamp | 2 | 60 | Bedroom | 219512 | Bedroom | 0.00029634
Table | Incandescent |  | Mini base | 2 | 40 | Bedroom | 219512 | Bedroom | 0.00029634
Ceiling Fixture | Incandescent |  | Standard A Lamp | 1 | 75 | Other | 219513 | Other | 0.00029634
Ceiling Fixture | Linear Fluorescent | 48 | T-8 | 2 | 32 | Other | 219514 | Other | 0.00029634
Ceiling Fixture | Incandescent |  | Standard A Lamp | 1 | 100 | Other | 219514 | Other | 0.00029634
Ceiling Fixture | Incandescent |  | Standard A Lamp | 1 | 100 | Other | 219515 | Other | 0.00029634
Ceiling Fixture | Incandescent |  | Standard A Lamp | 2 | 60 | Other | 219516 | Other | 0.00029634
Ceiling Fixture | Linear Fluorescent | 48 | T-8 | 4 | 32 | Dining Room | 219517 | Dining Room | 0.00029634
Ceiling Fixture | Linear Fluorescent | 48 | T-8 | 3 | 32 | Kitchen | 219518 | Kitchen | 0.00029634
Ceiling Fixture | Incandescent |  | Standard A Lamp | 1 | 40 | Hall | 219519 | Hall | 0.00029634
Wall Mount | Incandescent |  | Standard A Lamp | 4 | 60 | Bathroom | 2195110 | Bathroom | 0.00029634
Ceiling Fixture | Incandescent |  | Standard A Lamp | 1 | 60 | Bathroom | 2195110 | Bathroom | 0.00029634
Ceiling Fixture | Incandescent |  | Standard A Lamp | 2 | 60 | Master Bedroom | 2195111 | Master Bedroom | 0.00029634
Table | Incandescent |  | Decorative | 1 | 40 | Master Bedroom | 2195111 | Master Bedroom | 0.00029634
Table | Incandescent |  | Standard A Lamp | 1 | 60 | Master Bedroom | 2195111 | Master Bedroom | 0.00029634
Ceiling Fixture | Incandescent |  | Standard A Lamp | 2 | 60 | Bedroom | 2195112 | Bedroom | 0.00029634
Table | Compact Fluorescent |  | Twist | 1 | 22 | Bedroom | 2195112 | Bedroom | 0.00029634
Floor lamp | Incandescent |  | 3-Way Incandescent | 1 | 75 | Bedroom | 2195112 | Bedroom | 0.00029634
Ceiling Fixture | Incandescent |  | Standard A Lamp | 2 | 60 | Bedroom | 2195113 | Bedroom | 0.00029634
Ceiling Fixture | Incandescent |  | Standard A Lamp | 2 | 60 | Family Room | 2195114 | Family Room | 0.00029634
Ceiling Fixture | Incandescent |  | Standard A Lamp | 1 | 100 | Bedroom | 219611 | Bedroom | 0.0005169
Table | Compact Fluorescent |  | A shape bulb | 1 | 11 | Bedroom | 219611 | Bedroom | 0.0005169
High bay | Linear Fluorescent | 48 | T-12 | 2 | 40 | Other | 219612 | Other | 0.0005169
Table | Compact Fluorescent |  | Twist | 1 | 27 | Other | 219612 | Other | 0.0005169
Ceiling Fixture | Compact Fluorescent |  | Twist | 1 | 10 | Other | 219613 | Other | 0.0005169
Ceiling Fixture | Compact Fluorescent |  | Twist | 1 | 14 | Hall | 219614 | Hall | 0.0005169
Wall Mount | Compact Fluorescent |  | Twist | 1 | 14 | Bathroom | 219615 | Bathroom | 0.0005169
Ceiling Fixture | Compact Fluorescent |  | Twist | 1 | 14 | Bathroom | 219615 | Bathroom | 0.0005169
Wall Mount | Incandescent |  | Globe | 6 | 40 | Bathroom | 219616 | Bathroom | 0.0005169
Ceiling Fixture | Compact Fluorescent |  | Twist | 1 | 23 | Bathroom | 219616 | Bathroom | 0.0005169
Ceiling Fixture | Compact Fluorescent |  | A shape bulb | 1 | 23 | Closet | 219617 | Closet | 0.0005169
Ceiling Fixture | Incandescent |  | Standard A Lamp | 1 | 60 | Closet | 219618 | Closet | 0.0005169
Chandelier (Hanging) | Incandescent |  | Decorative | 5 | 40 | Dining Room | 219619 | Dining Room | 0.0005169
Floor lamp | Incandescent |  | 3-Way Incandescent | 1 | 200 | Family Room | 2196110 | Family Room | 0.0005169
Floor lamp | Incandescent |  | Decorative | 3 | 40 | Family Room | 2196110 | Family Room | 0.0005169
Table | Compact Fluorescent |  | Twist | 1 | 13 | Family Room | 2196110 | Family Room | 0.0005169
Table | Compact Fluorescent |  | Twist | 1 | 23 | Family Room | 2196110 | Family Room | 0.0005169
Ceiling Fixture | Incandescent |  | Standard A Lamp | 1 | 100 | Hall | 2196111 | Hall | 0.0005169
Ceiling Fixture | Compact Fluorescent |  | Twist | 1 | 23 | Hall | 2196112 | Hall | 0.0005169
High bay | Linear Fluorescent | 48 | T-12 | 2 | 40 | Kitchen | 2196113 | Kitchen | 0.0005169
Ceiling Fixture | Compact Fluorescent |  | Twist | 1 | 10 | Laundry Room | 2196114 | Laundry Room | 0.0005169
Ceiling Fan | Compact Fluorescent |  | Twist | 1 | 14 | Living Room | 2196115 | Living Room | 0.0005169
Table | Compact Fluorescent |  | Twist | 1 | 13 | Living Room | 2196115 | Living Room | 0.0005169
Floor lamp | Incandescent |  | 3-Way Incandescent | 1 | 70 | Living Room | 2196115 | Living Room | 0.0005169
Floor lamp | Incandescent |  | 3-Way Incandescent | 1 | 200 | Living Room | 2196115 | Living Room | 0.0005169
Floor lamp | Incandescent |  | Decorative | 3 | 40 | Living Room | 2196115 | Living Room | 0.0005169
Ceiling Fixture | Incandescent |  | Standard A Lamp | 1 | 100 | Master Bedroom | 2196116 | Master Bedroom | 0.0005169
Table | Compact Fluorescent |  | Decorative | 1 | 7 | Master Bedroom | 2196116 | Master Bedroom | 0.0005169
Ceiling Fixture | Incandescent |  | Standard A Lamp | 1 | 60 | Office | 2196117 | Office | 0.0005169
Low bay | Incandescent |  | Other | 2 | 40 | Office | 2196117 | Office | 0.0005169
Track | Incandescent |  | Reflector | 2 | 65 | Office | 2196118 | Office | 0.0005169
Ceiling Fixture | Compact Fluorescent |  | Twist | 1 | 23 | Office | 2196118 | Office | 0.0005169
Chandelier (Hanging) | Incandescent |  | Standard A Lamp | 1 | 60 | Hall | 2196119 | Hall | 0.0005169
Ceiling Fixture | Compact Fluorescent |  | Twist | 1 | 23 | Bedroom | 2196120 | Bedroom | 0.0005169
Table | Compact Fluorescent |  | Twist | 1 | 23 | Bedroom | 2196120 | Bedroom | 0.0005169
Ceiling Fixture | Compact Fluorescent |  | Twist | 1 | 15 | Hall | 2196121 | Hall | 0.0005169
Ceiling Fixture | Linear Fluorescent | 48 | T-8 | 2 | 32 | Closet | 219671 | Closet | 0.00047324
Chandelier (Hanging) | Incandescent |  | Clear | 5 | 60 | Dining Room | 219672 | Dining Room | 0.00047324
Chandelier (Hanging) | Halogen |  | MR | 1 | 50 | Dining Room | 219672 | Dining Room | 0.00047324
Other | Incandescent |  | Other | 1 | 224 | Dining Room | 219672 | Dining Room | 0.00047324
Recessed Can | Incandescent |  | Reflector | 1 | 65 | Kitchen | 219673 | Kitchen | 0.00047324
Recessed - other | Compact Fluorescent |  | Pin base | 2 | 32 | Kitchen | 219673 | Kitchen | 0.00047324
Ceiling Fixture | Incandescent |  | Standard A Lamp | 2 | 60 | Closet | 219674 | Closet | 0.00047324
Chandelier (Hanging) | Incandescent |  | Standard A Lamp | 3 | 60 | Family Room | 219675 | Family Room | 0.00047324
Table | Compact Fluorescent |  | Twist | 1 | 36 | Family Room | 219675 | Family Room | 0.00047324
Ceiling Fixture | Linear Fluorescent | 48 | T-8 | 2 | 32 | Office | 219676 | Office | 0.00047324
Torchiere | Halogen |  | Quartz Tube | 1 | 300 | Office | 219676 | Office | 0.00047324
Wall Mount | Incandescent |  | Globe | 6 | 60 | Bathroom | 219677 | Bathroom | 0.00047324
Ceiling Fixture | Linear Fluorescent | 48 | T-8 | 4 | 32 | Laundry Room | 219678 | Laundry Room | 0.00047324
Ceiling Fixture | Linear Fluorescent | 32 | T-8 | 2 | 32 | Garage | 219679 | Garage | 0.00047324
Garage door opener | Incandescent |  | Standard A Lamp | 1 | 40 | Garage | 219679 | Garage | 0.00047324
Ceiling Fixture | Linear Fluorescent | 48 | T-8 | 2 | 40 | Other | 2196710 | Other | 0.00047324
Wall Mount | Incandescent |  | Standard A Lamp | 1 | 60 | Living Room | 2196711 | Living Room | 0.00047324
Wall Mount | Compact Fluorescent |  | Twist | 1 | 15 | Living Room | 2196711 | Living Room | 0.00047324
Ceiling Fixture | Incandescent |  | Standard A Lamp | 3 | 40 | Bedroom | 2196712 | Bedroom | 0.00047324
Table | Compact Fluorescent |  | Twist | 1 | 15 | Bedroom | 2196712 | Bedroom | 0.00047324
Recessed Can | Incandescent |  | Reflector | 1 | 65 | Family Room | 2196713 | Family Room | 0.00047324
Ceiling Fixture | Linear Fluorescent | 40 | T-12 | 2 | 40 | Family Room | 2196713 | Family Room | 0.00047324
Ceiling Fixture | Compact Fluorescent |  | Twist | 1 | 15 | Family Room | 2196713 | Family Room | 0.00047324
Ceiling Fixture | Linear Fluorescent | 48 | T-12 | 2 | 40 | Other | 2196714 | Other | 0.00047324
Ceiling Fixture | Incandescent |  | Standard A Lamp | 1 | 100 | Other | 2196715 | Other | 0.00047324
Table | Incandescent |  | Standard A Lamp | 1 | 100 | Other | 2196715 | Other | 0.00047324
Ceiling Fixture | Incandescent |  | Standard A Lamp | 2 | 75 | Other | 2196715 | Other | 0.00047324
Ceiling Fixture | Incandescent |  | Standard A Lamp | 2 | 60 | Bathroom | 2196716 | Bathroom | 0.00047324
Wall Mount | Incandescent |  | Standard A Lamp | 5 | 100 | Bathroom | 2196716 | Bathroom | 0.00047324
Ceiling Fixture | Incandescent |  | Standard A Lamp | 3 | 60 | Bedroom | 2196717 | Bedroom | 0.00047324
Table | Incandescent |  | Standard A Lamp | 1 | 100 | Bedroom | 2196717 | Bedroom | 0.00047324
Wall Mount | Halogen |  | MR | 6 | 50 | Bathroom | 2196718 | Bathroom | 0.00047324
Recessed Can | Incandescent |  | Reflector | 1 | 65 | Bathroom | 2196718 | Bathroom | 0.00047324
Recessed Can | Incandescent |  | Reflector | 1 | 40 | Bathroom | 2196718 | Bathroom | 0.00047324
Ceiling Fixture | Incandescent |  | Standard A Lamp | 3 | 60 | Master Bedroom | 2196719 | Master Bedroom | 0.00047324
Table | Incandescent |  | Standard A Lamp | 1 | 60 | Master Bedroom | 2196719 | Master Bedroom | 0.00047324
Ceiling Fixture | Linear Fluorescent | 48 | T-8 | 2 | 32 | Closet | 2196720 | Closet | 0.00047324
Ceiling Fixture | Incandescent |  | Standard A Lamp | 2 | 60 | Hall | 2196721 | Hall | 0.00047324
Ceiling Fixture | Incandescent |  | Standard A Lamp | 3 | 60 | Hall | 2196721 | Hall | 0.00047324
Other | Incandescent |  | Other | 1 | 208 | Hall | 2196721 | Hall | 0.00047324
Ceiling Fixture | Compact Fluorescent |  | Twist | 2 | 15 | Hall | 2196721 | Hall | 0.00047324
Recessed - other | Incandescent |  | Reflector | 1 | 65 | Living Room | 2196722 | Living Room | 0.00047324
Table | Incandescent |  | 3-Way Incandescent | 1 | 70 | Living Room | 2196722 | Living Room | 0.00047324
Table | Incandescent |  | Other | 1 | 60 | Living Room | 2196722 | Living Room | 0.00047324
Chandelier (Hanging) | Incandescent |  | Mini base | 8 | 60 | Kitchen | 219741 | Kitchen | 0.00094081
Ceiling Fan | Incandescent |  | Standard A Lamp | 2 | 40 | Living Room | 219742 | Living Room | 0.00094081
Ceiling Fixture | Incandescent |  | Standard A Lamp | 1 | 100 | Other | 219743 | Other | 0.00094081
Ceiling Fixture | Compact Fluorescent |  | Twist | 2 | 15 | Master Bedroom | 219744 | Master Bedroom | 0.00094081
Ceiling Fixture | Compact Fluorescent |  | Twist | 1 | 15 | Bathroom | 219745 | Bathroom | 0.00094081
Ceiling Fixture | Compact Fluorescent |  | Twist | 2 | 15 | Closet | 219746 | Closet | 0.00094081
Ceiling Fixture | Compact Fluorescent |  | Twist | 3 | 22 | Bathroom | 219747 | Bathroom | 0.00094081
Ceiling Fan | Compact Fluorescent |  | Twist | 3 | 22 | Bedroom | 219748 | Bedroom | 0.00094081
Ceiling Fixture | Compact Fluorescent |  | Twist | 2 | 15 | Bedroom | 219749 | Bedroom | 0.00094081
Ceiling Fixture | Compact Fluorescent |  | Twist | 1 | 15 | Bedroom | 2197410 | Bedroom | 0.00094081
Table | Compact Fluorescent |  | Twist | 1 | 15 | Bedroom | 2197410 | Bedroom | 0.00094081
Table | Compact Fluorescent |  | Straight Tube | 1 | 28 | Bedroom | 2197410 | Bedroom | 0.00094081
Ceiling Fixture | Incandescent |  | Heat Lamp | 2 | 150 | Bathroom | 219771 | Bathroom | 0.002127
Wall Mount | Incandescent |  | Globe | 4 | 40 | Bathroom | 219771 | Bathroom | 0.002127
Ceiling Fixture | Incandescent |  | Standard A Lamp | 2 | 60 | Bedroom | 219772 | Bedroom | 0.002127
Ceiling Fixture | Incandescent |  | Standard A Lamp | 2 | 60 | Bedroom | 219773 | Bedroom | 0.002127
Ceiling Fixture | Linear Fluorescent | 48 | T-12 | 2 | 40 | Garage | 219774 | Garage | 0.002127
Ceiling Fixture | Compact Fluorescent |  | Twist | 1 | 22 | Hall | 219775 | Hall | 0.002127
Ceiling Fixture | Linear Fluorescent | 48 | T-8 | 4 | 32 | Kitchen | 219776 | Kitchen | 0.002127
Chandelier (Hanging) | Incandescent |  | Decorative | 7 | 40 | Kitchen | 219776 | Kitchen | 0.002127
Ceiling Fixture | Incandescent |  | Standard A Lamp | 1 | 60 | Kitchen | 219776 | Kitchen | 0.002127
Recessed Can | Incandescent |  | Reflector | 1 | 60 | Living Room | 219777 | Living Room | 0.002127
Ceiling Fan | Incandescent |  | Standard A Lamp | 2 | 75 | Living Room | 219777 | Living Room | 0.002127
Wall Mount | Incandescent |  | Globe | 4 | 40 | Bathroom | 219778 | Bathroom | 0.002127
Ceiling Fixture | Compact Fluorescent |  | Twist | 2 | 22 | Master Bedroom | 219779 | Master Bedroom | 0.002127
Wall Mount | Incandescent |  | Standard A Lamp | 5 | 75 | Bathroom | 219781 | Bathroom | 0.00047324
Wall Mount | Incandescent |  | Standard A Lamp | 3 | 60 | Bathroom | 219782 | Bathroom | 0.00047324
Ceiling Fan | Incandescent |  | Standard A Lamp | 1 | 60 | Bedroom | 219783 | Bedroom | 0.00047324
Ceiling Fan | Incandescent |  | Standard A Lamp | 1 | 100 | Master Bedroom | 219784 | Master Bedroom | 0.00047324
Table | Incandescent |  | Standard A Lamp | 1 | 40 | Master Bedroom | 219784 | Master Bedroom | 0.00047324
Ceiling Fan | Incandescent |  | Standard A Lamp | 1 | 60 | Bedroom | 219785 | Bedroom | 0.00047324
Ceiling Fan | Incandescent |  | Standard A Lamp | 4 | 60 | Other | 219786 | Other | 0.00047324
Ceiling Fixture | Incandescent |  | Decorative | 1 | 75 | Other | 219786 | Other | 0.00047324
Ceiling Fixture | Linear Fluorescent | 96 | T-12 | 2 | 75 | Other | 219787 | Other | 0.00047324
Chandelier (Hanging) | Incandescent |  | Mini base | 10 | 40 | Dining Room | 219788 | Dining Room | 0.00047324
Recessed Can | Incandescent |  | Reflector | 1 | 65 | Family Room | 219789 | Family Room | 0.00047324
Table | Incandescent |  | Standard A Lamp | 1 | 100 | Family Room | 219789 | Family Room | 0.00047324
Ceiling Fan | Incandescent |  | Standard A Lamp | 1 | 75 | Family Room | 219789 | Family Room | 0.00047324
Garage door opener | Incandescent |  | Standard A Lamp | 2 | 60 | Garage | 2197810 | Garage | 0.00047324
Ceiling Fixture | Linear Fluorescent | 48 | T-12 | 2 | 40 | Garage | 2197810 | Garage | 0.00047324
Ceiling Fixture | Incandescent |  | Standard A Lamp | 2 | 60 | Hall | 2197811 | Hall | 0.00047324
Ceiling Fixture | Incandescent |  | Standard A Lamp | 1 | 60 | Hall | 2197812 | Hall | 0.00047324
Ceiling Fixture | Linear Fluorescent | 48 | T-8 | 2 | 32 | Kitchen | 2197813 | Kitchen | 0.00047324
Ceiling Fixture | Incandescent |  | Standard A Lamp | 1 | 75 | Laundry Room | 2197814 | Laundry Room | 0.00047324
Table | Incandescent |  | Standard A Lamp | 1 | 100 | Living Room | 2197815 | Living Room | 0.00047324
Ceiling Fan | Incandescent |  | Standard A Lamp | 1 | 75 | Master Bedroom | 2197816 | Master Bedroom | 0.00047324
Chandelier (Hanging) | Incandescent |  | Reflector | 3 | 40 | Hall | 2197817 | Hall | 0.00047324
Wall Mount | Incandescent |  | Globe | 4 | 60 | Bathroom | 219791 | Bathroom | 0.00040077
Ceiling Fixture | Incandescent |  | Standard A Lamp | 2 | 40 | Bedroom | 219792 | Bedroom | 0.00040077
Ceiling Fixture | Incandescent |  | Standard A Lamp | 2 | 40 | Bedroom | 219793 | Bedroom | 0.00040077
Ceiling Fixture | Incandescent |  | Reflector | 3 | 65 | Dining Room | 219794 | Dining Room | 0.00040077
Floor lamp | Halogen |  | Quartz Tube | 1 | 30 | Closet | 219795 | Closet | 0.00040077
Ceiling Fixture | Incandescent |  | Colored | 1 | 60 | Other | 219796 | Other | 0.00040077
Ceiling Fixture | Incandescent |  | Standard A Lamp | 1 | 60 | Garage | 219797 | Garage | 0.00040077
Ceiling Fixture | Incandescent |  | Standard A Lamp | 2 | 40 | Hall | 219798 | Hall | 0.00040077
Ceiling Fixture | Incandescent |  | Reflector | 3 | 65 | Kitchen | 219799 | Kitchen | 0.00040077
Ceiling Fixture | Incandescent |  | Standard A Lamp | 2 | 40 | Laundry Room | 2197910 | Laundry Room | 0.00040077
Floor lamp | Compact Fluorescent |  | Twist | 1 | 22 | Living Room | 2197911 | Living Room | 0.00040077
Wall Mount | Incandescent |  | Decorative | 4 | 40 | Bathroom | 2197912 | Bathroom | 0.00040077
Ceiling Fixture | Compact Fluorescent |  | Twist | 3 | 22 | Master Bedroom | 2197913 | Master Bedroom | 0.00040077
Ceiling Fixture | Incandescent |  | Standard A Lamp | 2 | 60 | Bedroom | 2197914 | Bedroom | 0.00040077
Table | Compact Fluorescent |  | Twist | 1 | 22 | Bedroom | 2197914 | Bedroom | 0.00040077
Wall Mount | Incandescent |  | Standard A Lamp | 3 | 60 | Bathroom | 219811 | Bathroom | 0.0005169
Ceiling Fixture | Incandescent |  | Standard A Lamp | 2 | 60 | Other | 219812 | Other | 0.0005169
Ceiling Fixture | Linear Fluorescent | 48 | T-12 | 2 | 40 | Kitchen | 219813 | Kitchen | 0.0005169
Ceiling Fixture | Incandescent |  | Standard A Lamp | 1 | 60 | Kitchen | 219813 | Kitchen | 0.0005169
Ceiling Fixture | Incandescent |  | Standard A Lamp | 2 | 60 | Living Room | 219814 | Living Room | 0.0005169
Floor lamp | Incandescent |  | Standard A Lamp | 1 | 60 | Living Room | 219814 | Living Room | 0.0005169
Ceiling Fixture | Incandescent |  | Standard A Lamp | 3 | 60 | Master Bedroom | 219815 | Master Bedroom | 0.0005169
Ceiling Fixture | Incandescent |  | Standard A Lamp | 3 | 60 | Office | 219816 | Office | 0.0005169
Wall Mount | Incandescent |  | Decorative | 2 | 40 | Bathroom | 219881 | Bathroom | 0.0005169
Wall Mount | Incandescent |  | Globe | 6 | 40 | Bathroom | 219882 | Bathroom | 0.0005169
Ceiling Fixture | Incandescent |  | Standard A Lamp | 1 | 40 | Bathroom | 219882 | Bathroom | 0.0005169
Wall Mount | Incandescent |  | Globe | 6 | 40 | Bathroom | 219883 | Bathroom | 0.0005169
Ceiling Fixture | Compact Fluorescent |  | Twist | 1 | 15 | Bedroom | 219884 | Bedroom | 0.0005169
Other | Incandescent |  | Heat Lamp | 1 | 25 | Bedroom | 219884 | Bedroom | 0.0005169
Ceiling Fixture | Compact Fluorescent |  | Twist | 1 | 15 | Bedroom | 219885 | Bedroom | 0.0005169
Other | Incandescent |  | Heat Lamp | 1 | 25 | Bedroom | 219885 | Bedroom | 0.0005169
Ceiling Fan | Compact Fluorescent |  | Twist | 3 | 15 | Master Bedroom | 219886 | Master Bedroom | 0.0005169
Floor lamp | Incandescent |  | Standard A Lamp | 1 | 60 | Master Bedroom | 219886 | Master Bedroom | 0.0005169
Ceiling Fan | Incandescent |  | Standard A Lamp | 1 | 60 | Office | 219887 | Office | 0.0005169
Ceiling Fixture | Incandescent |  | Standard A Lamp | 1 | 60 | Closet | 219888 | Closet | 0.0005169
Torchiere | Incandescent |  | Standard A Lamp | 1 | 75 | Family Room | 219889 | Family Room | 0.0005169
Table | Incandescent |  | Standard A Lamp | 1 | 75 | Family Room | 219889 | Family Room | 0.0005169
Garage door opener | Incandescent |  | Standard A Lamp | 1 | 60 | Garage | 2198810 | Garage | 0.0005169
Ceiling Fixture | Compact Fluorescent |  | Twist | 1 | 15 | Hall | 2198811 | Hall | 0.0005169
Track | Incandescent |  | Standard A Lamp | 1 | 100 | Hall | 2198811 | Hall | 0.0005169
Recessed Can | Incandescent |  | Reflector | 1 | 65 | Kitchen | 2198812 | Kitchen | 0.0005169
Ceiling Fixture | Compact Fluorescent |  | Circline (Screw Base) | 1 | 28 | Kitchen | 2198812 | Kitchen | 0.0005169
Ceiling Fixture | Compact Fluorescent |  | Twist | 1 | 15 | Laundry Room | 2198813 | Laundry Room | 0.0005169
Ceiling Fan | Incandescent |  | Standard A Lamp | 2 | 60 | Living Room | 2198814 | Living Room | 0.0005169
Torchiere | Incandescent |  | Standard A Lamp | 1 | 60 | Living Room | 2198814 | Living Room | 0.0005169
Ceiling Fan | Compact Fluorescent |  | Twist | 1 | 15 | Living Room | 2198814 | Living Room | 0.0005169
Chandelier (Hanging) | Incandescent |  | Globe | 1 | 75 | Kitchen | 2198815 | Kitchen | 0.0005169
Ceiling Fixture | Compact Fluorescent |  | Twist | 2 | 15 | Kitchen | 220001 | Kitchen | 0.00094081
Other | Compact Fluorescent |  | Twist | 1 | 22 | Kitchen | 220001 | Kitchen | 0.00094081
Wall Mount | Incandescent |  | Clear | 3 | 75 | Bathroom | 220002 | Bathroom | 0.00094081
Ceiling Fixture | Compact Fluorescent |  | Twist | 1 | 15 | Bathroom | 220002 | Bathroom | 0.00094081
Table | Incandescent |  | Globe | 3 | 40 | Family Room | 220003 | Family Room | 0.00094081
Ceiling Fixture | Linear Fluorescent | 48 | T-8 | 2 | 32 | Family Room | 220003 | Family Room | 0.00094081
Ceiling Fixture | Compact Fluorescent |  | Twist | 2 | 7 | Family Room | 220003 | Family Room | 0.00094081
Ceiling Fixture | Compact Fluorescent |  | Twist | 3 | 15 | Bedroom | 220004 | Bedroom | 0.00094081
Ceiling Fixture | Compact Fluorescent |  | Twist | 3 | 22 | Bedroom | 220005 | Bedroom | 0.00094081
Ceiling Fixture | Linear Fluorescent | 36 | T-5 | 1 | 20 | Laundry Room | 220006 | Laundry Room | 0.00094081
Wall Mount | Linear Fluorescent | 36 | T-8 | 2 | 32 | Living Room | 220007 | Living Room | 0.00094081
Ceiling Fixture | Compact Fluorescent |  | Twist | 1 | 15 | Living Room | 220007 | Living Room | 0.00094081
Ceiling Fixture | Compact Fluorescent |  | Twist | 1 | 15 | Bedroom | 220008 | Bedroom | 0.00094081
Track | Incandescent |  | Clear | 3 | 90 | Closet | 220009 | Closet | 0.00094081
Ceiling Fixture | Compact Fluorescent |  | Twist | 1 | 15 | Closet | 220009 | Closet | 0.00094081
Ceiling Fixture | Linear Fluorescent | 36 | T-5 | 1 | 20 | Other | 2200010 | Other | 0.00094081
Ceiling Fixture | Compact Fluorescent |  | Twist | 1 | 22 | Bathroom | 2200011 | Bathroom | 0.00094081
Ceiling Fixture | Compact Fluorescent |  | Twist | 1 | 22 | Hall | 2200012 | Hall | 0.00094081
Chandelier (Hanging) | Compact Fluorescent |  | Twist | 1 | 36 | Kitchen | 2200013 | Kitchen | 0.00094081
Wall Mount | Incandescent |  | Standard A Lamp | 2 | 60 | Bathroom | 220051 | Bathroom | 0.00028447
Wall Mount | Incandescent |  | Standard A Lamp | 2 | 60 | Bathroom | 220052 | Bathroom | 0.00028447
Recessed Can | Incandescent |  | Reflector | 1 | 60 | Bathroom | 220052 | Bathroom | 0.00028447
Ceiling Fan | Incandescent |  | Standard A Lamp | 2 | 60 | Bedroom | 220053 | Bedroom | 0.00028447
Table | Compact Fluorescent |  | Twist | 1 | 22 | Bedroom | 220053 | Bedroom | 0.00028447
Ceiling Fixture | Incandescent |  | Standard A Lamp | 2 | 60 | Bedroom | 220054 | Bedroom | 0.00028447
Table | Incandescent |  | Standard A Lamp | 1 | 60 | Bedroom | 220054 | Bedroom | 0.00028447
Table | Compact Fluorescent |  | Twist | 1 | 22 | Bedroom | 220055 | Bedroom | 0.00028447
Ceiling Fixture | Incandescent |  | Standard A Lamp | 2 | 60 | Bedroom | 220055 | Bedroom | 0.00028447
Chandelier (Hanging) | Incandescent |  | Standard A Lamp | 3 | 60 | Family Room | 220056 | Family Room | 0.00028447
Table | Compact Fluorescent |  | Twist | 1 | 22 | Family Room | 220056 | Family Room | 0.00028447
Floor lamp | Incandescent |  | Standard A Lamp | 3 | 60 | Family Room | 220056 | Family Room | 0.00028447
Recessed Can | Incandescent |  | Reflector | 1 | 40 | Family Room | 220056 | Family Room | 0.00028447
Wall Mount | Incandescent |  | Standard A Lamp | 1 | 60 | Family Room | 220056 | Family Room | 0.00028447
Ceiling Fixture | Compact Fluorescent |  | Twist | 1 | 22 | Garage | 220057 | Garage | 0.00028447
Garage door opener | Incandescent |  | Clear | 2 | 40 | Garage | 220057 | Garage | 0.00028447
Ceiling Fixture | Incandescent |  | Standard A Lamp | 2 | 60 | Hall | 220058 | Hall | 0.00028447
Recessed Can | Incandescent |  | Reflector | 1 | 60 | Hall | 220058 | Hall | 0.00028447
Ceiling Fixture | Incandescent |  | Standard A Lamp | 2 | 60 | Laundry Room | 220059 | Laundry Room | 0.00028447
Ceiling Fixture | Incandescent |  | Standard A Lamp | 2 | 60 | Office | 2200510 | Office | 0.00028447
Table | Incandescent |  | Standard A Lamp | 3 | 60 | Office | 2200510 | Office | 0.00028447
Wall Mount | Incandescent |  | Standard A Lamp | 1 | 60 | Other | 2200511 | Other | 0.00028447
Ceiling Fixture | Incandescent |  | Standard A Lamp | 1 | 65 | Other | 2200512 | Other | 0.00028447
Wall Mount | Incandescent |  | Reflector | 7 | 65 | Other | 2200512 | Other | 0.00028447
Ceiling Fixture | Incandescent |  | Standard A Lamp | 1 | 75 | Bathroom | 220151 | Bathroom | 0.00052955
Wall Mount | Incandescent |  | Standard A Lamp | 1 | 100 | Bathroom | 220151 | Bathroom | 0.00052955
Ceiling Fixture | Incandescent |  | Standard A Lamp | 2 | 60 | Bedroom | 220152 | Bedroom | 0.00052955
Ceiling Fixture | Incandescent |  | Standard A Lamp | 1 | 100 | Bedroom | 220153 | Bedroom | 0.00052955
Table | Incandescent |  | Standard A Lamp | 1 | 125 | Bedroom | 220153 | Bedroom | 0.00052955
Ceiling Fixture | Incandescent |  | Standard A Lamp | 1 | 100 | Bedroom | 220154 | Bedroom | 0.00052955
Ceiling Fixture | Incandescent |  | Standard A Lamp | 1 | 100 | Hall | 220155 | Hall | 0.00052955
Ceiling Fixture | Incandescent |  | Standard A Lamp | 4 | 125 | Dining Room | 220156 | Dining Room | 0.00052955
Ceiling Fan | Incandescent |  | Standard A Lamp | 5 | 90 | Living Room | 220157 | Living Room | 0.00052955
Wall Mount | Incandescent |  | Standard A Lamp | 1 | 60 | Living Room | 220157 | Living Room | 0.00052955
Ceiling Fixture | Incandescent |  | Standard A Lamp | 3 | 100 | Laundry Room | 220158 | Laundry Room | 0.00052955
Wall Mount | Incandescent |  | Globe | 4 | 60 | Bathroom | 220191 | Bathroom | 0.00047324
Ceiling Fixture | Incandescent |  | Standard A Lamp | 1 | 75 | Bathroom | 220191 | Bathroom | 0.00047324
Wall Mount | Incandescent |  | Globe | 6 | 60 | Bathroom | 220192 | Bathroom | 0.00047324
Ceiling Fan | Incandescent |  | Standard A Lamp | 4 | 60 | Bedroom | 220193 | Bedroom | 0.00047324
Table | Incandescent |  | Standard A Lamp | 1 | 100 | Bedroom | 220193 | Bedroom | 0.00047324
Table | Incandescent |  | Standard A Lamp | 1 | 100 | Bedroom | 220194 | Bedroom | 0.00047324
Ceiling Fan | Incandescent |  | Standard A Lamp | 3 | 60 | Bedroom | 220194 | Bedroom | 0.00047324
Wall Mount | Incandescent |  | Standard A Lamp | 1 | 60 | Closet | 220195 | Closet | 0.00047324
Ceiling Fan | Incandescent |  | Standard A Lamp | 4 | 100 | Dining Room | 220196 | Dining Room | 0.00047324
Ceiling Fan | Incandescent |  | Decorative | 3 | 60 | Other | 220197 | Other | 0.00047324
Ceiling Fixture | Linear Fluorescent | 48 | T-8 | 2 | 32 | Living Room | 220198 | Living Room | 0.00047324
Recessed Can | Halogen |  | PAR | 1 | 150 | Living Room | 220198 | Living Room | 0.00047324
Table | Incandescent |  | Standard A Lamp | 1 | 100 | Living Room | 220198 | Living Room | 0.00047324
Floor lamp | Incandescent |  | Standard A Lamp | 1 | 60 | Living Room | 220198 | Living Room | 0.00047324
Garage door opener | Incandescent |  | Standard A Lamp | 2 | 75 | Garage | 220199 | Garage | 0.00047324
Ceiling Fixture | Linear Fluorescent | 48 | T-8 | 2 | 32 | Garage | 220199 | Garage | 0.00047324
Ceiling Fixture | Incandescent |  | Standard A Lamp | 2 | 75 | Hall | 2201910 | Hall | 0.00047324
Wall Mount | Incandescent |  | Decorative | 1 | 60 | Hall | 2201911 | Hall | 0.00047324
Ceiling Fixture | Incandescent |  | Standard A Lamp | 1 | 60 | Hall | 2201912 | Hall | 0.00047324
Ceiling Fixture | Linear Fluorescent | 48 | T-8 | 2 | 32 | Kitchen | 2201913 | Kitchen | 0.00047324
Ceiling Fixture | Incandescent |  | Standard A Lamp | 1 | 75 | Laundry Room | 2201914 | Laundry Room | 0.00047324
Ceiling Fixture | Compact Fluorescent |  | Twist | 1 | 15 | Laundry Room | 2201914 | Laundry Room | 0.00047324
Torchiere | Halogen |  | Quartz Tube | 1 | 500 | Living Room | 2201915 | Living Room | 0.00047324
Floor lamp | Incandescent |  | Standard A Lamp | 1 | 60 | Living Room | 2201915 | Living Room | 0.00047324
Table | Incandescent |  | Standard A Lamp | 2 | 60 | Bedroom | 2201916 | Bedroom | 0.00047324
Ceiling Fixture | Linear Fluorescent | 48 | T-8 | 2 | 32 | Bedroom | 2201916 | Bedroom | 0.00047324
Ceiling Fixture | Compact Fluorescent |  | Twist | 2 | 15 | Office | 2201917 | Office | 0.00047324
Ceiling Fixture | Incandescent |  | Standard A Lamp | 1 | 60 | Other | 220211 | Other | 0.00029634
Ceiling Fixture | Compact Fluorescent |  | Twist | 1 | 22 | Bathroom | 220212 | Bathroom | 0.00029634
Ceiling Fixture | Incandescent |  | Standard A Lamp | 1 | 60 | Bedroom | 220213 | Bedroom | 0.00029634
Ceiling Fixture | Incandescent |  | Standard A Lamp | 1 | 60 | Bedroom | 220214 | Bedroom | 0.00029634
Ceiling Fixture | Incandescent |  | Standard A Lamp | 1 | 65 | Bedroom | 220215 | Bedroom | 0.00029634
Ceiling Fixture | Incandescent |  | Standard A Lamp | 2 | 60 | Garage | 220216 | Garage | 0.00029634
Ceiling Fixture | Compact Fluorescent |  | Twist | 2 | 22 | Kitchen | 220217 | Kitchen | 0.00029634
Table | Compact Fluorescent |  | Twist | 1 | 22 | Living Room | 220218 | Living Room | 0.00029634
Ceiling Fixture | Incandescent |  | Standard A Lamp | 1 | 60 | Laundry Room | 220219 | Laundry Room | 0.00029634
Ceiling Fixture | Incandescent |  | Standard A Lamp | 1 | 60 | Bathroom | 220231 | Bathroom | 0.0005169
Wall Mount | Incandescent |  | Standard A Lamp | 3 | 40 | Bathroom | 220232 | Bathroom | 0.0005169
Wall Mount | Incandescent |  | Standard A Lamp | 1 | 40 | Bathroom | 220232 | Bathroom | 0.0005169
Ceiling Fixture | Incandescent |  | Standard A Lamp | 1 | 60 | Bathroom | 220233 | Bathroom | 0.0005169
Wall Mount | Incandescent |  | Standard A Lamp | 4 | 40 | Bathroom | 220233 | Bathroom | 0.0005169
Ceiling Fan | Incandescent |  | Decorative | 4 | 60 | Master Bedroom | 220234 | Master Bedroom | 0.0005169
Wall Mount | Incandescent |  | Globe | 1 | 60 | Master Bedroom | 220234 | Master Bedroom | 0.0005169
Table | Incandescent |  | Clear | 1 | 60 | Master Bedroom | 220234 | Master Bedroom | 0.0005169
Ceiling Fixture | Incandescent |  | Standard A Lamp | 2 | 40 | Bedroom | 220235 | Bedroom | 0.0005169
Table | Incandescent |  | Standard A Lamp | 1 | 40 | Bedroom | 220235 | Bedroom | 0.0005169
Ceiling Fixture | Incandescent |  | Standard A Lamp | 3 | 40 | Office | 220236 | Office | 0.0005169
Ceiling Fixture | Linear Fluorescent | 48 | T-12 | 2 | 32 | Closet | 220237 | Closet | 0.0005169
Chandelier (Hanging) | Incandescent |  | Globe | 6 | 60 | Dining Room | 220238 | Dining Room | 0.0005169
Recessed Can | Incandescent |  | Reflector | 1 | 65 | Family Room | 220239 | Family Room | 0.0005169
Ceiling Fixture | Linear Fluorescent | 60 | T-12 | 2 | 40 | Garage | 2202310 | Garage | 0.0005169
Wall Mount | Incandescent |  | Standard A Lamp | 1 | 60 | Hall | 2202311 | Hall | 0.0005169
Chandelier (Hanging) | Incandescent |  | Standard A Lamp | 3 | 60 | Hall | 2202311 | Hall | 0.0005169
Wall Mount | Incandescent |  | Standard A Lamp | 1 | 40 | Hall | 2202311 | Hall | 0.0005169
Track | Halogen |  | MR | 5 | 50 | Kitchen | 2202312 | Kitchen | 0.0005169
Ceiling Fixture | Compact Fluorescent |  | Twist | 2 | 15 | Kitchen | 2202312 | Kitchen | 0.0005169
Ceiling Fixture | Linear Fluorescent | 48 | T-12 | 4 | 32 | Laundry Room | 2202313 | Laundry Room | 0.0005169
Ceiling Fixture | Compact Fluorescent |  | Twist | 2 | 15 | Laundry Room | 2202313 | Laundry Room | 0.0005169
Ceiling Fixture | Compact Fluorescent |  | Twist | 2 | 15 | Living Room | 2202314 | Living Room | 0.0005169
Table | Incandescent |  | Standard A Lamp | 1 | 60 | Living Room | 2202314 | Living Room | 0.0005169
Floor lamp | Incandescent |  | Standard A Lamp | 1 | 60 | Living Room | 2202314 | Living Room | 0.0005169
Recessed - other | Compact Fluorescent |  | Twist | 1 | 22 | Living Room | 220241 | Living Room | 0.00029634
Floor lamp | Incandescent |  | 3-Way Incandescent | 1 | 100 | Living Room | 220241 | Living Room | 0.00029634
Floor lamp | Compact Fluorescent |  | Twist | 1 | 22 | Living Room | 220241 | Living Room | 0.00029634
Ceiling Fixture | Compact Fluorescent |  | Twist | 1 | 28 | Bathroom | 220242 | Bathroom | 0.00029634
Ceiling Fixture | Linear Fluorescent | 48 | T-8 | 2 | 32 | Bedroom | 220243 | Bedroom | 0.00029634
Table | Incandescent |  | Mini base | 3 | 60 | Bedroom | 220243 | Bedroom | 0.00029634
Ceiling Fixture | Compact Fluorescent |  | Straight Tube | 1 | 15 | Bedroom | 220244 | Bedroom | 0.00029634
Table | Incandescent |  | Standard A Lamp | 1 | 60 | Bedroom | 220244 | Bedroom | 0.00029634
Ceiling Fixture | Compact Fluorescent |  | Twist | 1 | 28 | Other | 220245 | Other | 0.00029634
Ceiling Fixture | Compact Fluorescent |  | Straight Tube | 1 | 36 | Family Room | 220246 | Family Room | 0.00029634
Ceiling Fixture | Linear Fluorescent | 96 | T-12 | 2 | 100 | Garage | 220247 | Garage | 0.00029634
Ceiling Fixture | Compact Fluorescent |  | Twist | 1 | 15 | Master Bedroom | 220248 | Master Bedroom | 0.00029634
Chandelier (Hanging) | Compact Fluorescent |  | Twist | 5 | 15 | Dining Room | 220249 | Dining Room | 0.00029634
Recessed Can | Compact Fluorescent |  | Flood | 1 | 15 | Dining Room | 220249 | Dining Room | 0.00029634
Table | Incandescent |  | Standard A Lamp | 1 | 75 | Dining Room | 220249 | Dining Room | 0.00029634
Ceiling Fixture | Linear Fluorescent | 48 | T-8 | 4 | 32 | Kitchen | 2202410 | Kitchen | 0.00029634
Ceiling Fixture | Compact Fluorescent |  | Flood | 1 | 15 | Kitchen | 2202410 | Kitchen | 0.00029634
Ceiling Fixture | Linear Fluorescent | 48 | T-8 | 4 | 32 | Laundry Room | 2202411 | Laundry Room | 0.00029634
Recessed Can | Compact Fluorescent |  | Flood | 1 | 15 | Laundry Room | 2202411 | Laundry Room | 0.00029634
Ceiling Fixture | Linear Fluorescent | 48 | T-8 | 2 | 32 | Bathroom | 2202412 | Bathroom | 0.00029634
Recessed Can | Compact Fluorescent |  | Flood | 1 | 15 | Hall | 2202413 | Hall | 0.00029634
Ceiling Fixture | Compact Fluorescent |  | Twist | 1 | 15 | Bedroom | 2202414 | Bedroom | 0.00029634
Recessed Can | Compact Fluorescent |  | Flood | 1 | 15 | Hall | 2202415 | Hall | 0.00029634
Wall Mount | Linear Fluorescent | 48 | T-12 | 1 | 40 | Hall | 2202415 | Hall | 0.00029634
Chandelier (Hanging) | Incandescent |  | Standard A Lamp | 5 | 60 | Dining Room | 220391 | Dining Room | 0.00047324
Wall Mount | Compact Fluorescent |  | Twist | 3 | 15 | Bathroom | 220392 | Bathroom | 0.00047324
Ceiling Fan | Incandescent |  | Standard A Lamp | 2 | 60 | Bathroom | 220393 | Bathroom | 0.00047324
Table | Compact Fluorescent |  | Twist | 1 | 15 | Bathroom | 220393 | Bathroom | 0.00047324
Ceiling Fixture | Linear Fluorescent | 48 | T-12 | 2 | 40 | Bedroom | 220394 | Bedroom | 0.00047324
Ceiling Fixture | Linear Fluorescent | 48 | T-12 | 2 | 40 | Laundry Room | 220395 | Laundry Room | 0.00047324
Ceiling Fixture | Incandescent |  | Standard A Lamp | 1 | 100 | Garage | 220396 | Garage | 0.00047324
Ceiling Fixture | Incandescent |  | Standard A Lamp | 1 | 60 | Garage | 220396 | Garage | 0.00047324
Wall Mount | Incandescent |  | Standard A Lamp | 4 | 60 | Bathroom | 220397 | Bathroom | 0.00047324
Ceiling Fan | Incandescent |  | Standard A Lamp | 2 | 40 | Living Room | 220398 | Living Room | 0.00047324
Ceiling Fan | Incandescent |  | Mini base | 4 | 40 | Family Room | 220399 | Family Room | 0.00047324
Floor lamp | Incandescent |  | Standard A Lamp | 1 | 100 | Family Room | 220399 | Family Room | 0.00047324
Ceiling Fixture | Incandescent |  | Standard A Lamp | 1 | 60 | Hall | 2203910 | Hall | 0.00047324
Chandelier (Hanging) | Incandescent |  | Standard A Lamp | 3 | 60 | Hall | 2203910 | Hall | 0.00047324
Floor lamp | Incandescent |  | Other | 1 | 25 | Master Bedroom | 2203911 | Master Bedroom | 0.00047324
Table | Incandescent |  | Standard A Lamp | 1 | 100 | Master Bedroom | 2203911 | Master Bedroom | 0.00047324
Wall Mount | Incandescent |  | Standard A Lamp | 4 | 60 | Bathroom | 2203912 | Bathroom | 0.00047324
Ceiling Fixture | Incandescent |  | Standard A Lamp | 3 | 60 | Bathroom | 2203912 | Bathroom | 0.00047324
Ceiling Fixture | Incandescent |  | Standard A Lamp | 2 | 60 | Closet | 2203913 | Closet | 0.00047324
Recessed Can | Incandescent |  | Reflector | 1 | 75 | Kitchen | 2203914 | Kitchen | 0.00047324
Chandelier (Hanging) | Compact Fluorescent |  | Pin base | 1 | 22 | Kitchen | 2203914 | Kitchen | 0.00047324
Ceiling Fixture | Incandescent |  | Standard A Lamp | 2 | 60 | Bedroom | 2203915 | Bedroom | 0.00047324
Ceiling Fixture | Incandescent |  | Standard A Lamp | 1 | 60 | Bathroom | 220411 | Bathroom | 0.00052955
Wall Mount | Compact Fluorescent |  | Globe | 3 | 15 | Bathroom | 220411 | Bathroom | 0.00052955
Ceiling Fixture | Incandescent |  | Standard A Lamp | 1 | 60 | Bathroom | 220412 | Bathroom | 0.00052955
Wall Mount | Incandescent |  | Decorative | 4 | 25 | Bathroom | 220412 | Bathroom | 0.00052955
Ceiling Fixture | Compact Fluorescent |  | Twist | 2 | 15 | Bedroom | 220413 | Bedroom | 0.00052955
Wall Mount | Incandescent |  | Standard A Lamp | 1 | 65 | Bedroom | 220413 | Bedroom | 0.00052955
Ceiling Fixture | Incandescent |  | Standard A Lamp | 2 | 65 | Bedroom | 220414 | Bedroom | 0.00052955
Ceiling Fixture | Compact Fluorescent |  | Twist | 2 | 22 | Hall | 220415 | Hall | 0.00052955
Ceiling Fixture | Linear Fluorescent | 48 | T-8 | 2 | 60 | Hall | 220416 | Hall | 0.00052955
Ceiling Fixture | Compact Fluorescent |  | Circline (Screw Base) | 1 | 36 | Kitchen | 220417 | Kitchen | 0.00052955
Chandelier (Hanging) | Incandescent |  | Standard A Lamp | 2 | 100 | Kitchen | 220417 | Kitchen | 0.00052955
Chandelier (Hanging) | Halogen |  | PAR | 1 | 50 | Kitchen | 220417 | Kitchen | 0.00052955
Ceiling Fixture | Compact Fluorescent |  | Twist | 1 | 22 | Laundry Room | 220418 | Laundry Room | 0.00052955
Ceiling Fixture | Linear Fluorescent | 36 | T-8 | 2 | 40 | Laundry Room | 220418 | Laundry Room | 0.00052955
Torchiere | Compact Fluorescent |  | 3-Way CFL | 1 | 22 | Living Room | 220419 | Living Room | 0.00052955
Ceiling Fixture | Incandescent |  | Standard A Lamp | 2 | 60 | Master Bedroom | 2204110 | Master Bedroom | 0.00052955
Table | Compact Fluorescent |  | Twist | 2 | 15 | Master Bedroom | 2204110 | Master Bedroom | 0.00052955
Torchiere | Compact Fluorescent |  | 3-Way CFL | 1 | 22 | Master Bedroom | 2204110 | Master Bedroom | 0.00052955
Chandelier (Hanging) | Compact Fluorescent |  | Globe | 3 | 22 | Office | 2204111 | Office | 0.00052955
Ceiling Fixture | Linear Fluorescent | 36 | T-8 | 2 | 40 | Family Room | 2204112 | Family Room | 0.00052955
Wall Mount | Compact Fluorescent |  | Twist | 1 | 22 | Family Room | 2204112 | Family Room | 0.00052955
Recessed Can | Compact Fluorescent |  | Twist | 1 | 15 | Bathroom | 220471 | Bathroom | 0.00094081
Wall Mount | Linear Fluorescent | 36 | T-8 | 2 | 32 | Bathroom | 220471 | Bathroom | 0.00094081
Ceiling Fixture | Compact Fluorescent |  | Twist | 2 | 15 | Bedroom | 220472 | Bedroom | 0.00094081
Ceiling Fixture | Compact Fluorescent |  | Twist | 2 | 15 | Bedroom | 220473 | Bedroom | 0.00094081
Ceiling Fixture | Compact Fluorescent |  | Twist | 2 | 15 | Dining Room | 220474 | Dining Room | 0.00094081
Ceiling Fixture | Compact Fluorescent |  | Twist | 4 | 22 | Family Room | 220475 | Family Room | 0.00094081
Ceiling Fixture | Compact Fluorescent |  | Twist | 1 | 15 | Hall | 220476 | Hall | 0.00094081
Ceiling Fixture | Compact Fluorescent |  | Twist | 1 | 22 | Kitchen | 220477 | Kitchen | 0.00094081
Ceiling Fixture | Linear Fluorescent | 48 | T-12 | 4 | 32 | Kitchen | 220477 | Kitchen | 0.00094081
Ceiling Fixture | Incandescent |  | Standard A Lamp | 2 | 60 | Family Room | 220478 | Family Room | 0.00094081
Ceiling Fixture | Incandescent |  | Mini base | 3 | 60 | Family Room | 220478 | Family Room | 0.00094081
Floor lamp | Incandescent |  | Heat Lamp | 5 | 60 | Family Room | 220478 | Family Room | 0.00094081
Floor lamp | Incandescent |  | Standard A Lamp | 1 | 150 | Family Room | 220478 | Family Room | 0.00094081
Ceiling Fixture | Compact Fluorescent |  | Twist | 4 | 15 | Bedroom | 220479 | Bedroom | 0.00094081
Table | Compact Fluorescent |  | Twist | 1 | 15 | Bedroom | 220479 | Bedroom | 0.00094081
Ceiling Fixture | Compact Fluorescent |  | Twist | 1 | 15 | Office | 2204710 | Office | 0.00094081
Ceiling Fixture | Compact Fluorescent |  | Twist | 1 | 15 | Bathroom | 2204711 | Bathroom | 0.00094081
Wall Mount | Compact Fluorescent |  | Globe | 6 | 7 | Bathroom | 2204711 | Bathroom | 0.00094081
Wall Mount | Incandescent |  | Standard A Lamp | 2 | 65 | Bathroom | 220521 | Bathroom | 0.00047324
Ceiling Fixture | Compact Fluorescent |  | Twist | 3 | 22 | Bedroom | 220522 | Bedroom | 0.00047324
Table | Compact Fluorescent |  | Twist | 1 | 22 | Bedroom | 220522 | Bedroom | 0.00047324
Ceiling Fan | Incandescent |  | Mini base | 3 | 25 | Bedroom | 220523 | Bedroom | 0.00047324
Table | Compact Fluorescent |  | Twist | 1 | 22 | Bedroom | 220523 | Bedroom | 0.00047324
Ceiling Fan | Compact Fluorescent |  | A shape bulb | 3 | 22 | Bedroom | 220524 | Bedroom | 0.00047324
Torchiere | Compact Fluorescent |  | Twist | 1 | 22 | Bedroom | 220524 | Bedroom | 0.00047324
Ceiling Fixture | Linear Fluorescent | 48 | T-8 | 2 | 32 | Garage | 220525 | Garage | 0.00047324
Garage door opener | Incandescent |  | Standard A Lamp | 2 | 60 | Garage | 220525 | Garage | 0.00047324
Recessed Can | Compact Fluorescent |  | Twist | 1 | 22 | Hall | 220526 | Hall | 0.00047324
Recessed Can | Incandescent |  | Reflector | 1 | 75 | Hall | 220527 | Hall | 0.00047324
Recessed Can | Incandescent |  | Reflector | 1 | 75 | Kitchen | 220528 | Kitchen | 0.00047324
Chandelier (Hanging) | Incandescent |  | Standard A Lamp | 3 | 60 | Kitchen | 220528 | Kitchen | 0.00047324
Ceiling Fixture | Incandescent |  | Standard A Lamp | 3 | 60 | Laundry Room | 220529 | Laundry Room | 0.00047324
Ceiling Fan | Incandescent |  | Standard A Lamp | 4 | 60 | Living Room | 2205210 | Living Room | 0.00047324
Wall Mount | Incandescent |  | Standard A Lamp | 4 | 60 | Bathroom | 2205211 | Bathroom | 0.00047324
Ceiling Fan | Compact Fluorescent |  | A shape bulb | 3 | 22 | Master Bedroom | 2205212 | Master Bedroom | 0.00047324
Table | Compact Fluorescent |  | Twist | 1 | 22 | Master Bedroom | 2205212 | Master Bedroom | 0.00047324
Wall Mount | Incandescent |  | Mini base | 1 | 25 | Dining Room | 220531 | Dining Room | 0.0005169
Ceiling Fixture | Incandescent |  | Globe | 1 | 40 | Dining Room | 220531 | Dining Room | 0.0005169
Wall Mount | Compact Fluorescent |  | Twist | 2 | 22 | Bathroom | 220532 | Bathroom | 0.0005169
Ceiling Fixture | Compact Fluorescent |  | Twist | 1 | 15 | Laundry Room | 220533 | Laundry Room | 0.0005169
Ceiling Fixture | Compact Fluorescent |  | Twist | 3 | 15 | Office | 220534 | Office | 0.0005169
Table | Incandescent |  | Standard A Lamp | 1 | 60 | Office | 220534 | Office | 0.0005169
Ceiling Fixture | Compact Fluorescent |  | Twist | 1 | 22 | Garage | 220535 | Garage | 0.0005169
Garage door opener | Compact Fluorescent |  | Twist | 1 | 22 | Garage | 220535 | Garage | 0.0005169
Recessed Can | Compact Fluorescent |  | Twist | 1 | 15 | Kitchen | 220536 | Kitchen | 0.0005169
Floor lamp | Compact Fluorescent |  | Twist | 1 | 22 | Living Room | 220537 | Living Room | 0.0005169
Table | Compact Fluorescent |  | Twist | 1 | 22 | Living Room | 220537 | Living Room | 0.0005169
Table | Incandescent |  | Standard A Lamp | 1 | 60 | Living Room | 220537 | Living Room | 0.0005169
Ceiling Fixture | Incandescent |  | Clear | 1 | 65 | Hall | 220538 | Hall | 0.0005169
Wall Mount | Incandescent |  | Clear | 1 | 60 | Hall | 220538 | Hall | 0.0005169
Ceiling Fixture | Compact Fluorescent |  | Twist | 1 | 22 | Hall | 220538 | Hall | 0.0005169
Ceiling Fixture | Compact Fluorescent |  | Twist | 1 | 15 | Master Bedroom | 220539 | Master Bedroom | 0.0005169
Wall Mount | Compact Fluorescent |  | Twist | 1 | 15 | Master Bedroom | 220539 | Master Bedroom | 0.0005169
Table | Compact Fluorescent |  | Twist | 1 | 22 | Master Bedroom | 220539 | Master Bedroom | 0.0005169
Wall Mount | Compact Fluorescent |  | A shape bulb | 2 | 22 | Bathroom | 2205310 | Bathroom | 0.0005169
Ceiling Fixture | Compact Fluorescent |  | Twist | 1 | 15 | Master Bedroom | 2205311 | Master Bedroom | 0.0005169
Wall Mount | Compact Fluorescent |  | Twist | 1 | 15 | Master Bedroom | 2205311 | Master Bedroom | 0.0005169
Table | Incandescent |  | Clear | 1 | 60 | Master Bedroom | 2205311 | Master Bedroom | 0.0005169
Table | Compact Fluorescent |  | Twist | 1 | 22 | Master Bedroom | 2205311 | Master Bedroom | 0.0005169
Ceiling Fixture | Compact Fluorescent |  | Twist | 1 | 22 | Closet | 2205312 | Closet | 0.0005169
Ceiling Fixture | Compact Fluorescent |  | Twist | 1 | 15 | Hall | 2205313 | Hall | 0.0005169
Wall Mount | Compact Fluorescent |  | Twist | 4 | 15 | Bathroom | 220591 | Bathroom | 0.00047324
Table | Incandescent |  | Standard A Lamp | 1 | 15 | Bedroom | 220592 | Bedroom | 0.00047324
Ceiling Fixture | Compact Fluorescent |  | Twist | 1 | 15 | Bedroom | 220592 | Bedroom | 0.00047324
Floor lamp | Halogen |  | Other | 1 | 20 | Bedroom | 220592 | Bedroom | 0.00047324
Chandelier (Hanging) | Compact Fluorescent |  | Twist | 5 | 15 | Dining Room | 220593 | Dining Room | 0.00047324
Wall Mount | Halogen |  | Quartz Tube | 1 | 500 | Garage | 220594 | Garage | 0.00047324
Garage door opener | Incandescent |  | Standard A Lamp | 2 | 60 | Garage | 220594 | Garage | 0.00047324
Ceiling Fixture | Incandescent |  | Standard A Lamp | 2 | 125 | Garage | 220594 | Garage | 0.00047324
Ceiling Fixture | Incandescent |  | Standard A Lamp | 1 | 60 | Hall | 220595 | Hall | 0.00047324
Ceiling Fan | Compact Fluorescent |  | Pin base | 4 | 22 | Kitchen | 220596 | Kitchen | 0.00047324
Recessed Can | Incandescent |  | Reflector | 1 | 75 | Kitchen | 220596 | Kitchen | 0.00047324
Architectural | Incandescent |  | Mini base | 1 | 25 | Kitchen | 220596 | Kitchen | 0.00047324
Recessed Can | Incandescent |  | Reflector | 1 | 75 | Laundry Room | 220597 | Laundry Room | 0.00047324
Ceiling Fan | Compact Fluorescent |  | Twist | 3 | 15 | Living Room | 220598 | Living Room | 0.00047324
Floor lamp | Incandescent |  | Standard A Lamp | 1 | 75 | Living Room | 220598 | Living Room | 0.00047324
Wall Mount | Compact Fluorescent |  | Twist | 4 | 15 | Bathroom | 220599 | Bathroom | 0.00047324
Recessed Can | Incandescent |  | Reflector | 1 | 75 | Bathroom | 220599 | Bathroom | 0.00047324
Table | Incandescent |  | Mini base | 1 | 40 | Master Bedroom | 2205910 | Master Bedroom | 0.00047324
Ceiling Fan | Compact Fluorescent |  | Twist | 1 | 15 | Master Bedroom | 2205910 | Master Bedroom | 0.00047324
Table | Incandescent |  | Standard A Lamp | 1 | 60 | Master Bedroom | 2205910 | Master Bedroom | 0.00047324
Table | Incandescent |  | Standard A Lamp | 1 | 75 | Office | 2205911 | Office | 0.00047324
Ceiling Fixture | Compact Fluorescent |  | Twist | 2 | 15 | Office | 2205911 | Office | 0.00047324
Track | Incandescent |  | Standard A Lamp | 3 | 75 | Bathroom | 220611 | Bathroom | 0.00047324
Wall Mount | Compact Fluorescent |  | Twist | 2 | 22 | Bathroom | 220611 | Bathroom | 0.00047324
Wall Mount | Incandescent |  | Standard A Lamp | 4 | 65 | Bathroom | 220612 | Bathroom | 0.00047324
Ceiling Fixture | Incandescent |  | Standard A Lamp | 1 | 60 | Bedroom | 220613 | Bedroom | 0.00047324
Ceiling Fixture | Linear Fluorescent | 48 | T-12 | 2 | 40 | Family Room | 220614 | Family Room | 0.00047324
Ceiling Fixture | Linear Fluorescent | 48 | T-12 | 2 | 40 | Other | 220615 | Other | 0.00047324
Ceiling Fixture | Linear Fluorescent | 48 | T-12 | 2 | 40 | Garage | 220616 | Garage | 0.00047324
Ceiling Fixture | Incandescent |  | Standard A Lamp | 1 | 75 | Hall | 220617 | Hall | 0.00047324
Track | Compact Fluorescent |  | Twist | 3 | 22 | Kitchen | 220618 | Kitchen | 0.00047324
Chandelier (Hanging) | Incandescent |  | Decorative | 5 | 40 | Kitchen | 220618 | Kitchen | 0.00047324
Wall Mount | Incandescent |  | Standard A Lamp | 4 | 60 | Kitchen | 220618 | Kitchen | 0.00047324
Ceiling Fan | Incandescent |  | Decorative | 3 | 40 | Living Room | 220619 | Living Room | 0.00047324
Floor lamp | Compact Fluorescent |  | Twist | 1 | 22 | Living Room | 220619 | Living Room | 0.00047324
Ceiling Fixture | Incandescent |  | Standard A Lamp | 3 | 60 | Living Room | 220619 | Living Room | 0.00047324
Wall Mount | Incandescent |  | Standard A Lamp | 3 | 60 | Bathroom | 2206110 | Bathroom | 0.00047324
Ceiling Fixture | Incandescent |  | Standard A Lamp | 2 | 60 | Master Bedroom | 2206111 | Master Bedroom | 0.00047324
Table | Incandescent |  | Standard A Lamp | 1 | 75 | Master Bedroom | 2206111 | Master Bedroom | 0.00047324
Track | Incandescent |  | Standard A Lamp | 3 | 60 | Master Bedroom | 2206111 | Master Bedroom | 0.00047324
Ceiling Fixture | Compact Fluorescent |  | Twist | 2 | 15 | Office | 2206112 | Office | 0.00047324
Floor lamp | Incandescent |  | Standard A Lamp | 3 | 60 | Office | 2206112 | Office | 0.00047324
Ceiling Fixture | Incandescent |  | Standard A Lamp | 2 | 60 | Office | 2206113 | Office | 0.00047324
Table | Incandescent |  | Standard A Lamp | 1 | 75 | Office | 2206113 | Office | 0.00047324
Floor lamp | Incandescent |  | Standard A Lamp | 1 | 60 | Office | 2206113 | Office | 0.00047324
Ceiling Fixture | Incandescent |  | Standard A Lamp | 2 | 65 | Other | 2206114 | Other | 0.00047324
Torchiere | Compact Fluorescent |  | Twist | 1 | 22 | Other | 2206114 | Other | 0.00047324
Floor lamp | Compact Fluorescent |  | Twist | 1 | 22 | Other | 2206114 | Other | 0.00047324
Table | Incandescent |  | Standard A Lamp | 1 | 60 | Other | 2206114 | Other | 0.00047324
Wall Mount | Compact Fluorescent |  | Twist | 1 | 15 | Bathroom | 220771 | Bathroom | 0.00094081
Ceiling Fixture | Incandescent |  | Standard A Lamp | 1 | 60 | Bathroom | 220772 | Bathroom | 0.00094081
Ceiling Fixture | Incandescent |  | Standard A Lamp | 1 | 60 | Closet | 220773 | Closet | 0.00094081
Ceiling Fixture | Incandescent |  | Standard A Lamp | 1 | 60 | Kitchen | 220775 | Kitchen | 0.00094081
Ceiling Fixture | Compact Fluorescent |  | Twist | 1 | 22 | Laundry Room | 220776 | Laundry Room | 0.00094081
Table | Incandescent |  | Standard A Lamp | 1 | 60 | Closet | 220778 | Closet | 0.00094081
Ceiling Fixture | Incandescent |  | Standard A Lamp | 1 | 60 | Other | 220779 | Other | 0.00094081
Ceiling Fixture | Compact Fluorescent |  | Twist | 2 | 22 | Living Room | 2207710 | Living Room | 0.00094081
Ceiling Fixture | Compact Fluorescent |  | Twist | 1 | 22 | Bedroom | 2207711 | Bedroom | 0.00094081
Table | Incandescent |  | Standard A Lamp | 1 | 60 | Bedroom | 2207711 | Bedroom | 0.00094081
Recessed Can | Incandescent |  | Reflector | 1 | 75 | Bathroom | 220841 | Bathroom | 0.00052955
Ceiling Fixture | Linear Fluorescent | 48 | T-8 | 2 | 40 | Bathroom | 220841 | Bathroom | 0.00052955
Wall Mount | Incandescent |  | Reflector | 1 | 65 | Bathroom | 220841 | Bathroom | 0.00052955
Ceiling Fixture | Incandescent |  | Standard A Lamp | 1 | 60 | Bedroom | 220842 | Bedroom | 0.00052955
Wall Mount | Incandescent |  | Standard A Lamp | 1 | 60 | Bedroom | 220842 | Bedroom | 0.00052955
Table | Incandescent |  | 3-Way Incandescent | 1 | 150 | Bedroom | 220843 | Bedroom | 0.00052955
Torchiere | Compact Fluorescent |  | Twist | 1 | 28 | Bedroom | 220843 | Bedroom | 0.00052955
Wall Mount | Incandescent |  | Standard A Lamp | 1 | 60 | Bedroom | 220843 | Bedroom | 0.00052955
Wall Mount | Incandescent |  | Globe | 4 | 40 | Bathroom | 220844 | Bathroom | 0.00052955
Ceiling Fixture | Incandescent |  | Standard A Lamp | 1 | 60 | Bathroom | 220844 | Bathroom | 0.00052955
Ceiling Fixture | Incandescent |  | Globe | 4 | 25 | Other | 220845 | Other | 0.00052955
Ceiling Fixture | Compact Fluorescent |  | Twist | 3 | 22 | Other | 220845 | Other | 0.00052955
Table | Incandescent |  | Standard A Lamp | 1 | 100 | Other | 220845 | Other | 0.00052955
Chandelier (Hanging) | Incandescent |  | Decorative | 10 | 25 | Hall | 220846 | Hall | 0.00052955
Ceiling Fixture | Incandescent |  | Clear | 4 | 25 | Hall | 220846 | Hall | 0.00052955
Ceiling Fixture | Incandescent |  | Standard A Lamp | 1 | 60 | Garage | 220847 | Garage | 0.00052955
Garage door opener | Incandescent |  | Standard A Lamp | 2 | 65 | Garage | 220847 | Garage | 0.00052955
Ceiling Fixture | Incandescent |  | Standard A Lamp | 1 | 60 | Hall | 220848 | Hall | 0.00052955
Wall Mount | Incandescent |  | Standard A Lamp | 1 | 40 | Laundry Room | 220849 | Laundry Room | 0.00052955
Chandelier (Hanging) | Incandescent |  | Mini base | 5 | 25 | Kitchen | 2208410 | Kitchen | 0.00052955
Table | Incandescent |  | 3-Way Incandescent | 1 | 75 | Kitchen | 2208410 | Kitchen | 0.00052955
Torchiere | Incandescent |  | Reflector | 3 | 60 | Kitchen | 2208410 | Kitchen | 0.00052955
Ceiling Fan | Incandescent |  | Standard A Lamp | 4 | 40 | Kitchen | 2208410 | Kitchen | 0.00052955
Ceiling Fixture | Linear Fluorescent | 48 | T-8 | 4 | 32 | Kitchen | 2208410 | Kitchen | 0.00052955
Wall Mount | Incandescent |  | Reflector | 2 | 75 | Master Bedroom | 2208411 | Master Bedroom | 0.00052955
Table | Compact Fluorescent |  | Twist | 1 | 22 | Master Bedroom | 2208411 | Master Bedroom | 0.00052955
Ceiling Fixture | Incandescent |  | Standard A Lamp | 1 | 60 | Closet | 2208412 | Closet | 0.00052955
Wall Mount | Incandescent |  | Standard A Lamp | 5 | 40 | Bathroom | 220861 | Bathroom | 0.00094081
Ceiling Fixture | Incandescent |  | Standard A Lamp | 3 | 60 | Family Room | 220862 | Family Room | 0.00094081
Table | Incandescent |  | Standard A Lamp | 1 | 60 | Family Room | 220862 | Family Room | 0.00094081
Ceiling Fixture | Compact Fluorescent |  | Twist | 1 | 15 | Hall | 220863 | Hall | 0.00094081
Chandelier (Hanging) | Incandescent |  | Decorative | 4 | 60 | Dining Room | 220864 | Dining Room | 0.00094081
Ceiling Fixture | Incandescent |  | Standard A Lamp | 2 | 60 | Bedroom | 220865 | Bedroom | 0.00094081
Ceiling Fixture | Incandescent |  | Standard A Lamp | 1 | 60 | Closet | 220866 | Closet | 0.00094081
Ceiling Fixture | Incandescent |  | Standard A Lamp | 2 | 60 | Bedroom | 220867 | Bedroom | 0.00094081
Table | Incandescent |  | Standard A Lamp | 1 | 60 | Bedroom | 220867 | Bedroom | 0.00094081
Ceiling Fixture | Compact Fluorescent |  | Twist | 1 | 15 | Hall | 220868 | Hall | 0.00094081
Ceiling Fixture | Incandescent |  | Standard A Lamp | 3 | 60 | Living Room | 220869 | Living Room | 0.00094081
Floor lamp | Incandescent |  | Standard A Lamp | 2 | 60 | Living Room | 220869 | Living Room | 0.00094081
Ceiling Fixture | Incandescent |  | Standard A Lamp | 1 | 60 | Garage | 2208610 | Garage | 0.00094081
Garage door opener | Incandescent |  | Standard A Lamp | 1 | 60 | Garage | 2208610 | Garage | 0.00094081
Low bay | Linear Fluorescent | 48 | T-12 | 2 | 25 | Garage | 2208610 | Garage | 0.00094081
Ceiling Fixture | Linear Fluorescent | 48 | T-12 | 4 | 40 | Kitchen | 2208611 | Kitchen | 0.00094081
Ceiling Fixture | Incandescent |  | Standard A Lamp | 1 | 60 | Kitchen | 2208611 | Kitchen | 0.00094081
Ceiling Fixture | Incandescent |  | Standard A Lamp | 1 | 60 | Laundry Room | 2208612 | Laundry Room | 0.00094081
Floor lamp | Incandescent |  | 3-Way Incandescent | 1 | 100 | Living Room | 2208613 | Living Room | 0.00094081
Ceiling Fixture | Incandescent |  | Standard A Lamp | 1 | 60 | Closet | 2208614 | Closet | 0.00094081
Ceiling Fixture | Compact Fluorescent |  | Twist | 2 | 15 | Bedroom | 2208615 | Bedroom | 0.00094081
Table | Incandescent |  | Standard A Lamp | 1 | 100 | Bedroom | 2208615 | Bedroom | 0.00094081
Table | Halogen |  | MR | 1 | 20 | Bedroom | 2208615 | Bedroom | 0.00094081
Ceiling Fixture | Compact Fluorescent |  | Twist | 2 | 15 | Hall | 2208616 | Hall | 0.00094081
Ceiling Fixture | Incandescent |  | Standard A Lamp | 1 | 60 | Bathroom | 2208617 | Bathroom | 0.00094081
Floor lamp | Incandescent |  | Standard A Lamp | 1 | 60 | Bathroom | 2208617 | Bathroom | 0.00094081
Wall Mount | Incandescent |  | Clear | 8 | 40 | Bathroom | 2208618 | Bathroom | 0.00094081
Ceiling Fixture | Incandescent |  | Heat Lamp | 3 | 150 | Bathroom | 220871 | Bathroom | 0.00040077
Ceiling Fixture | Compact Fluorescent |  | Twist | 1 | 22 | Bedroom | 220872 | Bedroom | 0.00040077
Table | Incandescent |  | Standard A Lamp | 1 | 60 | Bedroom | 220872 | Bedroom | 0.00040077
Ceiling Fan | Compact Fluorescent |  | Twist | 1 | 22 | Dining Room | 220873 | Dining Room | 0.00040077
Floor lamp | Compact Fluorescent |  | Twist | 2 | 22 | Family Room | 220874 | Family Room | 0.00040077
Low bay | Linear Fluorescent | 48 | T-12 | 2 | 40 | Garage | 220875 | Garage | 0.00040077
Ceiling Fixture | Compact Fluorescent |  | Twist | 2 | 22 | Bedroom | 220876 | Bedroom | 0.00040077
Ceiling Fixture | Compact Fluorescent |  | Twist | 1 | 22 | Hall | 220877 | Hall | 0.00040077
Ceiling Fan | Compact Fluorescent |  | Twist | 2 | 22 | Hall | 220878 | Hall | 0.00040077
Ceiling Fixture | Incandescent |  | Standard A Lamp | 1 | 60 | Hall | 220878 | Hall | 0.00040077
Ceiling Fixture | Linear Fluorescent | 48 | T-12 | 2 | 40 | Kitchen | 220879 | Kitchen | 0.00040077
Track | Halogen |  | Quartz Tube | 2 | 30 | Kitchen | 220879 | Kitchen | 0.00040077
Wall Mount | Compact Fluorescent |  | A shape bulb | 2 | 15 | Bathroom | 2208710 | Bathroom | 0.00040077
Ceiling Fixture | Compact Fluorescent |  | Twist | 1 | 15 | Bathroom | 2208710 | Bathroom | 0.00040077
Floor lamp | Incandescent |  | Decorative | 2 | 65 | Master Bedroom | 2208711 | Master Bedroom | 0.00040077
Ceiling Fixture | Compact Fluorescent |  | Twist | 2 | 22 | Bedroom | 2208712 | Bedroom | 0.00040077
Table | Incandescent |  | Globe | 1 | 60 | Bedroom | 2208712 | Bedroom | 0.00040077
Chandelier (Hanging) | Compact Fluorescent |  | Twist | 1 | 15 | Bedroom | 2208712 | Bedroom | 0.00040077
Ceiling Fixture | Incandescent |  | Standard A Lamp | 1 | 75 | Laundry Room | 2208713 | Laundry Room | 0.00040077
Wall Mount | Incandescent |  | Globe | 4 | 60 | Bathroom | 220951 | Bathroom | 0.00052955
Wall Mount | Incandescent |  | Globe | 5 | 60 | Bathroom | 220952 | Bathroom | 0.00052955
Wall Mount | Incandescent |  | Globe | 4 | 60 | Bathroom | 220953 | Bathroom | 0.00052955
Ceiling Fan | Compact Fluorescent |  | Twist | 3 | 7 | Bedroom | 220954 | Bedroom | 0.00052955
Table | Incandescent |  | Reflector | 1 | 40 | Bedroom | 220954 | Bedroom | 0.00052955
Ceiling Fixture | Compact Fluorescent |  | Twist | 1 | 22 | Bedroom | 220955 | Bedroom | 0.00052955
Ceiling Fixture | Linear Fluorescent | 48 | T-12 | 2 | 40 | Bedroom | 220955 | Bedroom | 0.00052955
Track | Incandescent |  | Reflector | 3 | 65 | Hall | 220956 | Hall | 0.00052955
Ceiling Fixture | Linear Fluorescent | 48 | T-12 | 4 | 60 | Kitchen | 220957 | Kitchen | 0.00052955
Ceiling Fixture | Linear Fluorescent | 48 | T-12 | 2 | 60 | Laundry Room | 220958 | Laundry Room | 0.00052955
Track | Compact Fluorescent |  | Twist | 3 | 28 | Living Room | 220959 | Living Room | 0.00052955
Table | Incandescent |  | Standard A Lamp | 1 | 75 | Living Room | 220959 | Living Room | 0.00052955
Ceiling Fan | Incandescent |  | Standard A Lamp | 2 | 60 | Living Room | 220959 | Living Room | 0.00052955
Chandelier (Hanging) | Compact Fluorescent |  | Twist | 1 | 28 | Living Room | 220959 | Living Room | 0.00052955
Ceiling Fan | Compact Fluorescent |  | Twist | 4 | 15 | Master Bedroom | 2209510 | Master Bedroom | 0.00052955
Table | Compact Fluorescent |  | Twist | 1 | 15 | Master Bedroom | 2209510 | Master Bedroom | 0.00052955
Ceiling Fixture | Incandescent |  | Standard A Lamp | 4 | 60 | Office | 2209511 | Office | 0.00052955
Table | Linear Fluorescent | 24 | T-8 | 2 | 16 | Office | 2209511 | Office | 0.00052955
Ceiling Fixture | Incandescent |  | Globe | 3 | 65 | Hall | 2209512 | Hall | 0.00052955
Wall Mount | Incandescent |  | Standard A Lamp | 2 | 60 | Bathroom | 220961 | Bathroom | 0.00094081
Ceiling Fan | Incandescent |  | Standard A Lamp | 1 | 60 | Bathroom | 220961 | Bathroom | 0.00094081
Wall Mount | Incandescent |  | Standard A Lamp | 1 | 40 | Bathroom | 220962 | Bathroom | 0.00094081
Ceiling Fixture | Incandescent |  | Standard A Lamp | 2 | 60 | Bedroom | 220963 | Bedroom | 0.00094081
Table | Incandescent |  | Standard A Lamp | 1 | 60 | Bedroom | 220963 | Bedroom | 0.00094081
Ceiling Fan | Incandescent |  | Standard A Lamp | 3 | 60 | Bathroom | 220964 | Bathroom | 0.00094081
Ceiling Fixture | Incandescent |  | Standard A Lamp | 2 | 60 | Bedroom | 220965 | Bedroom | 0.00094081
Ceiling Fixture | Incandescent |  | Standard A Lamp | 2 | 60 | Bedroom | 220966 | Bedroom | 0.00094081
Ceiling Fixture | Linear Fluorescent | 48 | T-12 | 1 | 40 | Kitchen | 220967 | Kitchen | 0.00094081
Ceiling Fan | Incandescent |  | Standard A Lamp | 1 | 60 | Laundry Room | 220968 | Laundry Room | 0.00094081
Ceiling Fixture | Incandescent |  | Standard A Lamp | 1 | 60 | Other | 220969 | Other | 0.00094081
Table | Incandescent |  | Standard A Lamp | 1 | 100 | Family Room | 2209610 | Family Room | 0.00094081
Floor lamp | Incandescent |  | Standard A Lamp | 1 | 100 | Family Room | 2209610 | Family Room | 0.00094081
Wall Mount | Incandescent |  | Globe | 8 | 40 | Bathroom | 2209611 | Bathroom | 0.00094081
Ceiling Fixture | Incandescent |  | Standard A Lamp | 1 | 60 | Bathroom | 2209611 | Bathroom | 0.00094081
Ceiling Fixture | Linear Fluorescent | 48 | Fluorescent Unknown | 2 | 40 | Bedroom | 2209612 | Bedroom | 0.00094081
Wall Mount | Incandescent |  | Reflector | 1 | 65 | Living Room | 2209613 | Living Room | 0.00094081
Torchiere | Compact Fluorescent |  | Twist | 2 | 15 | Living Room | 2209613 | Living Room | 0.00094081
Ceiling Fixture | Incandescent |  | Standard A Lamp | 3 | 60 | Living Room | 2209613 | Living Room | 0.00094081
Architectural | Incandescent |  | Standard A Lamp | 5 | 60 | Dining Room | 2209614 | Dining Room | 0.00094081
Table | Incandescent |  | Standard A Lamp | 1 | 40 | Dining Room | 2209614 | Dining Room | 0.00094081
Ceiling Fixture | Incandescent |  | Standard A Lamp | 1 | 60 | Other | 2209615 | Other | 0.00094081
Torchiere | Incandescent |  | Standard A Lamp | 1 | 60 | Other | 221081 | Other | 0.00040077
Wall Mount | Incandescent |  | Standard A Lamp | 1 | 75 | Other | 221081 | Other | 0.00040077
Wall Mount | Incandescent |  | Standard A Lamp | 3 | 65 | Other | 221081 | Other | 0.00040077
Chandelier (Hanging) | Incandescent |  | Mini base | 6 | 25 | Other | 221081 | Other | 0.00040077
Wall Mount | Incandescent |  | Globe | 6 | 40 | Bathroom | 221082 | Bathroom | 0.00040077
Ceiling Fixture | Compact Fluorescent |  | Straight Tube | 1 | 28 | Bathroom | 221082 | Bathroom | 0.00040077
Recessed - other | Incandescent |  | Standard A Lamp | 1 | 40 | Bathroom | 221082 | Bathroom | 0.00040077
Wall Mount | Incandescent |  | Globe | 8 | 25 | Bathroom | 221083 | Bathroom | 0.00040077
Recessed Can | Incandescent |  | Reflector | 1 | 75 | Bathroom | 221083 | Bathroom | 0.00040077
Ceiling Fixture | Incandescent |  | Heat Lamp | 1 | 150 | Bathroom | 221083 | Bathroom | 0.00040077
Ceiling Fixture | Incandescent |  | Standard A Lamp | 2 | 40 | Bedroom | 221084 | Bedroom | 0.00040077
Table | Incandescent |  | Standard A Lamp | 1 | 60 | Bedroom | 221084 | Bedroom | 0.00040077
Ceiling Fixture | Compact Fluorescent |  | Twist | 1 | 15 | Bedroom | 221085 | Bedroom | 0.00040077
Table | Incandescent |  | Standard A Lamp | 1 | 40 | Bedroom | 221085 | Bedroom | 0.00040077
Chandelier (Hanging) | Compact Fluorescent |  | Straight Tube | 1 | 28 | Dining Room | 221086 | Dining Room | 0.00040077
Recessed Can | Compact Fluorescent |  | Twist | 1 | 15 | Dining Room | 221086 | Dining Room | 0.00040077
Wall Mount | Compact Fluorescent |  | Twist | 1 | 15 | Family Room | 221087 | Family Room | 0.00040077
Torchiere | Compact Fluorescent |  | Twist | 1 | 15 | Family Room | 221087 | Family Room | 0.00040077
Table | Compact Fluorescent |  | Twist | 1 | 15 | Family Room | 221087 | Family Room | 0.00040077
Ceiling Fixture | Linear Fluorescent | 44 | T-8 | 4 | 25 | Garage | 221088 | Garage | 0.00040077
Chandelier (Hanging) | Compact Fluorescent |  | Straight Tube | 1 | 28 | Kitchen | 221089 | Kitchen | 0.00040077
Recessed Can | Compact Fluorescent |  | Twist | 1 | 15 | Kitchen | 221089 | Kitchen | 0.00040077
Recessed - other | Incandescent |  | Standard A Lamp | 1 | 40 | Kitchen | 221089 | Kitchen | 0.00040077
Ceiling Fixture | Compact Fluorescent |  | Twist | 1 | 15 | Laundry Room | 2210810 | Laundry Room | 0.00040077
Recessed Can | Incandescent |  | Standard A Lamp | 1 | 60 | Living Room | 2210811 | Living Room | 0.00040077
Table | Incandescent |  | Globe | 1 | 40 | Living Room | 2210811 | Living Room | 0.00040077
Torchiere | Incandescent |  | Standard A Lamp | 1 | 40 | Living Room | 2210811 | Living Room | 0.00040077
Wall Mount | Incandescent |  | Standard A Lamp | 3 | 40 | Living Room | 2210811 | Living Room | 0.00040077
Ceiling Fixture | Incandescent |  | Standard A Lamp | 3 | 60 | Hall | 2210812 | Hall | 0.00040077
Ceiling Fixture | Compact Fluorescent |  | Twist | 1 | 15 | Office | 2210813 | Office | 0.00040077
Torchiere | Compact Fluorescent |  | Twist | 1 | 15 | Office | 2210813 | Office | 0.00040077
Table | Incandescent |  | Mini base | 2 | 5 | Office | 2210813 | Office | 0.00040077
Table | Incandescent |  | Standard A Lamp | 1 | 40 | Office | 2210813 | Office | 0.00040077
Ceiling Fixture | Incandescent |  | Standard A Lamp | 1 | 100 | Other | 2210814 | Other | 0.00040077
Ceiling Fixture | Incandescent |  | Standard A Lamp | 1 | 60 | Bedroom | 2210815 | Bedroom | 0.00040077
Table | Incandescent |  | Standard A Lamp | 1 | 40 | Bedroom | 2210815 | Bedroom | 0.00040077
Ceiling Fixture | Incandescent |  | Standard A Lamp | 2 | 40 | Hall | 2210816 | Hall | 0.00040077
Ceiling Fixture | Incandescent |  | Standard A Lamp | 1 | 60 | Other | 2210817 | Other | 0.00040077
Table | Incandescent |  | Standard A Lamp | 2 | 40 | Other | 2210817 | Other | 0.00040077
Wall Mount | Incandescent |  | Decorative | 2 | 40 | Bathroom | 221091 | Bathroom | 0.00047324
Recessed Can | Incandescent |  | Reflector | 1 | 75 | Bathroom | 221092 | Bathroom | 0.00047324
Wall Mount | Incandescent |  | Decorative | 2 | 40 | Bathroom | 221092 | Bathroom | 0.00047324
Wall Mount | Incandescent |  | Decorative | 3 | 40 | Bathroom | 221093 | Bathroom | 0.00047324
Recessed Can | Incandescent |  | Reflector | 1 | 75 | Bathroom | 221093 | Bathroom | 0.00047324
Ceiling Fixture | Incandescent |  | Standard A Lamp | 2 | 60 | Bedroom | 221094 | Bedroom | 0.00047324
Ceiling Fan | Incandescent |  | Standard A Lamp | 4 | 60 | Bedroom | 221095 | Bedroom | 0.00047324
Table | Incandescent |  | Standard A Lamp | 1 | 40 | Bedroom | 221095 | Bedroom | 0.00047324
Recessed Can | Incandescent |  | Reflector | 1 | 75 | Bedroom | 221095 | Bedroom | 0.00047324
Recessed Can | Incandescent |  | Reflector | 1 | 75 | Bedroom | 221096 | Bedroom | 0.00047324
Ceiling Fan | Incandescent |  | Standard A Lamp | 4 | 60 | Bedroom | 221096 | Bedroom | 0.00047324
Ceiling Fan | Incandescent |  | Standard A Lamp | 4 | 60 | Bedroom | 221097 | Bedroom | 0.00047324
Table | Incandescent |  | Standard A Lamp | 1 | 60 | Bedroom | 221097 | Bedroom | 0.00047324
Ceiling Fan | Incandescent |  | Standard A Lamp | 3 | 60 | Bedroom | 221098 | Bedroom | 0.00047324
Recessed Can | Incandescent |  | Reflector | 1 | 75 | Bedroom | 221098 | Bedroom | 0.00047324
Table | Incandescent |  | Standard A Lamp | 1 | 40 | Bedroom | 221098 | Bedroom | 0.00047324
Ceiling Fan | Compact Fluorescent |  | Twist | 4 | 15 | Bedroom | 221099 | Bedroom | 0.00047324
Table | Incandescent |  | Standard A Lamp | 1 | 60 | Bedroom | 221099 | Bedroom | 0.00047324
Wall Mount | Incandescent |  | Standard A Lamp | 1 | 40 | Bedroom | 221099 | Bedroom | 0.00047324
Ceiling Fixture | Incandescent |  | Standard A Lamp | 2 | 60 | Closet | 2210910 | Closet | 0.00047324
Ceiling Fixture | Incandescent |  | Standard A Lamp | 1 | 60 | Closet | 2210911 | Closet | 0.00047324
Chandelier (Hanging) | Incandescent |  | Standard A Lamp | 5 | 60 | Dining Room | 2210912 | Dining Room | 0.00047324
Ceiling Fan | Incandescent |  | Standard A Lamp | 1 | 60 | Family Room | 2210913 | Family Room | 0.00047324
Recessed Can | Incandescent |  | Reflector | 1 | 75 | Family Room | 2210913 | Family Room | 0.00047324
Floor lamp | Incandescent |  | Standard A Lamp | 1 | 100 | Family Room | 2210913 | Family Room | 0.00047324
Ceiling Fixture | Incandescent |  | Standard A Lamp | 2 | 60 | Garage | 2210914 | Garage | 0.00047324
Ceiling Fixture | Compact Fluorescent |  | Twist | 1 | 22 | Garage | 2210914 | Garage | 0.00047324
Recessed Can | Incandescent |  | Reflector | 1 | 75 | Hall | 2210915 | Hall | 0.00047324
Chandelier (Hanging) | Incandescent |  | Decorative | 9 | 40 | Hall | 2210915 | Hall | 0.00047324
Table | Compact Fluorescent |  | Twist | 2 | 15 | Hall | 2210915 | Hall | 0.00047324
Recessed Can | Incandescent |  | Reflector | 1 | 75 | Hall | 2210915 | Hall | 0.00047324
Recessed Can | Incandescent |  | Reflector | 1 | 75 | Kitchen | 2210916 | Kitchen | 0.00047324
Ceiling Fixture | Incandescent |  | Standard A Lamp | 1 | 60 | Laundry Room | 2210917 | Laundry Room | 0.00047324
Ceiling Fixture | Incandescent |  | Standard A Lamp | 1 | 25 | Living Room | 2210918 | Living Room | 0.00047324
Ceiling Fixture | Compact Fluorescent |  | Twist | 1 | 15 | Living Room | 221231 | Living Room | 0.00029634
Table | Incandescent |  | Standard A Lamp | 1 | 40 | Bedroom | 221232 | Bedroom | 0.00029634
Wall Mount | Incandescent |  | Standard A Lamp | 1 | 60 | Bathroom | 221233 | Bathroom | 0.00029634
Ceiling Fixture | Incandescent |  | Standard A Lamp | 1 | 60 | Bathroom | 221241 | Bathroom | 0.0010836
Wall Mount | Incandescent |  | Standard A Lamp | 2 | 60 | Bathroom | 221242 | Bathroom | 0.0010836
Ceiling Fixture | Incandescent |  | Standard A Lamp | 1 | 60 | Bathroom | 221242 | Bathroom | 0.0010836
Wall Mount | Incandescent |  | Standard A Lamp | 1 | 60 | Dining Room | 221243 | Dining Room | 0.0010836
Ceiling Fixture | Incandescent |  | Standard A Lamp | 1 | 60 | Family Room | 221244 | Family Room | 0.0010836
Wall Mount | Incandescent |  | Standard A Lamp | 1 | 60 | Family Room | 221244 | Family Room | 0.0010836
Table | Incandescent |  | Standard A Lamp | 1 | 60 | Family Room | 221244 | Family Room | 0.0010836
Chandelier (Hanging) | Incandescent |  | Standard A Lamp | 2 | 60 | Hall | 221245 | Hall | 0.0010836
Recessed Can | Compact Fluorescent |  | Reflector | 1 | 15 | Kitchen | 221246 | Kitchen | 0.0010836
Ceiling Fixture | Incandescent |  | Standard A Lamp | 1 | 60 | Kitchen | 221246 | Kitchen | 0.0010836
Other | Compact Fluorescent |  | Twist | 1 | 22 | Kitchen | 221246 | Kitchen | 0.0010836
Other | Incandescent |  | Other | 1 | 60 | Kitchen | 221246 | Kitchen | 0.0010836
Ceiling Fixture | Incandescent |  | Standard A Lamp | 1 | 60 | Laundry Room | 221247 | Laundry Room | 0.0010836
Recessed Can | Incandescent |  | Standard A Lamp | 1 | 60 | Office | 221248 | Office | 0.0010836
Chandelier (Hanging) | Incandescent |  | Standard A Lamp | 1 | 60 | Bedroom | 221249 | Bedroom | 0.0010836
Wall Mount | Incandescent |  | Standard A Lamp | 1 | 60 | Bedroom | 221249 | Bedroom | 0.0010836
Wall Mount | Incandescent |  | Mini base | 1 | 40 | Hall | 2212410 | Hall | 0.0010836
Ceiling Fixture | Compact Fluorescent |  | Twist | 1 | 15 | Bathroom | 2212411 | Bathroom | 0.0010836
Floor lamp | Incandescent |  | Standard A Lamp | 1 | 75 | Bedroom | 2212412 | Bedroom | 0.0010836
Floor lamp | Incandescent |  | Standard A Lamp | 1 | 60 | Bedroom | 2212412 | Bedroom | 0.0010836
Ceiling Fixture | Halogen |  | MR | 4 | 50 | Bedroom | 2212412 | Bedroom | 0.0010836
Table | Incandescent |  | Other | 1 | 20 | Bedroom | 2212412 | Bedroom | 0.0010836
Wall Mount | Incandescent |  | Mini base | 1 | 60 | Bathroom | 2212413 | Bathroom | 0.0010836
Chandelier (Hanging) | Compact Fluorescent |  | Twist | 1 | 15 | Bathroom | 2212413 | Bathroom | 0.0010836
Chandelier (Hanging) | Incandescent |  | Mini base | 4 | 60 | Master Bedroom | 2212414 | Master Bedroom | 0.0010836
Table | Incandescent |  | 3-Way Incandescent | 1 | 250 | Master Bedroom | 2212414 | Master Bedroom | 0.0010836
Ceiling Fixture | Compact Fluorescent |  | Twist | 2 | 15 | Closet | 2212415 | Closet | 0.0010836
Chandelier (Hanging) | Incandescent |  | Mini base | 2 | 60 | Hall | 2212416 | Hall | 0.0010836
Ceiling Fixture | Linear Fluorescent | 48 | T-12 | 4 | 40 | Bedroom | 221251 | Bedroom | 0.0005169
Ceiling Fixture | Linear Fluorescent | 48 | T-12 | 4 | 40 | Bedroom | 221252 | Bedroom | 0.0005169
Wall Mount | Incandescent |  | Standard A Lamp | 1 | 60 | Bedroom | 221252 | Bedroom | 0.0005169
Ceiling Fixture | Linear Fluorescent | 48 | T-12 | 4 | 40 | Bedroom | 221253 | Bedroom | 0.0005169
Table | Incandescent |  | Standard A Lamp | 1 | 100 | Bedroom | 221253 | Bedroom | 0.0005169
Wall Mount | Compact Fluorescent |  | Twist | 1 | 15 | Bedroom | 221253 | Bedroom | 0.0005169
Ceiling Fixture | Linear Fluorescent | 48 | T-12 | 2 | 40 | Closet | 221254 | Closet | 0.0005169
Ceiling Fixture | Linear Fluorescent | 48 | T-12 | 2 | 40 | Hall | 221255 | Hall | 0.0005169
Ceiling Fixture | Linear Fluorescent | 48 | T-12 | 2 | 40 | Kitchen | 221256 | Kitchen | 0.0005169
Ceiling Fixture | Linear Fluorescent | 48 | T-12 | 2 | 40 | Laundry Room | 221257 | Laundry Room | 0.0005169
Wall Mount | Incandescent |  | Reflector | 1 | 65 | Living Room | 221258 | Living Room | 0.0005169
Ceiling Fixture | Linear Fluorescent | 48 | T-12 | 2 | 40 | Office | 221259 | Office | 0.0005169
Ceiling Fan | Incandescent |  | Standard A Lamp | 2 | 40 | Office | 221259 | Office | 0.0005169
Wall Mount | Incandescent |  | Decorative | 3 | 60 | Bathroom | 221271 | Bathroom | 0.00094081
Chandelier (Hanging) | Incandescent |  | Decorative | 3 | 60 | Dining Room | 221272 | Dining Room | 0.00094081
Floor lamp | Incandescent |  | 3-Way Incandescent | 1 | 100 | Family Room | 221273 | Family Room | 0.00094081
Ceiling Fixture | Incandescent |  | Standard A Lamp | 1 | 200 | Garage | 221274 | Garage | 0.00094081
Garage door opener | Incandescent |  | Standard A Lamp | 1 | 60 | Garage | 221274 | Garage | 0.00094081
Recessed Can | Incandescent |  | Reflector | 1 | 75 | Hall | 221275 | Hall | 0.00094081
Recessed Can | Incandescent |  | Reflector | 1 | 60 | Hall | 221275 | Hall | 0.00094081
Recessed Can | Incandescent |  | Reflector | 1 | 75 | Kitchen | 221276 | Kitchen | 0.00094081
Ceiling Fixture | Linear Fluorescent | 48 | T-12 | 2 | 40 | Laundry Room | 221277 | Laundry Room | 0.00094081
Table | Incandescent |  | 3-Way Incandescent | 1 | 100 | Living Room | 221278 | Living Room | 0.00094081
Wall Mount | Incandescent |  | Globe | 7 | 40 | Bathroom | 221279 | Bathroom | 0.00094081
Ceiling Fixture | Incandescent |  | Reflector | 1 | 60 | Bathroom | 221279 | Bathroom | 0.00094081
Table | Incandescent |  | Standard A Lamp | 1 | 100 | Master Bedroom | 2212710 | Master Bedroom | 0.00094081
Ceiling Fixture | Incandescent |  | Reflector | 1 | 60 | Closet | 2212711 | Closet | 0.00094081
Track | Incandescent |  | Reflector | 6 | 60 | Office | 2212712 | Office | 0.00094081
Wall Mount | Incandescent |  | Decorative | 2 | 60 | Bathroom | 2212713 | Bathroom | 0.00094081
Chandelier (Hanging) | Incandescent |  | Standard A Lamp | 1 | 100 | Bedroom | 2212714 | Bedroom | 0.00094081
Table | Incandescent |  | Standard A Lamp | 1 | 100 | Bedroom | 2212714 | Bedroom | 0.00094081
Ceiling Fixture | Incandescent |  | Standard A Lamp | 1 | 100 | Hall | 2212715 | Hall | 0.00094081
Wall Mount | Incandescent |  | Standard A Lamp | 3 | 60 | Bathroom | 221291 | Bathroom | 0.0004784
Ceiling Fixture | Incandescent |  | Standard A Lamp | 2 | 60 | Bedroom | 221292 | Bedroom | 0.0004784
Floor lamp | Halogen |  | Quartz Tube | 1 | 65 | Bedroom | 221292 | Bedroom | 0.0004784
Chandelier (Hanging) | Incandescent |  | Decorative | 6 | 40 | Dining Room | 221293 | Dining Room | 0.0004784
Recessed Can | Incandescent |  | Reflector | 1 | 65 | Family Room | 221294 | Family Room | 0.0004784
Table | Halogen |  | Quartz Tube | 1 | 50 | Family Room | 221294 | Family Room | 0.0004784
Recessed Can | Incandescent |  | Reflector | 1 | 65 | Hall | 221295 | Hall | 0.0004784
Track | Halogen |  | Quartz Tube | 6 | 50 | Kitchen | 221296 | Kitchen | 0.0004784
Recessed Can | Incandescent |  | Reflector | 1 | 65 | Kitchen | 221296 | Kitchen | 0.0004784
Ceiling Fixture | Incandescent |  | Standard A Lamp | 2 | 60 | Laundry Room | 221297 | Laundry Room | 0.0004784
Recessed Can | Incandescent |  | Reflector | 1 | 65 | Bathroom | 221298 | Bathroom | 0.0004784
Ceiling Fixture | Incandescent |  | Standard A Lamp | 3 | 60 | Master Bedroom | 221299 | Master Bedroom | 0.0004784
Ceiling Fixture | Incandescent |  | Standard A Lamp | 1 | 60 | Closet | 2212910 | Closet | 0.0004784
Wall Mount | Incandescent |  | Standard A Lamp | 1 | 60 | Hall | 2212911 | Hall | 0.0004784
Wall Mount | Incandescent |  | Standard A Lamp | 4 | 40 | Bathroom | 221311 | Bathroom | 0.0020539
Ceiling Fixture | Incandescent |  | Standard A Lamp | 1 | 60 | Bathroom | 221311 | Bathroom | 0.0020539
Wall Mount | Incandescent |  | Standard A Lamp | 4 | 40 | Bathroom | 221312 | Bathroom | 0.0020539
Ceiling Fixture | Incandescent |  | Standard A Lamp | 2 | 60 | Bedroom | 221313 | Bedroom | 0.0020539
Table | Incandescent |  | Standard A Lamp | 1 | 60 | Bedroom | 221313 | Bedroom | 0.0020539
Ceiling Fixture | Incandescent |  | Standard A Lamp | 2 | 60 | Bedroom | 221314 | Bedroom | 0.0020539
Table | Incandescent |  | Standard A Lamp | 1 | 60 | Bedroom | 221314 | Bedroom | 0.0020539
Ceiling Fixture | Incandescent |  | Standard A Lamp | 2 | 60 | Bedroom | 221315 | Bedroom | 0.0020539
Table | Incandescent |  | Standard A Lamp | 1 | 60 | Bedroom | 221315 | Bedroom | 0.0020539
Ceiling Fixture | Incandescent |  | Standard A Lamp | 1 | 60 | Closet | 221316 | Closet | 0.0020539
Ceiling Fixture | Incandescent |  | Standard A Lamp | 1 | 60 | Garage | 221317 | Garage | 0.0020539
Garage door opener | Incandescent |  | Standard A Lamp | 2 | 60 | Garage | 221317 | Garage | 0.0020539
Ceiling Fixture | Compact Fluorescent |  | Twist | 1 | 22 | Hall | 221318 | Hall | 0.0020539
Ceiling Fixture | Incandescent |  | Standard A Lamp | 3 | 60 | Kitchen | 221319 | Kitchen | 0.0020539
Ceiling Fixture | Linear Fluorescent | 48 | T-8 | 2 | 32 | Kitchen | 221319 | Kitchen | 0.0020539
Recessed - other | Incandescent |  | Standard A Lamp | 1 | 60 | Kitchen | 221319 | Kitchen | 0.0020539
Table | Incandescent |  | Standard A Lamp | 1 | 60 | Living Room | 2213110 | Living Room | 0.0020539
Floor lamp | Incandescent |  | Standard A Lamp | 2 | 60 | Living Room | 2213110 | Living Room | 0.0020539
Wall Mount | Incandescent |  | Standard A Lamp | 1 | 65 | Bathroom | 221381 | Bathroom | 0.00094081
Wall Mount | Incandescent |  | Standard A Lamp | 7 | 65 | Bathroom | 221382 | Bathroom | 0.00094081
Ceiling Fan | Incandescent |  | Standard A Lamp | 2 | 65 | Bedroom | 221383 | Bedroom | 0.00094081
Ceiling Fixture | Incandescent |  | Standard A Lamp | 3 | 75 | Bedroom | 221384 | Bedroom | 0.00094081
Ceiling Fan | Incandescent |  | Standard A Lamp | 1 | 75 | Dining Room | 221385 | Dining Room | 0.00094081
Recessed Can | Incandescent |  | Reflector | 1 | 65 | Dining Room | 221385 | Dining Room | 0.00094081
Recessed Can | Incandescent |  | Reflector | 1 | 65 | Hall | 221386 | Hall | 0.00094081
Recessed Can | Incandescent |  | Reflector | 1 | 65 | Family Room | 221387 | Family Room | 0.00094081
Table | Incandescent |  | Standard A Lamp | 1 | 85 | Family Room | 221387 | Family Room | 0.00094081
Ceiling Fixture | Linear Fluorescent | 48 | T-12 | 2 | 40 | Garage | 221388 | Garage | 0.00094081
Ceiling Fan | Incandescent |  | Standard A Lamp | 1 | 65 | Hall | 221389 | Hall | 0.00094081
Recessed Can | Incandescent |  | Reflector | 1 | 65 | Hall | 221389 | Hall | 0.00094081
Recessed Can | Incandescent |  | Reflector | 1 | 65 | Kitchen | 2213810 | Kitchen | 0.00094081
Low bay | Incandescent |  | Standard A Lamp | 2 | 65 | Kitchen | 2213810 | Kitchen | 0.00094081
Wall Mount | Linear Fluorescent | 12 | T-12 | 2 | 20 | Kitchen | 2213810 | Kitchen | 0.00094081
Ceiling Fixture | Linear Fluorescent | 48 | T-8 | 2 | 32 | Laundry Room | 2213811 | Laundry Room | 0.00094081
Ceiling Fixture | Incandescent |  | Standard A Lamp | 3 | 75 | Living Room | 2213812 | Living Room | 0.00094081
Table | Incandescent |  | Standard A Lamp | 2 | 75 | Living Room | 2213812 | Living Room | 0.00094081
Wall Mount | Incandescent |  | Globe | 6 | 60 | Bathroom | 2213813 | Bathroom | 0.00094081
Ceiling Fixture | Incandescent |  | Reflector | 1 | 65 | Bathroom | 2213813 | Bathroom | 0.00094081
Ceiling Fan | Incandescent |  | Standard A Lamp | 1 | 75 | Master Bedroom | 2213814 | Master Bedroom | 0.00094081
Recessed Can | Incandescent |  | Reflector | 1 | 65 | Master Bedroom | 2213814 | Master Bedroom | 0.00094081
Table | Incandescent |  | Standard A Lamp | 1 | 60 | Master Bedroom | 2213814 | Master Bedroom | 0.00094081
Track | Incandescent |  | Reflector | 6 | 65 | Closet | 2213815 | Closet | 0.00094081
Ceiling Fixture | Incandescent |  | Standard A Lamp | 2 | 65 | Office | 2213816 | Office | 0.00094081
Wall Mount | Incandescent |  | Globe | 4 | 40 | Bathroom | 221441 | Bathroom | 0.00094081
Ceiling Fixture | Incandescent |  | Standard A Lamp | 2 | 40 | Bedroom | 221442 | Bedroom | 0.00094081
Floor lamp | Compact Fluorescent |  | Pin base | 1 | 27 | Bedroom | 221442 | Bedroom | 0.00094081
Chandelier (Hanging) | Compact Fluorescent |  | Twist | 5 | 15 | Dining Room | 221443 | Dining Room | 0.00094081
Ceiling Fixture | Incandescent |  | Mini base | 3 | 25 | Hall | 221444 | Hall | 0.00094081
Chandelier (Hanging) | Incandescent |  | Globe | 1 | 60 | Other | 221445 | Other | 0.00094081
Table | Incandescent |  | Standard A Lamp | 1 | 100 | Other | 221445 | Other | 0.00094081
Ceiling Fixture | Incandescent |  | Standard A Lamp | 1 | 60 | Garage | 221446 | Garage | 0.00094081
Ceiling Fixture | Compact Fluorescent |  | Twist | 1 | 13 | Hall | 221447 | Hall | 0.00094081
Ceiling Fixture | Linear Fluorescent | 48 | T-12 | 4 | 40 | Kitchen | 221448 | Kitchen | 0.00094081
Ceiling Fixture | Linear Fluorescent | 48 | T-12 | 2 | 40 | Laundry Room | 221449 | Laundry Room | 0.00094081
Table | Compact Fluorescent |  | Twist | 1 | 23 | Living Room | 2214410 | Living Room | 0.00094081
Floor lamp | Compact Fluorescent |  | Twist | 1 | 13 | Living Room | 2214410 | Living Room | 0.00094081
Floor lamp | Compact Fluorescent |  | Decorative | 3 | 7 | Living Room | 2214410 | Living Room | 0.00094081
Ceiling Fan | Incandescent |  | Reflector | 4 | 50 | Living Room | 2214410 | Living Room | 0.00094081
Wall Mount | Incandescent |  | Globe | 6 | 40 | Bathroom | 2214411 | Bathroom | 0.00094081
Ceiling Fixture | Incandescent |  | Standard A Lamp | 2 | 40 | Master Bedroom | 2214412 | Master Bedroom | 0.00094081
Table | Incandescent |  | Standard A Lamp | 1 | 40 | Master Bedroom | 2214412 | Master Bedroom | 0.00094081
Wall Mount | Incandescent |  | Standard A Lamp | 2 | 40 | Closet | 2214413 | Closet | 0.00094081
Ceiling Fan | Incandescent |  | Standard A Lamp | 3 | 60 | Living Room | 221531 | Living Room | 0.00029634
Floor lamp | Compact Fluorescent |  | 3-Way CFL | 1 | 15 | Living Room | 221531 | Living Room | 0.00029634
Table | Compact Fluorescent |  | Twist | 1 | 22 | Living Room | 221531 | Living Room | 0.00029634
Ceiling Fixture | Linear Fluorescent | 48 | T-12 | 4 | 40 | Office | 221532 | Office | 0.00029634
Recessed Can | Compact Fluorescent |  | Flood | 1 | 15 | Office | 221532 | Office | 0.00029634
Wall Mount | Incandescent |  | Clear | 1 | 60 | Hall | 221533 | Hall | 0.00029634
Wall Mount | Incandescent |  | Globe | 6 | 60 | Bathroom | 221534 | Bathroom | 0.00029634
Ceiling Fixture | Compact Fluorescent |  | Twist | 1 | 15 | Other | 221535 | Other | 0.00029634
Recessed Can | Incandescent |  | Reflector | 1 | 65 | Hall | 221536 | Hall | 0.00029634
Ceiling Fan | Incandescent |  | Reflector | 4 | 75 | Bedroom | 221537 | Bedroom | 0.00029634
Floor lamp | Compact Fluorescent |  | Twist | 1 | 15 | Bedroom | 221537 | Bedroom | 0.00029634
Recessed Can | Incandescent |  | Reflector | 1 | 60 | Bathroom | 221538 | Bathroom | 0.00029634
Wall Mount | Halogen |  | Other | 2 | 50 | Bathroom | 221538 | Bathroom | 0.00029634
Ceiling Fixture | Incandescent |  | Reflector | 4 | 75 | Closet | 221539 | Closet | 0.00029634
Ceiling Fixture | Incandescent |  | Standard A Lamp | 1 | 40 | Garage | 2215310 | Garage | 0.00029634
Chandelier (Hanging) | Incandescent |  | Mini base | 5 | 25 | Dining Room | 2215311 | Dining Room | 0.00029634
Floor lamp | Incandescent |  | Decorative | 2 | 25 | Dining Room | 2215311 | Dining Room | 0.00029634
Recessed Can | Compact Fluorescent |  | Flood | 1 | 15 | Kitchen | 2215312 | Kitchen | 0.00029634
Recessed Can | Compact Fluorescent |  | Twist | 1 | 15 | Kitchen | 2215312 | Kitchen | 0.00029634
Ceiling Fixture | Incandescent |  | Mini base | 4 | 25 | Laundry Room | 2215313 | Laundry Room | 0.00029634
Ceiling Fixture | Incandescent |  | Mini base | 4 | 40 | Hall | 2215314 | Hall | 0.00029634
Ceiling Fixture | Incandescent |  | Standard A Lamp | 1 | 40 | Bedroom | 2215315 | Bedroom | 0.00029634
Table | Incandescent |  | Decorative | 2 | 25 | Bedroom | 2215315 | Bedroom | 0.00029634
Table | Compact Fluorescent |  | Twist | 1 | 15 | Bedroom | 2215315 | Bedroom | 0.00029634
Ceiling Fixture | Incandescent |  | Standard A Lamp | 2 | 60 | Bedroom | 2215316 | Bedroom | 0.00029634
Table | Compact Fluorescent |  | Twist | 1 | 7 | Bedroom | 2215316 | Bedroom | 0.00029634
Wall Mount | Incandescent |  | Globe | 3 | 65 | Bathroom | 2215317 | Bathroom | 0.00029634
Recessed Can | Incandescent |  | Reflector | 1 | 65 | Bathroom | 2215317 | Bathroom | 0.00029634
Recessed Can | Compact Fluorescent |  | Flood | 1 | 22 | Family Room | 2215318 | Family Room | 0.00029634
Track | Incandescent |  | Reflector | 3 | 65 | Family Room | 2215318 | Family Room | 0.00029634
Ceiling Fan | Incandescent |  | Standard A Lamp | 2 | 60 | Living Room | 221591 | Living Room | 0.00029634
Table | Compact Fluorescent |  | A shape bulb | 1 | 15 | Living Room | 221591 | Living Room | 0.00029634
Wall Mount | Compact Fluorescent |  | Twist | 4 | 22 | Bathroom | 221592 | Bathroom | 0.00029634
Ceiling Fixture | Compact Fluorescent |  | Pin base | 1 | 22 | Bathroom | 221592 | Bathroom | 0.00029634
Ceiling Fan | Compact Fluorescent |  | Twist | 3 | 15 | Office | 221593 | Office | 0.00029634
Table | Incandescent |  | Decorative | 1 | 40 | Office | 221593 | Office | 0.00029634
Ceiling Fan | Compact Fluorescent |  | Twist | 3 | 15 | Bedroom | 221594 | Bedroom | 0.00029634
Table | Compact Fluorescent |  | Twist | 1 | 15 | Bedroom | 221594 | Bedroom | 0.00029634
Wall Mount | Incandescent |  | Standard A Lamp | 1 | 60 | Hall | 221595 | Hall | 0.00029634
Ceiling Fan | Incandescent |  | Decorative | 3 | 60 | Bedroom | 221596 | Bedroom | 0.00029634
Table | Incandescent |  | Clear | 1 | 60 | Bedroom | 221596 | Bedroom | 0.00029634
Ceiling Fixture | Incandescent |  | Standard A Lamp | 1 | 60 | Bathroom | 221597 | Bathroom | 0.00029634
Wall Mount | Compact Fluorescent |  | Twist | 4 | 15 | Bathroom | 221597 | Bathroom | 0.00029634
Ceiling Fixture | Compact Fluorescent |  | Pin base | 1 | 22 | Closet | 221598 | Closet | 0.00029634
Ceiling Fan | Incandescent |  | Standard A Lamp | 2 | 60 | Dining Room | 221599 | Dining Room | 0.00029634
Table | Incandescent |  | 3-Way Incandescent | 1 | 100 | Dining Room | 221599 | Dining Room | 0.00029634
Ceiling Fixture | Linear Fluorescent | 24 | T-8 | 3 | 16 | Kitchen | 2215910 | Kitchen | 0.00029634
Architectural | Incandescent |  | Mini base | 2 | 40 | Kitchen | 2215910 | Kitchen | 0.00029634
Ceiling Fixture | Incandescent |  | Clear | 1 | 60 | Kitchen | 2215910 | Kitchen | 0.00029634
Ceiling Fixture | Incandescent |  | Standard A Lamp | 1 | 60 | Laundry Room | 2215911 | Laundry Room | 0.00029634
Ceiling Fixture | Compact Fluorescent |  | Pin base | 2 | 28 | Hall | 2215912 | Hall | 0.00029634
Ceiling Fixture | Incandescent |  | Standard A Lamp | 2 | 60 | Office | 221721 | Office | 0.00047324
Ceiling Fixture | Compact Fluorescent |  | Twist | 1 | 15 | Bathroom | 221722 | Bathroom | 0.00047324
Wall Mount | Compact Fluorescent |  | Twist | 2 | 22 | Bathroom | 221722 | Bathroom | 0.00047324
Ceiling Fixture | Compact Fluorescent |  | Twist | 2 | 15 | Bedroom | 221723 | Bedroom | 0.00047324
Ceiling Fixture | Compact Fluorescent |  | Twist | 2 | 22 | Bedroom | 221724 | Bedroom | 0.00047324
Wall Mount | Compact Fluorescent |  | Straight Tube | 1 | 15 | Bathroom | 221725 | Bathroom | 0.00047324
Ceiling Fixture | Incandescent |  | Standard A Lamp | 1 | 40 | Bathroom | 221725 | Bathroom | 0.00047324
Ceiling Fixture | Compact Fluorescent |  | Twist | 3 | 15 | Master Bedroom | 221726 | Master Bedroom | 0.00047324
Ceiling Fixture | Linear Fluorescent | 48 | T-8 | 2 | 32 | Garage | 221727 | Garage | 0.00047324
Ceiling Fixture | Linear Fluorescent | 48 | T-8 | 2 | 32 | Dining Room | 221728 | Dining Room | 0.00047324
Ceiling Fixture | Compact Fluorescent |  | Pin base | 1 | 22 | Laundry Room | 221729 | Laundry Room | 0.00047324
Ceiling Fixture | Linear Fluorescent | 48 | T-8 | 2 | 32 | Kitchen | 2217210 | Kitchen | 0.00047324
Ceiling Fixture | Compact Fluorescent |  | Twist | 1 | 15 | Hall | 2217212 | Hall | 0.00047324
Wall Mount | Incandescent |  | Globe | 8 | 40 | Bathroom | 221751 | Bathroom | 0.0005169
Ceiling Fixture | Incandescent |  | Standard A Lamp | 2 | 60 | Bathroom | 221751 | Bathroom | 0.0005169
Chandelier (Hanging) | Incandescent |  | Decorative | 3 | 40 | Dining Room | 221752 | Dining Room | 0.0005169
Chandelier (Hanging) | Incandescent |  | Globe | 5 | 25 | Dining Room | 221752 | Dining Room | 0.0005169
Recessed Can | Incandescent |  | Reflector | 1 | 65 | Dining Room | 221752 | Dining Room | 0.0005169
Ceiling Fixture | Incandescent |  | Globe | 5 | 40 | Garage | 221753 | Garage | 0.0005169
Chandelier (Hanging) | Incandescent |  | Standard A Lamp | 1 | 60 | Garage | 221753 | Garage | 0.0005169
Ceiling Fixture | Incandescent |  | Reflector | 1 | 65 | Garage | 221753 | Garage | 0.0005169
Ceiling Fixture | Incandescent |  | Standard A Lamp | 2 | 60 | Hall | 221754 | Hall | 0.0005169
Ceiling Fixture | Compact Fluorescent |  | Twist | 2 | 13 | Kitchen | 221755 | Kitchen | 0.0005169
Wall Mount | Incandescent |  | Mini base | 1 | 40 | Kitchen | 221755 | Kitchen | 0.0005169
Recessed Can | Incandescent |  | Reflector | 1 | 65 | Living Room | 221756 | Living Room | 0.0005169
Floor lamp | Compact Fluorescent |  | Twist | 1 | 13 | Living Room | 221756 | Living Room | 0.0005169
Torchiere | Incandescent |  | 3-Way Incandescent | 1 | 159 | Living Room | 221756 | Living Room | 0.0005169
Ceiling Fixture | Compact Fluorescent |  | Twist | 2 | 13 | Bathroom | 221757 | Bathroom | 0.0005169
Wall Mount | Incandescent |  | Globe | 8 | 60 | Bathroom | 221757 | Bathroom | 0.0005169
Ceiling Fixture | Incandescent |  | Standard A Lamp | 4 | 60 | Bathroom | 221757 | Bathroom | 0.0005169
Ceiling Fan | Incandescent |  | Standard A Lamp | 4 | 60 | Master Bedroom | 221758 | Master Bedroom | 0.0005169
Recessed Can | Halogen |  | PAR | 1 | 65 | Master Bedroom | 221758 | Master Bedroom | 0.0005169
Ceiling Fixture | Compact Fluorescent |  | Twist | 2 | 13 | Bathroom | 221759 | Bathroom | 0.0005169
Wall Mount | Incandescent |  | Globe | 3 | 60 | Bathroom | 221759 | Bathroom | 0.0005169
Floor lamp | Compact Fluorescent |  | Twist | 1 | 13 | Bedroom | 2217510 | Bedroom | 0.0005169
Ceiling Fan | Incandescent |  | Standard A Lamp | 1 | 60 | Bedroom | 2217510 | Bedroom | 0.0005169
Ceiling Fan | Incandescent |  | Standard A Lamp | 1 | 60 | Bedroom | 2217511 | Bedroom | 0.0005169
Floor lamp | Compact Fluorescent |  | Twist | 1 | 23 | Bedroom | 2217511 | Bedroom | 0.0005169
Floor lamp | Compact Fluorescent |  | Twist | 3 | 13 | Family Room | 2217512 | Family Room | 0.0005169
Recessed Can | Compact Fluorescent |  | Flood | 1 | 22 | Family Room | 2217512 | Family Room | 0.0005169
Ceiling Fixture | Incandescent |  | Standard A Lamp | 4 | 60 | Family Room | 2217512 | Family Room | 0.0005169
Ceiling Fixture | Incandescent |  | Globe | 4 | 40 | Bathroom | 221761 | Bathroom | 0.00052955
Wall Mount | Incandescent |  | Globe | 4 | 40 | Bathroom | 221761 | Bathroom | 0.00052955
Ceiling Fixture | Incandescent |  | Standard A Lamp | 1 | 60 | Bathroom | 221762 | Bathroom | 0.00052955
Wall Mount | Incandescent |  | Standard A Lamp | 3 | 40 | Bathroom | 221762 | Bathroom | 0.00052955
Ceiling Fixture | Incandescent |  | Standard A Lamp | 1 | 100 | Bathroom | 221763 | Bathroom | 0.00052955
Wall Mount | Incandescent |  | Standard A Lamp | 3 | 40 | Bathroom | 221763 | Bathroom | 0.00052955
Ceiling Fan | Incandescent |  | Standard A Lamp | 2 | 65 | Bedroom | 221764 | Bedroom | 0.00052955
Ceiling Fixture | Incandescent |  | Standard A Lamp | 1 | 65 | Bedroom | 221764 | Bedroom | 0.00052955
Table | Compact Fluorescent |  | Twist | 1 | 28 | Bedroom | 221764 | Bedroom | 0.00052955
Ceiling Fixture | Incandescent |  | Standard A Lamp | 2 | 60 | Bedroom | 221765 | Bedroom | 0.00052955
Table | Compact Fluorescent |  | Twist | 1 | 22 | Bedroom | 221765 | Bedroom | 0.00052955
Ceiling Fixture | Incandescent |  | Standard A Lamp | 2 | 60 | Bedroom | 221766 | Bedroom | 0.00052955
Ceiling Fixture | Incandescent |  | Standard A Lamp | 2 | 60 | Bedroom | 221767 | Bedroom | 0.00052955
Table | Incandescent |  | Standard A Lamp | 1 | 100 | Bedroom | 221767 | Bedroom | 0.00052955
Table | Compact Fluorescent |  | Twist | 1 | 22 | Family Room | 221768 | Family Room | 0.00052955
Ceiling Fixture | Incandescent |  | Standard A Lamp | 1 | 60 | Hall | 221769 | Hall | 0.00052955
Ceiling Fixture | Incandescent |  | Standard A Lamp | 2 | 60 | Office | 2217610 | Office | 0.00052955
Chandelier (Hanging) | Incandescent |  | Mini base | 10 | 25 | Dining Room | 2217611 | Dining Room | 0.00052955
Recessed Can | Incandescent |  | Reflector | 1 | 60 | Hall | 2217612 | Hall | 0.00052955
Ceiling Fixture | Incandescent |  | Standard A Lamp | 1 | 100 | Garage | 2217613 | Garage | 0.00052955
Garage door opener | Incandescent |  | Standard A Lamp | 1 | 65 | Garage | 2217613 | Garage | 0.00052955
Ceiling Fixture | Incandescent |  | Standard A Lamp | 2 | 60 | Hall | 2217614 | Hall | 0.00052955
Ceiling Fixture | Incandescent |  | Mini base | 3 | 25 | Hall | 2217614 | Hall | 0.00052955
Chandelier (Hanging) | Incandescent |  | Globe | 1 | 40 | Kitchen | 2217615 | Kitchen | 0.00052955
Recessed Can | Halogen |  | MR | 1 | 75 | Kitchen | 2217615 | Kitchen | 0.00052955
Ceiling Fixture | Incandescent |  | Standard A Lamp | 2 | 60 | Laundry Room | 2217616 | Laundry Room | 0.00052955
Recessed Can | Halogen |  | MR | 1 | 50 | Living Room | 2217617 | Living Room | 0.00052955
Table | Compact Fluorescent |  | Twist | 1 | 22 | Living Room | 2217617 | Living Room | 0.00052955
Table | Compact Fluorescent |  | Twist | 1 | 15 | Office | 2217618 | Office | 0.00052955
Chandelier (Hanging) | Incandescent |  | Standard A Lamp | 1 | 60 | Hall | 221771 | Hall | 0.00040077
Ceiling Fixture | Incandescent |  | Standard A Lamp | 2 | 60 | Bedroom | 221772 | Bedroom | 0.00040077
Table | Incandescent |  | Standard A Lamp | 1 | 40 | Bedroom | 221772 | Bedroom | 0.00040077
Ceiling Fixture | Incandescent |  | Standard A Lamp | 3 | 60 | Family Room | 221773 | Family Room | 0.00040077
Ceiling Fixture | Incandescent |  | Standard A Lamp | 1 | 60 | Family Room | 221773 | Family Room | 0.00040077
Table | Incandescent |  | 3-Way Incandescent | 1 | 150 | Family Room | 221773 | Family Room | 0.00040077
Wall Mount | Incandescent |  | Standard A Lamp | 1 | 60 | Closet | 221774 | Closet | 0.00040077
Wall Mount | Incandescent |  | Standard A Lamp | 1 | 40 | Garage | 221775 | Garage | 0.00040077
Wall Mount | Incandescent |  | Standard A Lamp | 1 | 60 | Hall | 221776 | Hall | 0.00040077
Wall Mount | Incandescent |  | Standard A Lamp | 1 | 60 | Closet | 221777 | Closet | 0.00040077
Ceiling Fixture | Incandescent |  | Standard A Lamp | 1 | 60 | Closet | 221778 | Closet | 0.00040077
Wall Mount | Incandescent |  | Globe | 1 | 40 | Bathroom | 221779 | Bathroom | 0.00040077
Ceiling Fixture | Incandescent |  | Standard A Lamp | 1 | 60 | Bathroom | 221779 | Bathroom | 0.00040077
Recessed - other | Incandescent |  | Standard A Lamp | 1 | 60 | Bathroom | 221779 | Bathroom | 0.00040077
Ceiling Fixture | Incandescent |  | Standard A Lamp | 1 | 40 | Bathroom | 2217710 | Bathroom | 0.00040077
Ceiling Fixture | Incandescent |  | Standard A Lamp | 1 | 60 | Office | 2217711 | Office | 0.00040077
Table | Incandescent |  | Standard A Lamp | 1 | 40 | Office | 2217711 | Office | 0.00040077
Ceiling Fixture | Incandescent |  | Standard A Lamp | 1 | 60 | Office | 2217711 | Office | 0.00040077
Ceiling Fixture | Incandescent |  | Standard A Lamp | 1 | 60 | Garage | 2217712 | Garage | 0.00040077
Table | Incandescent |  | Standard A Lamp | 1 | 90 | Garage | 2217712 | Garage | 0.00040077
Garage door opener | Incandescent |  | Standard A Lamp | 1 | 60 | Garage | 2217712 | Garage | 0.00040077
Ceiling Fixture | Compact Fluorescent |  | Twist | 1 | 15 | Hall | 2217713 | Hall | 0.00040077
Track | Incandescent |  | Reflector | 2 | 27 | Hall | 2217714 | Hall | 0.00040077
Track | Incandescent |  | Reflector | 2 | 40 | Hall | 2217714 | Hall | 0.00040077
Ceiling Fixture | Incandescent |  | Standard A Lamp | 1 | 60 | Kitchen | 2217715 | Kitchen | 0.00040077
Ceiling Fixture | Compact Fluorescent |  | Twist | 1 | 15 | Kitchen | 2217715 | Kitchen | 0.00040077
Chandelier (Hanging) | Incandescent |  | Globe | 1 | 40 | Kitchen | 2217715 | Kitchen | 0.00040077
Ceiling Fixture | Incandescent |  | Standard A Lamp | 1 | 40 | Kitchen | 2217715 | Kitchen | 0.00040077
Other | Incandescent |  | Other | 1 | 60 | Kitchen | 2217715 | Kitchen | 0.00040077
Recessed - other | Incandescent |  | Reflector | 1 | 150 | Laundry Room | 2217716 | Laundry Room | 0.00040077
Ceiling Fixture | Incandescent |  | Standard A Lamp | 1 | 60 | Laundry Room | 2217716 | Laundry Room | 0.00040077
Ceiling Fixture | Incandescent |  | Standard A Lamp | 1 | 60 | Living Room | 2217717 | Living Room | 0.00040077
Ceiling Fixture | Compact Fluorescent |  | Twist | 1 | 15 | Living Room | 2217717 | Living Room | 0.00040077
Recessed - other | Incandescent |  | Reflector | 1 | 65 | Living Room | 2217717 | Living Room | 0.00040077
Floor lamp | Compact Fluorescent |  | Twist | 1 | 13 | Living Room | 2217717 | Living Room | 0.00040077
Track | Incandescent |  | Reflector | 7 | 65 | Living Room | 2217717 | Living Room | 0.00040077
Ceiling Fixture | Incandescent |  | Standard A Lamp | 1 | 60 | Living Room | 2217717 | Living Room | 0.00040077
Wall Mount | Incandescent |  | Globe | 6 | 40 | Bathroom | 2217718 | Bathroom | 0.00040077
Recessed - other | Incandescent |  | Reflector | 2 | 250 | Bathroom | 2217718 | Bathroom | 0.00040077
Ceiling Fixture | Incandescent |  | Standard A Lamp | 1 | 60 | Master Bedroom | 2217719 | Master Bedroom | 0.00040077
Ceiling Fixture | Incandescent |  | Standard A Lamp | 3 | 60 | Master Bedroom | 2217719 | Master Bedroom | 0.00040077
Ceiling Fixture | Compact Fluorescent |  | Twist | 1 | 15 | Closet | 2217720 | Closet | 0.00040077
Ceiling Fixture | Incandescent |  | Standard A Lamp | 1 | 60 | Closet | 2217720 | Closet | 0.00040077
Ceiling Fixture | Incandescent |  | Standard A Lamp | 1 | 60 | Hall | 2217721 | Hall | 0.00040077
Recessed Can | Incandescent |  | Standard A Lamp | 1 | 60 | Hall | 2217721 | Hall | 0.00040077
Ceiling Fixture | Incandescent |  | Standard A Lamp | 1 | 60 | Office | 2217722 | Office | 0.00040077
Ceiling Fixture | Compact Fluorescent |  | Twist | 1 | 15 | Office | 2217722 | Office | 0.00040077
Table | Compact Fluorescent |  | Twist | 1 | 15 | Office | 2217722 | Office | 0.00040077
Table | Incandescent |  | Standard A Lamp | 1 | 60 | Office | 2217722 | Office | 0.00040077
Ceiling Fixture | Incandescent |  | Standard A Lamp | 1 | 60 | Hall | 2217723 | Hall | 0.00040077
Ceiling Fixture | Incandescent |  | Standard A Lamp | 1 | 60 | Hall | 2217724 | Hall | 0.00040077
Ceiling Fixture | Incandescent |  | Reflector | 1 | 65 | Hall | 2217724 | Hall | 0.00040077
Ceiling Fixture | Incandescent |  | Standard A Lamp | 1 | 60 | Closet | 2217725 | Closet | 0.00040077
Ceiling Fixture | Incandescent |  | Clear | 1 | 60 | Closet | 2217726 | Closet | 0.00040077
Ceiling Fixture | Incandescent |  | Standard A Lamp | 1 | 60 | Bathroom | 221791 | Bathroom | 0.00094081
Ceiling Fixture | Compact Fluorescent |  | Twist | 1 | 15 | Bedroom | 221792 | Bedroom | 0.00094081
Table | Compact Fluorescent |  | Twist | 1 | 15 | Bedroom | 221792 | Bedroom | 0.00094081
Ceiling Fixture | Compact Fluorescent |  | Twist | 1 | 22 | Bedroom | 221793 | Bedroom | 0.00094081
Ceiling Fan | Compact Fluorescent |  | Twist | 1 | 22 | Dining Room | 221794 | Dining Room | 0.00094081
Ceiling Fan | Incandescent |  | Clear | 4 | 40 | Family Room | 221795 | Family Room | 0.00094081
Table | Incandescent |  | Standard A Lamp | 1 | 75 | Family Room | 221795 | Family Room | 0.00094081
Table | Compact Fluorescent |  | Twist | 1 | 15 | Family Room | 221795 | Family Room | 0.00094081
Ceiling Fixture | Compact Fluorescent |  | Twist | 1 | 22 | Kitchen | 221796 | Kitchen | 0.00094081
Ceiling Fixture | Compact Fluorescent |  | Twist | 1 | 15 | Bedroom | 221797 | Bedroom | 0.00094081
Table | Incandescent |  | Clear | 1 | 60 | Bedroom | 221797 | Bedroom | 0.00094081
Wall Mount | Incandescent |  | Standard A Lamp | 3 | 60 | Bathroom | 221801 | Bathroom | 0.0005169
Ceiling Fan | Incandescent |  | Standard A Lamp | 1 | 40 | Bedroom | 221802 | Bedroom | 0.0005169
Table | Incandescent |  | Standard A Lamp | 1 | 100 | Bedroom | 221802 | Bedroom | 0.0005169
Table | Incandescent |  | Standard A Lamp | 1 | 100 | Family Room | 221803 | Family Room | 0.0005169
Table | Incandescent |  | Decorative | 1 | 75 | Family Room | 221803 | Family Room | 0.0005169
Ceiling Fan | Compact Fluorescent |  | Twist | 2 | 15 | Bedroom | 221804 | Bedroom | 0.0005169
Table | Incandescent |  | 3-Way Incandescent | 1 | 100 | Bedroom | 221804 | Bedroom | 0.0005169
Ceiling Fixture | Incandescent |  | Standard A Lamp | 1 | 75 | Hall | 221805 | Hall | 0.0005169
Ceiling Fan | Incandescent |  | Standard A Lamp | 4 | 60 | Dining Room | 221806 | Dining Room | 0.0005169
Ceiling Fixture | Incandescent |  | Standard A Lamp | 1 | 60 | Dining Room | 221806 | Dining Room | 0.0005169
Recessed Can | Incandescent |  | Reflector | 1 | 75 | Kitchen | 221807 | Kitchen | 0.0005169
Recessed Can | Halogen |  | PAR | 1 | 50 | Kitchen | 221807 | Kitchen | 0.0005169
Ceiling Fan | Incandescent |  | Standard A Lamp | 4 | 60 | Living Room | 221808 | Living Room | 0.0005169
Table | Incandescent |  | Standard A Lamp | 1 | 60 | Living Room | 221808 | Living Room | 0.0005169
Wall Mount | Compact Fluorescent |  | Twist | 2 | 15 | Bathroom | 221809 | Bathroom | 0.0005169
Ceiling Fan | Compact Fluorescent |  | Twist | 2 | 22 | Bedroom | 2218010 | Bedroom | 0.0005169
Table | Incandescent |  | 3-Way Incandescent | 1 | 100 | Bedroom | 2218010 | Bedroom | 0.0005169
Ceiling Fixture | Incandescent |  | Standard A Lamp | 1 | 60 | Laundry Room | 2218011 | Laundry Room | 0.0005169
Ceiling Fixture | Linear Fluorescent | 48 | T-12 | 2 | 40 | Master Bedroom | 221811 | Master Bedroom | 0.00029634
Ceiling Fixture | Linear Fluorescent | 48 | T-12 | 2 | 40 | Other | 221813 | Other | 0.00029634
Ceiling Fixture | Compact Fluorescent |  | Twist | 1 | 22 | Other | 221814 | Other | 0.00029634
Chandelier (Hanging) | Incandescent |  | Decorative | 5 | 60 | Dining Room | 221815 | Dining Room | 0.00029634
Table | Linear Fluorescent | 24 | T-12 | 1 | 32 | Dining Room | 221815 | Dining Room | 0.00029634
Recessed Can | Incandescent |  | Reflector | 1 | 60 | Dining Room | 221815 | Dining Room | 0.00029634
Chandelier (Hanging) | Incandescent |  | Standard A Lamp | 1 | 100 | Other | 221816 | Other | 0.00029634
Table | Incandescent |  | Decorative | 1 | 40 | Other | 221816 | Other | 0.00029634
Floor lamp | Incandescent |  | Decorative | 2 | 60 | Family Room | 221817 | Family Room | 0.00029634
Table | Incandescent |  | Decorative | 1 | 60 | Family Room | 221817 | Family Room | 0.00029634
Table | Incandescent |  | Standard A Lamp | 1 | 100 | Family Room | 221817 | Family Room | 0.00029634
Ceiling Fan | Incandescent |  | Decorative | 3 | 60 | Family Room | 221817 | Family Room | 0.00029634
Ceiling Fan | Compact Fluorescent |  | Twist | 1 | 22 | Kitchen | 221818 | Kitchen | 0.00029634
Ceiling Fixture | Incandescent |  | Standard A Lamp | 1 | 60 | Bathroom | 221819 | Bathroom | 0.00029634
Wall Mount | Incandescent |  | Clear | 3 | 60 | Bathroom | 221819 | Bathroom | 0.00029634
Ceiling Fixture | Incandescent |  | Standard A Lamp | 1 | 60 | Bathroom | 2218110 | Bathroom | 0.00029634
Ceiling Fan | Incandescent |  | Decorative | 4 | 40 | Master Bedroom | 2218111 | Master Bedroom | 0.00029634
Table | Incandescent |  | Standard A Lamp | 1 | 25 | Master Bedroom | 2218111 | Master Bedroom | 0.00029634
Table | Incandescent |  | Reflector | 1 | 25 | Master Bedroom | 2218111 | Master Bedroom | 0.00029634
Table | Incandescent |  | Standard A Lamp | 1 | 75 | Master Bedroom | 2218111 | Master Bedroom | 0.00029634
Ceiling Fixture | Incandescent |  | Standard A Lamp | 1 | 60 | Bedroom | 2218112 | Bedroom | 0.00029634
Table | Incandescent |  | Decorative | 1 | 25 | Bedroom | 2218112 | Bedroom | 0.00029634
Ceiling Fixture | Incandescent |  | Clear | 2 | 25 | Other | 2218113 | Other | 0.00029634
Ceiling Fan | Incandescent |  | Standard A Lamp | 1 | 100 | Bedroom | 2218114 | Bedroom | 0.00029634
Table | Incandescent |  | Decorative | 1 | 60 | Bedroom | 2218114 | Bedroom | 0.00029634
Ceiling Fan | Incandescent |  | Standard A Lamp | 1 | 60 | Bedroom | 2218115 | Bedroom | 0.00029634
Table | Incandescent |  | Decorative | 1 | 25 | Bedroom | 2218115 | Bedroom | 0.00029634
Ceiling Fan | Incandescent |  | Standard A Lamp | 1 | 60 | Bedroom | 2218116 | Bedroom | 0.00029634
Table | Incandescent |  | Decorative | 1 | 40 | Bedroom | 2218116 | Bedroom | 0.00029634
Ceiling Fixture | Incandescent |  | Standard A Lamp | 1 | 100 | Hall | 2218117 | Hall | 0.00029634
Ceiling Fixture | Incandescent |  | Standard A Lamp | 1 | 60 | Hall | 2218118 | Hall | 0.00029634
Other | Incandescent |  | Decorative | 1 | 25 | Hall | 2218118 | Hall | 0.00029634
Wall Mount | Incandescent |  | Clear | 3 | 75 | Bathroom | 221861 | Bathroom | 0.00094081
Ceiling Fixture | Incandescent |  | Standard A Lamp | 2 | 60 | Bedroom | 221862 | Bedroom | 0.00094081
Ceiling Fixture | Incandescent |  | Standard A Lamp | 2 | 60 | Bedroom | 221863 | Bedroom | 0.00094081
Ceiling Fixture | Compact Fluorescent |  | Twist | 2 | 15 | Closet | 221864 | Closet | 0.00094081
Ceiling Fixture | Incandescent |  | Clear | 1 | 150 | Garage | 221865 | Garage | 0.00094081
Garage door opener | Incandescent |  | Standard A Lamp | 1 | 40 | Garage | 221865 | Garage | 0.00094081
Recessed Can | Incandescent |  | Reflector | 1 | 65 | Kitchen | 221866 | Kitchen | 0.00094081
Chandelier (Hanging) | Compact Fluorescent |  | Twist | 1 | 15 | Kitchen | 221866 | Kitchen | 0.00094081
Ceiling Fixture | Compact Fluorescent |  | Twist | 2 | 15 | Laundry Room | 221867 | Laundry Room | 0.00094081
Ceiling Fan | Incandescent |  | Clear | 4 | 60 | Living Room | 221868 | Living Room | 0.00094081
Ceiling Fixture | Incandescent |  | Standard A Lamp | 2 | 60 | Master Bedroom | 221869 | Master Bedroom | 0.00094081
Wall Mount | Incandescent |  | Clear | 4 | 60 | Bathroom | 2218610 | Bathroom | 0.00094081
Ceiling Fixture | Incandescent |  | Standard A Lamp | 1 | 60 | Bathroom | 221871 | Bathroom | 0.00040077
Wall Mount | Incandescent |  | Standard A Lamp | 1 | 60 | Bathroom | 221872 | Bathroom | 0.00040077
Ceiling Fixture | Incandescent |  | Standard A Lamp | 1 | 60 | Bedroom | 221873 | Bedroom | 0.00040077
Table | Incandescent |  | Standard A Lamp | 1 | 60 | Bedroom | 221873 | Bedroom | 0.00040077
Ceiling Fixture | Incandescent |  | Standard A Lamp | 1 | 60 | Bedroom | 221874 | Bedroom | 0.00040077
Table | Incandescent |  | Standard A Lamp | 1 | 60 | Bedroom | 221874 | Bedroom | 0.00040077
Ceiling Fixture | Incandescent |  | Standard A Lamp | 1 | 60 | Bedroom | 221875 | Bedroom | 0.00040077
Floor lamp | Incandescent |  | Standard A Lamp | 2 | 60 | Bedroom | 221875 | Bedroom | 0.00040077
Ceiling Fixture | Incandescent |  | Standard A Lamp | 2 | 60 | Bedroom | 221876 | Bedroom | 0.00040077
Table | Compact Fluorescent |  | Twist | 1 | 15 | Bedroom | 221876 | Bedroom | 0.00040077
Ceiling Fixture | Incandescent |  | Standard A Lamp | 1 | 60 | Closet | 221877 | Closet | 0.00040077
Ceiling Fixture | Incandescent |  | Standard A Lamp | 1 | 60 | Hall | 221878 | Hall | 0.00040077
Ceiling Fixture | Linear Fluorescent | 48 | T-12 | 2 | 40 | Kitchen | 221879 | Kitchen | 0.00040077
Recessed - other | Incandescent |  | Standard A Lamp | 1 | 60 | Kitchen | 221879 | Kitchen | 0.00040077
Ceiling Fixture | Incandescent |  | Standard A Lamp | 1 | 60 | Laundry Room | 2218710 | Laundry Room | 0.00040077
Table | Incandescent |  | Standard A Lamp | 1 | 60 | Living Room | 2218711 | Living Room | 0.00040077
Ceiling Fixture | Incandescent |  | Standard A Lamp | 1 | 60 | Living Room | 2218711 | Living Room | 0.00040077
Wall Mount | Incandescent |  | Globe | 3 | 60 | Bathroom | 221911 | Bathroom | 0.002127
Ceiling Fixture | Incandescent |  | Standard A Lamp | 1 | 60 | Bedroom | 221912 | Bedroom | 0.002127
Table | Incandescent |  | Standard A Lamp | 1 | 60 | Bedroom | 221912 | Bedroom | 0.002127
Table | Compact Fluorescent |  | Twist | 1 | 15 | Bedroom | 221913 | Bedroom | 0.002127
Ceiling Fixture | Incandescent |  | Standard A Lamp | 1 | 60 | Bedroom | 221913 | Bedroom | 0.002127
Recessed - other | Compact Fluorescent |  | 3-Way CFL | 1 | 15 | Kitchen | 221914 | Kitchen | 0.002127
Chandelier (Hanging) | Compact Fluorescent |  | Twist | 1 | 15 | Kitchen | 221914 | Kitchen | 0.002127
Ceiling Fixture | Linear Fluorescent | 48 | T-12 | 2 | 40 | Kitchen | 221914 | Kitchen | 0.002127
Table | Compact Fluorescent |  | Twist | 1 | 15 | Living Room | 221915 | Living Room | 0.002127
Ceiling Fixture | Incandescent |  | Standard A Lamp | 1 | 60 | Other | 221916 | Other | 0.002127
Wall Mount | Incandescent |  | Globe | 4 | 60 | Bathroom | 221981 | Bathroom | 0.00094081
Wall Mount | Incandescent |  | Globe | 4 | 60 | Bathroom | 221982 | Bathroom | 0.00094081
Ceiling Fixture | Incandescent |  | Standard A Lamp | 3 | 60 | Bedroom | 221983 | Bedroom | 0.00094081
Ceiling Fixture | Incandescent |  | Standard A Lamp | 2 | 60 | Family Room | 221984 | Family Room | 0.00094081
Chandelier (Hanging) | Incandescent |  | Standard A Lamp | 5 | 60 | Dining Room | 221985 | Dining Room | 0.00094081
Ceiling Fixture | Incandescent |  | Standard A Lamp | 1 | 75 | Other | 221986 | Other | 0.00094081
Recessed Can | Incandescent |  | Reflector | 1 | 65 | Hall | 221987 | Hall | 0.00094081
Recessed Can | Incandescent |  | Reflector | 1 | 65 | Hall | 221988 | Hall | 0.00094081
Wall Mount | Incandescent |  | Standard A Lamp | 1 | 60 | Hall | 221988 | Hall | 0.00094081
Floor lamp | Incandescent |  | Standard A Lamp | 2 | 60 | Family Room | 221989 | Family Room | 0.00094081
Table | Incandescent |  | Standard A Lamp | 1 | 65 | Family Room | 221989 | Family Room | 0.00094081
Ceiling Fan | Incandescent |  | Standard A Lamp | 1 | 75 | Family Room | 221989 | Family Room | 0.00094081
Table | Halogen |  | MR | 1 | 20 | Family Room | 221989 | Family Room | 0.00094081
Ceiling Fixture | Incandescent |  | Reflector | 1 | 65 | Family Room | 221989 | Family Room | 0.00094081
Ceiling Fixture | Linear Fluorescent | 36 | T-8 | 1 | 32 | Garage | 2219810 | Garage | 0.00094081
Ceiling Fixture | Linear Fluorescent | 36 | T-12 | 1 | 32 | Garage | 2219810 | Garage | 0.00094081
Ceiling Fixture | Incandescent |  | Standard A Lamp | 1 | 60 | Garage | 2219810 | Garage | 0.00094081
Garage door opener | Incandescent |  | Standard A Lamp | 1 | 60 | Garage | 2219810 | Garage | 0.00094081
Ceiling Fixture | Other |  | LED Interior | 2 | 12 | Garage | 2219810 | Garage | 0.00094081
Recessed Can | Incandescent |  | Standard A Lamp | 1 | 65 | Hall | 2219811 | Hall | 0.00094081
Recessed Can | Incandescent |  | Reflector | 1 | 65 | Kitchen | 2219812 | Kitchen | 0.00094081
Ceiling Fixture | Linear Fluorescent | 48 | T-12 | 2 | 40 | Laundry Room | 2219813 | Laundry Room | 0.00094081
Ceiling Fixture | Incandescent |  | Decorative | 1 | 65 | Bathroom | 2219814 | Bathroom | 0.00094081
Recessed Can | Incandescent |  | Reflector | 1 | 65 | Bedroom | 2219815 | Bedroom | 0.00094081
Floor lamp | Incandescent |  | Standard A Lamp | 1 | 100 | Bedroom | 2219815 | Bedroom | 0.00094081
Table | Incandescent |  | Standard A Lamp | 2 | 40 | Bedroom | 2219815 | Bedroom | 0.00094081
Ceiling Fixture | Incandescent |  | Standard A Lamp | 1 | 60 | Closet | 2219816 | Closet | 0.00094081
Ceiling Fixture | Incandescent |  | Globe | 1 | 60 | Bathroom | 2219817 | Bathroom | 0.00094081
Recessed Can | Incandescent |  | Reflector | 1 | 65 | Bedroom | 2219818 | Bedroom | 0.00094081
Ceiling Fixture | Incandescent |  | Standard A Lamp | 3 | 60 | Bedroom | 2219818 | Bedroom | 0.00094081
Table | Incandescent |  | Standard A Lamp | 1 | 60 | Bedroom | 2219818 | Bedroom | 0.00094081
Wall Mount | Incandescent |  | Standard A Lamp | 6 | 52 | Bathroom | 2219819 | Bathroom | 0.00094081
Ceiling Fixture | Incandescent |  | Standard A Lamp | 2 | 60 | Office | 2219820 | Office | 0.00094081
Chandelier (Hanging) | Incandescent |  | Globe | 1 | 60 | Living Room | 2219821 | Living Room | 0.00094081
Recessed Can | Incandescent |  | Reflector | 1 | 65 | Living Room | 2219821 | Living Room | 0.00094081
Table | Incandescent |  | Standard A Lamp | 1 | 52 | Living Room | 2219821 | Living Room | 0.00094081
Table | Halogen |  | MR | 1 | 20 | Living Room | 2219821 | Living Room | 0.00094081
Wall Mount | Incandescent |  | Globe | 6 | 60 | Bathroom | 2219822 | Bathroom | 0.00094081
Ceiling Fixture | Incandescent |  | Standard A Lamp | 1 | 52 | Bathroom | 2219823 | Bathroom | 0.00094081
Wall Mount | Incandescent |  | Standard A Lamp | 8 | 60 | Bathroom | 2219824 | Bathroom | 0.00094081
Ceiling Fixture | Incandescent |  | Standard A Lamp | 1 | 40 | Closet | 2219825 | Closet | 0.00094081
Ceiling Fixture | Incandescent |  | Standard A Lamp | 3 | 60 | Bedroom | 2219826 | Bedroom | 0.00094081
Recessed Can | Incandescent |  | Reflector | 1 | 65 | Hall | 2219827 | Hall | 0.00094081
Ceiling Fixture | Incandescent |  | Standard A Lamp | 1 | 90 | Closet | 2219828 | Closet | 0.00094081
Ceiling Fixture | Incandescent |  | Standard A Lamp | 2 | 60 | Bedroom | 2219829 | Bedroom | 0.00094081
Table | Halogen |  | MR | 1 | 20 | Bedroom | 2219829 | Bedroom | 0.00094081
Table | Incandescent |  | Standard A Lamp | 1 | 40 | Bedroom | 2219829 | Bedroom | 0.00094081
Ceiling Fixture | Incandescent |  | Standard A Lamp | 1 | 40 | Closet | 2219830 | Closet | 0.00094081
Wall Mount | Incandescent |  | Standard A Lamp | 1 | 60 | Hall | 2219831 | Hall | 0.00094081
Ceiling Fixture | Incandescent |  | Reflector | 1 | 60 | Kitchen | 222001 | Kitchen | 0.00029634
Ceiling Fixture | Incandescent |  | Standard A Lamp | 2 | 60 | Kitchen | 222001 | Kitchen | 0.00029634
Wall Mount | Halogen |  | MR | 4 | 50 | Kitchen | 222001 | Kitchen | 0.00029634
Ceiling Fixture | Incandescent |  | Standard A Lamp | 2 | 40 | Bedroom | 222002 | Bedroom | 0.00029634
Ceiling Fixture | Incandescent |  | Standard A Lamp | 1 | 60 | Bathroom | 222003 | Bathroom | 0.00029634
Wall Mount | Halogen |  | MR | 4 | 50 | Bathroom | 222003 | Bathroom | 0.00029634
Table | Incandescent |  | Standard A Lamp | 1 | 60 | Living Room | 222004 | Living Room | 0.00029634
Recessed Can | Incandescent |  | Reflector | 1 | 50 | Living Room | 222004 | Living Room | 0.00029634
Recessed Can | Compact Fluorescent |  | Twist | 1 | 15 | Living Room | 222004 | Living Room | 0.00029634
Torchiere | Halogen |  | Quartz Tube | 1 | 150 | Living Room | 222004 | Living Room | 0.00029634
Wall Mount | Incandescent |  | Standard A Lamp | 1 | 40 | Hall | 222005 | Hall | 0.00029634
Ceiling Fixture | Incandescent |  | Standard A Lamp | 2 | 60 | Hall | 222005 | Hall | 0.00029634
Recessed Can | Halogen |  | Other | 1 | 50 | Bathroom | 222006 | Bathroom | 0.00029634
Ceiling Fixture | Incandescent |  | Standard A Lamp | 1 | 40 | Bathroom | 222006 | Bathroom | 0.00029634
Wall Mount | Halogen |  | MR | 3 | 50 | Bathroom | 222006 | Bathroom | 0.00029634
Ceiling Fixture | Incandescent |  | Standard A Lamp | 1 | 60 | Bedroom | 222007 | Bedroom | 0.00029634
Table | Incandescent |  | Standard A Lamp | 1 | 60 | Bedroom | 222007 | Bedroom | 0.00029634
Ceiling Fixture | Incandescent |  | Standard A Lamp | 1 | 60 | Bedroom | 222008 | Bedroom | 0.00029634
Torchiere | Compact Fluorescent |  | Other | 1 | 22 | Bedroom | 222008 | Bedroom | 0.00029634
Wall Mount | Incandescent |  | Globe | 6 | 60 | Bathroom | 222031 | Bathroom | 0.0004784
Recessed Can | Incandescent |  | Reflector | 1 | 65 | Bathroom | 222031 | Bathroom | 0.0004784
Ceiling Fixture | Incandescent |  | Standard A Lamp | 3 | 75 | Bedroom | 222032 | Bedroom | 0.0004784
Ceiling Fixture | Incandescent |  | Reflector | 1 | 65 | Bedroom | 222032 | Bedroom | 0.0004784
Wall Mount | Incandescent |  | Globe | 6 | 60 | Bathroom | 222033 | Bathroom | 0.0004784
Recessed Can | Incandescent |  | Clear | 1 | 65 | Bathroom | 222033 | Bathroom | 0.0004784
Recessed Can | Incandescent |  | Reflector | 1 | 65 | Bathroom | 222034 | Bathroom | 0.0004784
Recessed Can | Incandescent |  | Reflector | 1 | 65 | Bedroom | 222035 | Bedroom | 0.0004784
Recessed - other | Halogen |  | PAR | 1 | 50 | Dining Room | 222036 | Dining Room | 0.0004784
Track | Incandescent |  | Standard A Lamp | 3 | 40 | Dining Room | 222036 | Dining Room | 0.0004784
Table | Incandescent |  | Standard A Lamp | 1 | 60 | Family Room | 222037 | Family Room | 0.0004784
Ceiling Fixture | Compact Fluorescent |  | Twist | 1 | 22 | Garage | 222038 | Garage | 0.0004784
Garage door opener | Incandescent |  | Standard A Lamp | 2 | 60 | Garage | 222038 | Garage | 0.0004784
Recessed Can | Incandescent |  | Reflector | 1 | 65 | Hall | 222039 | Hall | 0.0004784
Recessed Can | Incandescent |  | Clear | 1 | 65 | Kitchen | 2220310 | Kitchen | 0.0004784
Floor lamp | Incandescent |  | Decorative | 5 | 40 | Living Room | 2220311 | Living Room | 0.0004784
Track | Incandescent |  | Standard A Lamp | 1 | 100 | Living Room | 2220311 | Living Room | 0.0004784
Floor lamp | Halogen |  | Quartz Tube | 2 | 50 | Living Room | 2220311 | Living Room | 0.0004784
Recessed Can | Incandescent |  | Reflector | 1 | 65 | Living Room | 2220311 | Living Room | 0.0004784
Recessed Can | Incandescent |  | Reflector | 1 | 65 | Master Bedroom | 2220312 | Master Bedroom | 0.0004784
Ceiling Fixture | Incandescent |  | Standard A Lamp | 3 | 65 | Other | 222051 | Other | 0.00047324
Ceiling Fixture | Halogen |  | MR | 4 | 50 | Bathroom | 222052 | Bathroom | 0.00047324
Recessed - other | Incandescent |  | Reflector | 2 | 250 | Bathroom | 222052 | Bathroom | 0.00047324
Ceiling Fixture | Linear Fluorescent | 48 | T-12 | 2 | 40 | Kitchen | 222053 | Kitchen | 0.00047324
Recessed Can | Compact Fluorescent |  | Reflector | 1 | 22 | Kitchen | 222053 | Kitchen | 0.00047324
Ceiling Fixture | Incandescent |  | Standard A Lamp | 2 | 75 | Hall | 222054 | Hall | 0.00047324
Ceiling Fixture | Incandescent |  | Standard A Lamp | 1 | 75 | Hall | 222054 | Hall | 0.00047324
Ceiling Fixture | Incandescent |  | Standard A Lamp | 1 | 75 | Family Room | 222055 | Family Room | 0.00047324
Wall Mount | Incandescent |  | Globe | 1 | 40 | Bathroom | 222056 | Bathroom | 0.00047324
Ceiling Fixture | Incandescent |  | Standard A Lamp | 1 | 60 | Hall | 222057 | Hall | 0.00047324
Ceiling Fixture | Incandescent |  | Reflector | 1 | 65 | Garage | 222058 | Garage | 0.00047324
Ceiling Fixture | Linear Fluorescent | 48 | T-12 | 2 | 40 | Garage | 222058 | Garage | 0.00047324
Garage door opener | Incandescent |  | Standard A Lamp | 2 | 60 | Garage | 222058 | Garage | 0.00047324
Ceiling Fixture | Compact Fluorescent |  | Twist | 1 | 15 | Hall | 222059 | Hall | 0.00047324
Wall Mount | Incandescent |  | Globe | 5 | 40 | Bathroom | 2220510 | Bathroom | 0.00047324
Ceiling Fixture | Incandescent |  | Standard A Lamp | 2 | 75 | Bedroom | 2220511 | Bedroom | 0.00047324
Ceiling Fixture | Incandescent |  | Standard A Lamp | 3 | 75 | Master Bedroom | 2220512 | Master Bedroom | 0.00047324
Floor lamp | Incandescent |  | Standard A Lamp | 2 | 65 | Master Bedroom | 2220512 | Master Bedroom | 0.00047324
Wall Mount | Compact Fluorescent |  | Twist | 1 | 22 | Closet | 2220513 | Closet | 0.00047324
Floor lamp | Incandescent |  | Standard A Lamp | 1 | 60 | Living Room | 2220514 | Living Room | 0.00047324
Chandelier (Hanging) | Incandescent |  | Standard A Lamp | 3 | 75 | Dining Room | 2220515 | Dining Room | 0.00047324
Ceiling Fixture | Incandescent |  | Standard A Lamp | 1 | 75 | Master Bedroom | 2220516 | Master Bedroom | 0.00047324
Wall Mount | Compact Fluorescent |  | Twist | 5 | 15 | Bathroom | 222121 | Bathroom | 0.00040077
Architectural | Linear Fluorescent | 20 | T-5 | 1 | 16 | Bathroom | 222121 | Bathroom | 0.00040077
Ceiling Fixture | Compact Fluorescent |  | Twist | 1 | 15 | Bathroom | 222121 | Bathroom | 0.00040077
Ceiling Fixture | Incandescent |  | Standard A Lamp | 1 | 60 | Bedroom | 222122 | Bedroom | 0.00040077
Ceiling Fixture | Compact Fluorescent |  | Twist | 2 | 15 | Bedroom | 222123 | Bedroom | 0.00040077
Wall Mount | Compact Fluorescent |  | Twist | 1 | 15 | Bedroom | 222124 | Bedroom | 0.00040077
Ceiling Fixture | Compact Fluorescent |  | Twist | 1 | 15 | Garage | 222125 | Garage | 0.00040077
Ceiling Fixture | Linear Fluorescent | 48 | T-12 | 2 | 40 | Garage | 222125 | Garage | 0.00040077
Ceiling Fixture | Compact Fluorescent |  | Twist | 1 | 15 | Hall | 222126 | Hall | 0.00040077
Ceiling Fixture | Compact Fluorescent |  | Twist | 1 | 15 | Kitchen | 222127 | Kitchen | 0.00040077
Architectural | Linear Fluorescent | 20 | T-5 | 1 | 16 | Kitchen | 222127 | Kitchen | 0.00040077
Ceiling Fixture | Compact Fluorescent |  | Twist | 1 | 15 | Living Room | 222128 | Living Room | 0.00040077
Table | Compact Fluorescent |  | Twist | 1 | 15 | Living Room | 222128 | Living Room | 0.00040077
Wall Mount | Compact Fluorescent |  | Twist | 1 | 15 | Closet | 222129 | Closet | 0.00040077
Wall Mount | Compact Fluorescent |  | Twist | 1 | 15 | Closet | 2221210 | Closet | 0.00040077
Wall Mount | Linear Fluorescent | 12 | T-8 | 1 | 16 | Dining Room | 222141 | Dining Room | 0.00052955
Table | Incandescent |  | Standard A Lamp | 1 | 60 | Dining Room | 222141 | Dining Room | 0.00052955
Wall Mount | Incandescent |  | Standard A Lamp | 1 | 60 | Dining Room | 222141 | Dining Room | 0.00052955
Wall Mount | Incandescent |  | Standard A Lamp | 2 | 60 | Bathroom | 222142 | Bathroom | 0.00052955
Ceiling Fixture | Incandescent |  | Standard A Lamp | 2 | 60 | Bathroom | 222142 | Bathroom | 0.00052955
Table | Incandescent |  | Standard A Lamp | 1 | 60 | Bedroom | 222143 | Bedroom | 0.00052955
Ceiling Fixture | Incandescent |  | Standard A Lamp | 2 | 60 | Family Room | 222144 | Family Room | 0.00052955
Table | Incandescent |  | Standard A Lamp | 1 | 60 | Family Room | 222144 | Family Room | 0.00052955
Ceiling Fixture | Incandescent |  | Standard A Lamp | 2 | 60 | Hall | 222145 | Hall | 0.00052955
Ceiling Fixture | Linear Fluorescent | 48 | T-12 | 2 | 32 | Hall | 222145 | Hall | 0.00052955
Ceiling Fixture | Linear Fluorescent | 48 | T-12 | 2 | 20 | Laundry Room | 222146 | Laundry Room | 0.00052955
Ceiling Fixture | Linear Fluorescent | 96 | T-12 | 2 | 60 | Garage | 222147 | Garage | 0.00052955
Low bay | Linear Fluorescent | 96 | T-12 | 2 | 32 | Garage | 222147 | Garage | 0.00052955
Wall Mount | Linear Fluorescent | 36 | T-12 | 2 | 20 | Garage | 222147 | Garage | 0.00052955
Table | Compact Fluorescent |  | Twist | 1 | 15 | Living Room | 222148 | Living Room | 0.00052955
Ceiling Fixture | Incandescent |  | Standard A Lamp | 2 | 60 | Kitchen | 222149 | Kitchen | 0.00052955
Wall Mount | Compact Fluorescent |  | Decorative | 1 | 20 | Kitchen | 222149 | Kitchen | 0.00052955
Wall Mount | Incandescent |  | Standard A Lamp | 3 | 60 | Bathroom | 2221410 | Bathroom | 0.00052955
Ceiling Fixture | Incandescent |  | Standard A Lamp | 2 | 60 | Bathroom | 2221410 | Bathroom | 0.00052955
Ceiling Fixture | Incandescent |  | Standard A Lamp | 2 | 60 | Bedroom | 2221411 | Bedroom | 0.00052955
Ceiling Fan | Incandescent |  | Standard A Lamp | 3 | 60 | Bedroom | 2221411 | Bedroom | 0.00052955
Floor lamp | Incandescent |  | Standard A Lamp | 1 | 75 | Bedroom | 2221411 | Bedroom | 0.00052955
Table | Incandescent |  | Standard A Lamp | 1 | 60 | Bedroom | 2221411 | Bedroom | 0.00052955
Ceiling Fixture | Incandescent |  | Standard A Lamp | 2 | 60 | Hall | 2221412 | Hall | 0.00052955
Ceiling Fixture | Incandescent |  | Standard A Lamp | 2 | 60 | Office | 2221413 | Office | 0.00052955
Table | Incandescent |  | Standard A Lamp | 1 | 60 | Office | 2221413 | Office | 0.00052955
Ceiling Fixture | Compact Fluorescent |  | Twist | 2 | 15 | Bedroom | 222151 | Bedroom | 0.00094081
Table | Incandescent |  | Clear | 1 | 25 | Bedroom | 222151 | Bedroom | 0.00094081
Wall Mount | Compact Fluorescent |  | Twist | 3 | 15 | Bathroom | 222152 | Bathroom | 0.00094081
Ceiling Fixture | Compact Fluorescent |  | Twist | 2 | 15 | Bedroom | 222153 | Bedroom | 0.00094081
Ceiling Fixture | Compact Fluorescent |  | Twist | 2 | 15 | Master Bedroom | 222154 | Master Bedroom | 0.00094081
Wall Mount | Compact Fluorescent |  | Twist | 3 | 15 | Bathroom | 222155 | Bathroom | 0.00094081
Ceiling Fixture | Compact Fluorescent |  | Twist | 2 | 15 | Bathroom | 222155 | Bathroom | 0.00094081
Ceiling Fixture | Compact Fluorescent |  | Twist | 2 | 15 | Laundry Room | 222156 | Laundry Room | 0.00094081
Ceiling Fixture | Compact Fluorescent |  | Twist | 1 | 15 | Garage | 222157 | Garage | 0.00094081
Ceiling Fixture | Compact Fluorescent |  | Twist | 2 | 15 | Hall | 222158 | Hall | 0.00094081
Ceiling Fixture | Incandescent |  | Standard A Lamp | 2 | 60 | Hall | 222158 | Hall | 0.00094081
Ceiling Fixture | Compact Fluorescent |  | Twist | 2 | 22 | Hall | 222158 | Hall | 0.00094081
Chandelier (Hanging) | Compact Fluorescent |  | Twist | 5 | 15 | Kitchen | 222159 | Kitchen | 0.00094081
Recessed Can | Halogen |  | PAR | 1 | 65 | Kitchen | 222159 | Kitchen | 0.00094081
Ceiling Fan | Compact Fluorescent |  | Twist | 4 | 15 | Living Room | 2221510 | Living Room | 0.00094081
Ceiling Fixture | Compact Fluorescent |  | Twist | 2 | 15 | Office | 2221511 | Office | 0.00094081
Ceiling Fixture | Incandescent |  | Standard A Lamp | 1 | 60 | Bathroom | 222221 | Bathroom | 0.00047324
Ceiling Fan | Incandescent |  | Globe | 1 | 40 | Bathroom | 222221 | Bathroom | 0.00047324
Ceiling Fan | Incandescent |  | Standard A Lamp | 1 | 60 | Bedroom | 222222 | Bedroom | 0.00047324
Ceiling Fan | Incandescent |  | Standard A Lamp | 1 | 60 | Bedroom | 222223 | Bedroom | 0.00047324
Ceiling Fixture | Incandescent |  | Standard A Lamp | 1 | 60 | Hall | 222224 | Hall | 0.00047324
Ceiling Fixture | Incandescent |  | Standard A Lamp | 1 | 60 | Kitchen | 222225 | Kitchen | 0.00047324
Ceiling Fixture | Incandescent |  | Standard A Lamp | 1 | 75 | Living Room | 222226 | Living Room | 0.00047324
Table | Incandescent |  | Standard A Lamp | 1 | 60 | Living Room | 222226 | Living Room | 0.00047324
Table | Incandescent |  | Standard A Lamp | 1 | 75 | Living Room | 222226 | Living Room | 0.00047324
Ceiling Fixture | Linear Fluorescent | 96 | T-12 | 2 | 100 | Garage | 222227 | Garage | 0.00047324
Table | Compact Fluorescent |  | Twist | 1 | 22 | Garage | 222227 | Garage | 0.00047324
Wall Mount | Incandescent |  | Standard A Lamp | 2 | 60 | Bathroom | 222251 | Bathroom | 0.0004784
Ceiling Fixture | Incandescent |  | Standard A Lamp | 1 | 60 | Bedroom | 222252 | Bedroom | 0.0004784
Ceiling Fixture | Incandescent |  | Standard A Lamp | 1 | 60 | Bedroom | 222253 | Bedroom | 0.0004784
Table | Incandescent |  | Clear | 1 | 40 | Bedroom | 222253 | Bedroom | 0.0004784
Chandelier (Hanging) | Incandescent |  | Standard A Lamp | 5 | 40 | Dining Room | 222254 | Dining Room | 0.0004784
Ceiling Fixture | Incandescent |  | Standard A Lamp | 1 | 75 | Garage | 222255 | Garage | 0.0004784
Garage door opener | Incandescent |  | Standard A Lamp | 1 | 60 | Garage | 222255 | Garage | 0.0004784
Ceiling Fixture | Incandescent |  | Standard A Lamp | 1 | 60 | Hall | 222256 | Hall | 0.0004784
Ceiling Fixture | Incandescent |  | Standard A Lamp | 3 | 60 | Kitchen | 222257 | Kitchen | 0.0004784
Recessed Can | Incandescent |  | Reflector | 1 | 65 | Kitchen | 222257 | Kitchen | 0.0004784
Torchiere | Incandescent |  | Standard A Lamp | 1 | 60 | Living Room | 222258 | Living Room | 0.0004784
Table | Incandescent |  | Standard A Lamp | 1 | 60 | Living Room | 222258 | Living Room | 0.0004784
Ceiling Fixture | Incandescent |  | Standard A Lamp | 1 | 60 | Master Bedroom | 222259 | Master Bedroom | 0.0004784
Table | Incandescent |  | Mini base | 3 | 40 | Master Bedroom | 222259 | Master Bedroom | 0.0004784
Table | Incandescent |  | Mini base | 1 | 40 | Master Bedroom | 222259 | Master Bedroom | 0.0004784
Wall Mount | Incandescent |  | Globe | 3 | 60 | Bathroom | 2222510 | Bathroom | 0.0004784
Ceiling Fixture | Incandescent |  | Standard A Lamp | 2 | 65 | Master Bedroom | 222261 | Master Bedroom | 0.00094081
Table | Incandescent |  | Standard A Lamp | 1 | 25 | Master Bedroom | 222261 | Master Bedroom | 0.00094081
Wall Mount | Compact Fluorescent |  | Twist | 3 | 36 | Bathroom | 222262 | Bathroom | 0.00094081
Chandelier (Hanging) | Incandescent |  | Standard A Lamp | 1 | 60 | Family Room | 222263 | Family Room | 0.00094081
Torchiere | Compact Fluorescent |  | Twist | 2 | 28 | Family Room | 222263 | Family Room | 0.00094081
Ceiling Fixture | Linear Fluorescent | 48 | T-8 | 2 | 40 | Garage | 222264 | Garage | 0.00094081
Ceiling Fixture | Compact Fluorescent |  | Twist | 1 | 22 | Garage | 222264 | Garage | 0.00094081
Low bay | Linear Fluorescent | 48 | T-8 | 2 | 32 | Laundry Room | 222265 | Laundry Room | 0.00094081
Ceiling Fixture | Incandescent |  | Standard A Lamp | 4 | 60 | Kitchen | 222266 | Kitchen | 0.00094081
Ceiling Fixture | Incandescent |  | Decorative | 1 | 40 | Kitchen | 222266 | Kitchen | 0.00094081
Table | Compact Fluorescent |  | Twist | 2 | 22 | Dining Room | 222267 | Dining Room | 0.00094081
Ceiling Fixture | Compact Fluorescent |  | Twist | 3 | 22 | Dining Room | 222267 | Dining Room | 0.00094081
Ceiling Fixture | Incandescent |  | Decorative | 2 | 60 | Hall | 222268 | Hall | 0.00094081
Chandelier (Hanging) | Incandescent |  | Standard A Lamp | 2 | 75 | Hall | 222268 | Hall | 0.00094081
Chandelier (Hanging) | Incandescent |  | Decorative | 2 | 65 | Bathroom | 222269 | Bathroom | 0.00094081
Ceiling Fixture | Compact Fluorescent |  | Twist | 2 | 22 | Office | 2222610 | Office | 0.00094081
Table | Compact Fluorescent |  | Twist | 1 | 22 | Office | 2222610 | Office | 0.00094081
Ceiling Fixture | Incandescent |  | Standard A Lamp | 2 | 60 | Bedroom | 2222611 | Bedroom | 0.00094081
Table | Incandescent |  | Standard A Lamp | 1 | 25 | Bedroom | 2222611 | Bedroom | 0.00094081
Wall Mount | Incandescent |  | Globe | 8 | 60 | Bathroom | 222281 | Bathroom | 0.00040077
Ceiling Fixture | Incandescent |  | Standard A Lamp | 2 | 60 | Bathroom | 222281 | Bathroom | 0.00040077
Ceiling Fixture | Incandescent |  | Standard A Lamp | 2 | 60 | Bathroom | 222282 | Bathroom | 0.00040077
Wall Mount | Incandescent |  | Standard A Lamp | 4 | 60 | Bathroom | 222282 | Bathroom | 0.00040077
Ceiling Fixture | Incandescent |  | Standard A Lamp | 2 | 60 | Bedroom | 222283 | Bedroom | 0.00040077
Table | Incandescent |  | Standard A Lamp | 1 | 100 | Bedroom | 222283 | Bedroom | 0.00040077
Ceiling Fixture | Linear Fluorescent | 48 | T-8 | 4 | 32 | Bedroom | 222284 | Bedroom | 0.00040077
Floor lamp | Linear Fluorescent | 12 | T-5 | 2 | 16 | Bedroom | 222284 | Bedroom | 0.00040077
Ceiling Fixture | Incandescent |  | Standard A Lamp | 2 | 60 | Bedroom | 222285 | Bedroom | 0.00040077
Table | Incandescent |  | Standard A Lamp | 1 | 75 | Bedroom | 222285 | Bedroom | 0.00040077
Recessed Can | Incandescent |  | Reflector | 1 | 125 | Family Room | 222286 | Family Room | 0.00040077
Ceiling Fixture | Incandescent |  | Mini base | 4 | 25 | Family Room | 222286 | Family Room | 0.00040077
Table | Incandescent |  | Standard A Lamp | 1 | 60 | Family Room | 222286 | Family Room | 0.00040077
Ceiling Fixture | Linear Fluorescent | 48 | T-8 | 2 | 32 | Garage | 222287 | Garage | 0.00040077
Ceiling Fixture | Linear Fluorescent | 48 | T-12 | 2 | 40 | Garage | 222287 | Garage | 0.00040077
Ceiling Fixture | Incandescent |  | Standard A Lamp | 1 | 60 | Garage | 222287 | Garage | 0.00040077
Recessed Can | Compact Fluorescent |  | Reflector | 1 | 15 | Hall | 222288 | Hall | 0.00040077
Ceiling Fixture | Incandescent |  | Mini base | 3 | 25 | Hall | 222288 | Hall | 0.00040077
Recessed Can | Compact Fluorescent |  | Reflector | 1 | 15 | Kitchen | 222289 | Kitchen | 0.00040077
Ceiling Fixture | Linear Fluorescent | 48 | T-8 | 2 | 32 | Kitchen | 222289 | Kitchen | 0.00040077
Recessed Can | Compact Fluorescent |  | Reflector | 1 | 15 | Laundry Room | 2222810 | Laundry Room | 0.00040077
Wall Mount | Incandescent |  | Globe | 8 | 60 | Bathroom | 2222811 | Bathroom | 0.00040077
Table | Incandescent |  | Standard A Lamp | 1 | 100 | Master Bedroom | 2222812 | Master Bedroom | 0.00040077
Ceiling Fixture | Incandescent |  | Standard A Lamp | 2 | 60 | Master Bedroom | 2222812 | Master Bedroom | 0.00040077
Ceiling Fixture | Linear Fluorescent | 48 | T-12 | 2 | 40 | Other | 2222813 | Other | 0.00040077
Ceiling Fixture | Incandescent |  | Standard A Lamp | 1 | 100 | Other | 2222813 | Other | 0.00040077
Wall Mount | Incandescent |  | Globe | 3 | 60 | Bathroom | 222321 | Bathroom | 0.00047324
Ceiling Fixture | Compact Fluorescent |  | Twist | 1 | 15 | Bedroom | 222322 | Bedroom | 0.00047324
Table | Incandescent |  | 3-Way Incandescent | 1 | 125 | Bedroom | 222322 | Bedroom | 0.00047324
Floor lamp | Incandescent |  | Standard A Lamp | 1 | 40 | Bedroom | 222322 | Bedroom | 0.00047324
Chandelier (Hanging) | Incandescent |  | Decorative | 4 | 60 | Dining Room | 222323 | Dining Room | 0.00047324
Table | Incandescent |  | Mini base | 1 | 25 | Dining Room | 222323 | Dining Room | 0.00047324
Floor lamp | Incandescent |  | Other | 1 | 25 | Dining Room | 222323 | Dining Room | 0.00047324
Ceiling Fixture | Incandescent |  | Standard A Lamp | 1 | 75 | Garage | 222324 | Garage | 0.00047324
Ceiling Fixture | Incandescent |  | Standard A Lamp | 2 | 60 | Hall | 222325 | Hall | 0.00047324
Recessed Can | Incandescent |  | Standard A Lamp | 1 | 60 | Kitchen | 222326 | Kitchen | 0.00047324
Ceiling Fixture | Linear Fluorescent | 48 | T-8 | 4 | 32 | Kitchen | 222326 | Kitchen | 0.00047324
Ceiling Fan | Incandescent |  | Decorative | 4 | 60 | Living Room | 222327 | Living Room | 0.00047324
Floor lamp | Compact Fluorescent |  | Twist | 1 | 15 | Living Room | 222327 | Living Room | 0.00047324
Table | Incandescent |  | Standard A Lamp | 1 | 60 | Living Room | 222327 | Living Room | 0.00047324
Table | Other |  |  | 1 | 11 | Living Room | 222327 | Living Room | 0.00047324
Ceiling Fixture | Compact Fluorescent |  | Twist | 1 | 15 | Living Room | 222327 | Living Room | 0.00047324
Wall Mount | Incandescent |  | Standard A Lamp | 3 | 40 | Bathroom | 222328 | Bathroom | 0.00047324
Ceiling Fan | Incandescent |  | Standard A Lamp | 1 | 60 | Master Bedroom | 222329 | Master Bedroom | 0.00047324
Table | Incandescent |  | Standard A Lamp | 1 | 60 | Master Bedroom | 222329 | Master Bedroom | 0.00047324
Table | Incandescent |  | Decorative | 2 | 15 | Master Bedroom | 222329 | Master Bedroom | 0.00047324
Torchiere | Incandescent |  | 3-Way Incandescent | 1 | 100 | Master Bedroom | 222329 | Master Bedroom | 0.00047324
Ceiling Fan | Incandescent |  | Standard A Lamp | 1 | 60 | Office | 2223210 | Office | 0.00047324
Table | Other |  | LED Interior | 5 | 5 | Office | 2223210 | Office | 0.00047324
Table | Incandescent |  | Standard A Lamp | 1 | 60 | Office | 2223210 | Office | 0.00047324
Ceiling Fixture | Linear Fluorescent | 48 | T-12 | 1 | 40 | Family Room | 2223211 | Family Room | 0.00047324
Table | Incandescent |  | 3-Way Incandescent | 1 | 90 | Family Room | 2223211 | Family Room | 0.00047324
Table | Incandescent |  | Standard A Lamp | 1 | 60 | Family Room | 2223211 | Family Room | 0.00047324
Torchiere | Halogen |  | Quartz Tube | 1 | 150 | Family Room | 2223211 | Family Room | 0.00047324
Ceiling Fixture | Linear Fluorescent | 48 | T-12 | 2 | 40 | Bathroom | 2223212 | Bathroom | 0.00047324
Ceiling Fixture | Compact Fluorescent |  | Circline (Screw Base) | 1 | 22 | Bedroom | 2223213 | Bedroom | 0.00047324
Table | Incandescent |  | Standard A Lamp | 1 | 60 | Bedroom | 2223213 | Bedroom | 0.00047324
Ceiling Fixture | Incandescent |  | Standard A Lamp | 1 | 60 | Other | 2223214 | Other | 0.00047324
Wall Mount | Incandescent |  | Standard A Lamp | 1 | 60 | Hall | 2223215 | Hall | 0.00047324
Ceiling Fixture | Incandescent |  | Standard A Lamp | 2 | 60 | Hall | 2223215 | Hall | 0.00047324
Wall Mount | Incandescent |  | Decorative | 7 | 60 | Bathroom | 222331 | Bathroom | 0.0004784
Ceiling Fixture | Incandescent |  | Standard A Lamp | 2 | 60 | Bedroom | 222332 | Bedroom | 0.0004784
Table | Compact Fluorescent |  | Twist | 1 | 15 | Bedroom | 222332 | Bedroom | 0.0004784
Ceiling Fixture | Compact Fluorescent |  | Twist | 1 | 15 | Bedroom | 222333 | Bedroom | 0.0004784
Table | Compact Fluorescent |  | Twist | 1 | 15 | Bedroom | 222333 | Bedroom | 0.0004784
Ceiling Fixture | Incandescent |  | Standard A Lamp | 1 | 60 | Hall | 222334 | Hall | 0.0004784
Ceiling Fixture | Incandescent |  | Standard A Lamp | 1 | 60 | Hall | 222335 | Hall | 0.0004784
Ceiling Fixture | Incandescent |  | Standard A Lamp | 1 | 60 | Kitchen | 222336 | Kitchen | 0.0004784
Ceiling Fixture | Linear Fluorescent | 48 | T-8 | 2 | 32 | Kitchen | 222336 | Kitchen | 0.0004784
Ceiling Fan | Compact Fluorescent |  | Twist | 3 | 15 | Kitchen | 222336 | Kitchen | 0.0004784
Ceiling Fixture | Incandescent |  | Standard A Lamp | 1 | 60 | Laundry Room | 222337 | Laundry Room | 0.0004784
Ceiling Fixture | Compact Fluorescent |  | Twist | 1 | 15 | Living Room | 222338 | Living Room | 0.0004784
Floor lamp | Compact Fluorescent |  | Twist | 1 | 22 | Living Room | 222338 | Living Room | 0.0004784
Wall Mount | Incandescent |  | Globe | 6 | 60 | Bathroom | 222339 | Bathroom | 0.0004784
Ceiling Fixture | Compact Fluorescent |  | Twist | 1 | 15 | Master Bedroom | 2223310 | Master Bedroom | 0.0004784
Table | Compact Fluorescent |  | Twist | 1 | 7 | Master Bedroom | 2223310 | Master Bedroom | 0.0004784
Ceiling Fixture | Incandescent |  | Standard A Lamp | 1 | 60 | Other | 2223311 | Other | 0.0004784
Table | Incandescent |  | 3-Way Incandescent | 1 | 170 | Living Room | 222401 | Living Room | 0.00094081
Table | Compact Fluorescent |  | Twist | 1 | 28 | Living Room | 222401 | Living Room | 0.00094081
Floor lamp | Linear Fluorescent | 24 | T-8 | 1 | 16 | Living Room | 222401 | Living Room | 0.00094081
Ceiling Fixture | Incandescent |  | Standard A Lamp | 1 | 100 | Hall | 222402 | Hall | 0.00094081
Ceiling Fixture | Linear Fluorescent | 96 | T-12 | 2 | 60 | Family Room | 222403 | Family Room | 0.00094081
Track | Incandescent |  | Reflector | 4 | 65 | Family Room | 222403 | Family Room | 0.00094081
Ceiling Fixture | Incandescent |  | Standard A Lamp | 2 | 100 | Family Room | 222403 | Family Room | 0.00094081
Table | Incandescent |  | Standard A Lamp | 1 | 100 | Closet | 222404 | Closet | 0.00094081
Ceiling Fixture | Linear Fluorescent | 48 | T-8 | 4 | 32 | Office | 222405 | Office | 0.00094081
Table | Incandescent |  | Standard A Lamp | 1 | 100 | Office | 222405 | Office | 0.00094081
Ceiling Fixture | Incandescent |  | Standard A Lamp | 2 | 100 | Laundry Room | 222406 | Laundry Room | 0.00094081
Ceiling Fixture | Incandescent |  | Standard A Lamp | 1 | 100 | Bedroom | 222407 | Bedroom | 0.00094081
Table | Incandescent |  | 3-Way Incandescent | 1 | 90 | Bedroom | 222407 | Bedroom | 0.00094081
Wall Mount | Incandescent |  | Globe | 6 | 100 | Bathroom | 222408 | Bathroom | 0.00094081
Recessed - other | Incandescent |  | Heat Lamp | 2 | 250 | Bathroom | 222408 | Bathroom | 0.00094081
Ceiling Fixture | Incandescent |  | Standard A Lamp | 2 | 100 | Bedroom | 222409 | Bedroom | 0.00094081
Table | Incandescent |  | 3-Way Incandescent | 1 | 90 | Bedroom | 222409 | Bedroom | 0.00094081
Ceiling Fixture | Incandescent |  | Standard A Lamp | 1 | 75 | Closet | 2224010 | Closet | 0.00094081
Table | Incandescent |  | 3-Way Incandescent | 1 | 200 | Living Room | 2224011 | Living Room | 0.00094081
Ceiling Fixture | Linear Fluorescent | 48 | T-8 | 4 | 32 | Kitchen | 2224012 | Kitchen | 0.00094081
Chandelier (Hanging) | Incandescent |  | Standard A Lamp | 2 | 100 | Kitchen | 2224012 | Kitchen | 0.00094081
Ceiling Fixture | Incandescent |  | Standard A Lamp | 1 | 100 | Hall | 2224013 | Hall | 0.00094081
Wall Mount | Incandescent |  | Standard A Lamp | 2 | 100 | Bathroom | 2224014 | Bathroom | 0.00094081
Table | Incandescent |  | 3-Way Incandescent | 1 | 150 | Bedroom | 2224015 | Bedroom | 0.00094081
Ceiling Fixture | Incandescent |  | Standard A Lamp | 2 | 100 | Bedroom | 2224015 | Bedroom | 0.00094081
Chandelier (Hanging) | Incandescent |  | 3-Way Incandescent | 1 | 150 | Bedroom | 2224015 | Bedroom | 0.00094081
Ceiling Fixture | Incandescent |  | Standard A Lamp | 2 | 100 | Bathroom | 2224016 | Bathroom | 0.00094081
Wall Mount | Incandescent |  | Globe | 4 | 100 | Bathroom | 2224016 | Bathroom | 0.00094081
Wall Mount | Incandescent |  | Standard A Lamp | 1 | 100 | Bathroom | 2224016 | Bathroom | 0.00094081
Recessed - other | Incandescent |  | Heat Lamp | 2 | 250 | Bathroom | 2224016 | Bathroom | 0.00094081
Ceiling Fixture | Linear Fluorescent | 48 | T-12 | 2 | 40 | Office | 2224017 | Office | 0.00094081
Table | Compact Fluorescent |  | Twist | 1 | 28 | Office | 2224017 | Office | 0.00094081
Ceiling Fixture | Linear Fluorescent | 48 | T-12 | 2 | 40 | Other | 2224018 | Other | 0.00094081
Wall Mount | Incandescent |  | Standard A Lamp | 4 | 75 | Bathroom | 222451 | Bathroom | 0.0030496
Ceiling Fixture | Incandescent |  | Standard A Lamp | 1 | 75 | Bathroom | 222451 | Bathroom | 0.0030496
Floor lamp | Compact Fluorescent |  | Twist | 1 | 15 | Bedroom | 222452 | Bedroom | 0.0030496
Floor lamp | Compact Fluorescent |  | Reflector | 1 | 7 | Bedroom | 222453 | Bedroom | 0.0030496
Table | Incandescent |  | Standard A Lamp | 1 | 100 | Bedroom | 222453 | Bedroom | 0.0030496
Chandelier (Hanging) | Incandescent |  | Standard A Lamp | 3 | 75 | Dining Room | 222454 | Dining Room | 0.0030496
Ceiling Fixture | Compact Fluorescent |  | Twist | 3 | 15 | Hall | 222455 | Hall | 0.0030496
Ceiling Fixture | Linear Fluorescent | 48 | T-12 | 2 | 40 | Kitchen | 222456 | Kitchen | 0.0030496
Floor lamp | Incandescent |  | Mini base | 3 | 40 | Living Room | 222457 | Living Room | 0.0030496
Table | Incandescent |  | Standard A Lamp | 1 | 100 | Living Room | 222457 | Living Room | 0.0030496
Torchiere | Incandescent |  | Standard A Lamp | 1 | 100 | Master Bedroom | 222458 | Master Bedroom | 0.0030496
Table | Compact Fluorescent |  | Twist | 1 | 22 | Master Bedroom | 222458 | Master Bedroom | 0.0030496
Ceiling Fixture | Compact Fluorescent |  | Twist | 1 | 7 | Closet | 222459 | Closet | 0.0030496
Ceiling Fixture | Incandescent |  | Standard A Lamp | 1 | 75 | Closet | 2224510 | Closet | 0.0030496
Wall Mount | Incandescent |  | Clear | 3 | 60 | Bathroom | 222461 | Bathroom | 0.0004784
Ceiling Fixture | Incandescent |  | Standard A Lamp | 3 | 60 | Bedroom | 222462 | Bedroom | 0.0004784
Table | Incandescent |  | Clear | 1 | 40 | Bedroom | 222462 | Bedroom | 0.0004784
Ceiling Fixture | Incandescent |  | Standard A Lamp | 1 | 60 | Bedroom | 222463 | Bedroom | 0.0004784
Table | Incandescent |  | Standard A Lamp | 1 | 60 | Bedroom | 222463 | Bedroom | 0.0004784
Chandelier (Hanging) | Incandescent |  | Standard A Lamp | 6 | 60 | Dining Room | 222464 | Dining Room | 0.0004784
Ceiling Fixture | Incandescent |  | Standard A Lamp | 3 | 60 | Hall | 222465 | Hall | 0.0004784
Ceiling Fixture | Incandescent |  | Standard A Lamp | 3 | 60 | Kitchen | 222466 | Kitchen | 0.0004784
Recessed Can | Incandescent |  | Reflector | 1 | 65 | Kitchen | 222466 | Kitchen | 0.0004784
Other | Linear Fluorescent | 12 | T-12 | 1 | 16 | Kitchen | 222466 | Kitchen | 0.0004784
Other | Linear Fluorescent | 24 | T-12 | 1 | 20 | Kitchen | 222466 | Kitchen | 0.0004784
Ceiling Fixture | Incandescent |  | Standard A Lamp | 1 | 60 | Laundry Room | 222467 | Laundry Room | 0.0004784
Table | Incandescent |  | Standard A Lamp | 1 | 100 | Living Room | 222468 | Living Room | 0.0004784
Ceiling Fixture | Incandescent |  | Standard A Lamp | 3 | 60 | Master Bedroom | 222469 | Master Bedroom | 0.0004784
Table | Incandescent |  | Standard A Lamp | 1 | 60 | Master Bedroom | 222469 | Master Bedroom | 0.0004784
Other | Linear Fluorescent | 24 | T-12 | 1 | 20 | Master Bedroom | 222469 | Master Bedroom | 0.0004784
Wall Mount | Incandescent |  | Clear | 3 | 40 | Bathroom | 2224610 | Bathroom | 0.0004784
Ceiling Fixture | Incandescent |  | Standard A Lamp | 2 | 60 | Hall | 2224611 | Hall | 0.0004784
Chandelier (Hanging) | Incandescent |  | Mini base | 6 | 60 | Living Room | 222501 | Living Room | 0.00047324
Table | Incandescent |  | 3-Way Incandescent | 1 | 125 | Living Room | 222501 | Living Room | 0.00047324
Ceiling Fixture | Linear Fluorescent | 48 | T-12 | 2 | 40 | Laundry Room | 222502 | Laundry Room | 0.00047324
Wall Mount | Incandescent |  | Standard A Lamp | 3 | 60 | Bathroom | 222503 | Bathroom | 0.00047324
Ceiling Fixture | Incandescent |  | Standard A Lamp | 2 | 60 | Bathroom | 222503 | Bathroom | 0.00047324
Ceiling Fixture | Linear Fluorescent | 48 | T-12 | 2 | 40 | Kitchen | 222504 | Kitchen | 0.00047324
Track | Incandescent |  | Standard A Lamp | 1 | 60 | Bedroom | 222505 | Bedroom | 0.00047324
Wall Mount | Incandescent |  | Standard A Lamp | 1 | 60 | Bedroom | 222506 | Bedroom | 0.00047324
Wall Mount | Compact Fluorescent |  | Twist | 1 | 15 | Bathroom | 222731 | Bathroom | 0.00047324
Ceiling Fixture | Compact Fluorescent |  | Twist | 2 | 15 | Bedroom | 222732 | Bedroom | 0.00047324
Ceiling Fixture | Compact Fluorescent |  | Twist | 2 | 15 | Bedroom | 222733 | Bedroom | 0.00047324
Table | Compact Fluorescent |  | Pin base | 1 | 15 | Bedroom | 222733 | Bedroom | 0.00047324
Ceiling Fixture | Compact Fluorescent |  | Twist | 2 | 15 | Bedroom | 222734 | Bedroom | 0.00047324
Ceiling Fixture | Compact Fluorescent |  | Twist | 1 | 15 | Garage | 222735 | Garage | 0.00047324
Ceiling Fixture | Compact Fluorescent |  | Twist | 1 | 15 | Hall | 222736 | Hall | 0.00047324
Ceiling Fixture | Incandescent |  | Standard A Lamp | 1 | 60 | Kitchen | 222737 | Kitchen | 0.00047324
Floor lamp | Halogen |  | Quartz Tube | 1 | 50 | Living Room | 222738 | Living Room | 0.00047324
Ceiling Fixture | Compact Fluorescent |  | Twist | 2 | 15 | Living Room | 222738 | Living Room | 0.00047324
Ceiling Fixture | Compact Fluorescent |  | Twist | 1 | 15 | Other | 222739 | Other | 0.00047324
Ceiling Fixture | Compact Fluorescent |  | Twist | 3 | 15 | Other | 222802 | Other | 0.0030496
Ceiling Fixture | Compact Fluorescent |  | Twist | 1 | 15 | Bathroom | 222803 | Bathroom | 0.0030496
Ceiling Fixture | Incandescent |  | Reflector | 1 | 60 | Bathroom | 222803 | Bathroom | 0.0030496
Track | Halogen |  | MR | 2 | 25 | Bathroom | 222803 | Bathroom | 0.0030496
Track | Incandescent |  | Reflector | 2 | 65 | Bedroom | 222804 | Bedroom | 0.0030496
Track | Incandescent |  | Reflector | 3 | 65 | Bedroom | 222804 | Bedroom | 0.0030496
Wall Mount | Incandescent |  | Standard A Lamp | 1 | 60 | Bedroom | 222804 | Bedroom | 0.0030496
Ceiling Fixture | Linear Fluorescent | 48 | T-12 | 1 | 40 | Other | 222805 | Other | 0.0030496
Wall Mount | Halogen |  | Quartz Tube | 2 | 150 | Kitchen | 222806 | Kitchen | 0.0030496
Track | Halogen |  | MR | 5 | 30 | Kitchen | 222806 | Kitchen | 0.0030496
Track | Halogen |  | MR | 2 | 30 | Kitchen | 222806 | Kitchen | 0.0030496
Wall Mount | Incandescent |  | Standard A Lamp | 2 | 75 | Kitchen | 222806 | Kitchen | 0.0030496
Ceiling Fixture | Compact Fluorescent |  | Twist | 2 | 15 | Laundry Room | 222807 | Laundry Room | 0.0030496
Ceiling Fixture | Incandescent |  | Reflector | 1 | 65 | Laundry Room | 222807 | Laundry Room | 0.0030496
Ceiling Fixture | Compact Fluorescent |  | Twist | 1 | 15 | Laundry Room | 222807 | Laundry Room | 0.0030496
Track | Halogen |  | MR | 2 | 30 | Living Room | 222808 | Living Room | 0.0030496
Track | Halogen |  | MR | 2 | 30 | Office | 222809 | Office | 0.0030496
Ceiling Fixture | Halogen |  | Quartz Tube | 2 | 100 | Office | 2228010 | Office | 0.0030496
Ceiling Fixture | Halogen |  | Quartz Tube | 1 | 500 | Other | 2228011 | Other | 0.0030496
Wall Mount | Incandescent |  | Standard A Lamp | 3 | 60 | Bathroom | 222841 | Bathroom | 0.00028447
Ceiling Fixture | Incandescent |  | Standard A Lamp | 1 | 60 | Bathroom | 222841 | Bathroom | 0.00028447
Ceiling Fixture | Incandescent |  | Standard A Lamp | 2 | 60 | Bedroom | 222842 | Bedroom | 0.00028447
Ceiling Fixture | Incandescent |  | Standard A Lamp | 2 | 60 | Hall | 222843 | Hall | 0.00028447
Ceiling Fan | Incandescent |  | Mini base | 3 | 40 | Family Room | 222844 | Family Room | 0.00028447
Table | Compact Fluorescent |  | Twist | 1 | 10 | Family Room | 222844 | Family Room | 0.00028447
Ceiling Fixture | Incandescent |  | Standard A Lamp | 2 | 60 | Hall | 222845 | Hall | 0.00028447
Chandelier (Hanging) | Incandescent |  | Decorative | 3 | 60 | Kitchen | 222846 | Kitchen | 0.00028447
Chandelier (Hanging) | Incandescent |  | Standard A Lamp | 1 | 75 | Kitchen | 222846 | Kitchen | 0.00028447
Ceiling Fixture | Incandescent |  | Decorative | 2 | 60 | Kitchen | 222846 | Kitchen | 0.00028447
Floor lamp | Incandescent |  | Other | 3 | 25 | Kitchen | 222846 | Kitchen | 0.00028447
Architectural | Incandescent |  | Other | 1 | 25 | Kitchen | 222846 | Kitchen | 0.00028447
Ceiling Fixture | Incandescent |  | Standard A Lamp | 2 | 60 | Laundry Room | 222847 | Laundry Room | 0.00028447
Ceiling Fan | Incandescent |  | Mini base | 3 | 40 | Living Room | 222848 | Living Room | 0.00028447
Table | Incandescent |  | Mini base | 1 | 25 | Living Room | 222848 | Living Room | 0.00028447
Floor lamp | Incandescent |  | Standard A Lamp | 1 | 40 | Living Room | 222848 | Living Room | 0.00028447
Wall Mount | Incandescent |  | Standard A Lamp | 3 | 60 | Bathroom | 222849 | Bathroom | 0.00028447
Ceiling Fixture | Incandescent |  | Standard A Lamp | 1 | 60 | Bathroom | 222849 | Bathroom | 0.00028447
Ceiling Fan | Incandescent |  | Mini base | 3 | 40 | Master Bedroom | 2228410 | Master Bedroom | 0.00028447
Table | Incandescent |  | Mini base | 1 | 25 | Master Bedroom | 2228410 | Master Bedroom | 0.00028447
Ceiling Fixture | Incandescent |  | Standard A Lamp | 2 | 60 | Closet | 2228411 | Closet | 0.00028447
Ceiling Fixture | Incandescent |  | Standard A Lamp | 2 | 60 | Office | 2228412 | Office | 0.00028447
Ceiling Fixture | Incandescent |  | Standard A Lamp | 1 | 60 | Other | 2228413 | Other | 0.00028447
Wall Mount | Incandescent |  | Standard A Lamp | 5 | 60 | Bathroom | 222881 | Bathroom | 0.0005169
Ceiling Fixture | Incandescent |  | Standard A Lamp | 1 | 60 | Bathroom | 222881 | Bathroom | 0.0005169
Ceiling Fixture | Incandescent |  | Standard A Lamp | 2 | 60 | Bathroom | 222882 | Bathroom | 0.0005169
Recessed Can | Incandescent |  | Reflector | 1 | 65 | Bathroom | 222882 | Bathroom | 0.0005169
Ceiling Fixture | Incandescent |  | Standard A Lamp | 5 | 60 | Bathroom | 222882 | Bathroom | 0.0005169
Ceiling Fixture | Incandescent |  | Standard A Lamp | 1 | 60 | Bedroom | 222883 | Bedroom | 0.0005169
Table | Incandescent |  | Standard A Lamp | 1 | 40 | Bedroom | 222883 | Bedroom | 0.0005169
Table | Incandescent |  | Standard A Lamp | 1 | 40 | Bedroom | 222884 | Bedroom | 0.0005169
Ceiling Fixture | Incandescent |  | Standard A Lamp | 1 | 60 | Bedroom | 222884 | Bedroom | 0.0005169
Ceiling Fixture | Incandescent |  | Standard A Lamp | 1 | 60 | Closet | 222885 | Closet | 0.0005169
Ceiling Fixture | Incandescent |  | Standard A Lamp | 1 | 60 | Other | 222886 | Other | 0.0005169
Recessed Can | Incandescent |  | Reflector | 1 | 60 | Other | 222886 | Other | 0.0005169
Floor lamp | Incandescent |  | Standard A Lamp | 3 | 40 | Other | 222886 | Other | 0.0005169
Garage door opener | Incandescent |  | Standard A Lamp | 2 | 60 | Garage | 222887 | Garage | 0.0005169
Ceiling Fixture | Incandescent |  | Standard A Lamp | 1 | 60 | Garage | 222887 | Garage | 0.0005169
Ceiling Fixture | Linear Fluorescent | 48 | T-12 | 2 | 40 | Garage | 222887 | Garage | 0.0005169
Wall Mount | Incandescent |  | Standard A Lamp | 1 | 60 | Hall | 222888 | Hall | 0.0005169
Ceiling Fixture | Incandescent |  | Standard A Lamp | 2 | 40 | Hall | 222888 | Hall | 0.0005169
Ceiling Fixture | Incandescent |  | Standard A Lamp | 1 | 60 | Hall | 222888 | Hall | 0.0005169
Ceiling Fixture | Incandescent |  | Reflector | 1 | 60 | Hall | 222888 | Hall | 0.0005169
Recessed - other | Linear Fluorescent | 24 | T-5 | 1 | 16 | Kitchen | 222889 | Kitchen | 0.0005169
Chandelier (Hanging) | Incandescent |  | Standard A Lamp | 4 | 60 | Kitchen | 222889 | Kitchen | 0.0005169
Recessed Can | Incandescent |  | Reflector | 1 | 65 | Kitchen | 222889 | Kitchen | 0.0005169
Ceiling Fixture | Incandescent |  | Standard A Lamp | 1 | 60 | Laundry Room | 2228810 | Laundry Room | 0.0005169
Ceiling Fixture | Incandescent |  | Standard A Lamp | 1 | 60 | Living Room | 2228811 | Living Room | 0.0005169
Table | Compact Fluorescent |  | Twist | 3 | 15 | Living Room | 2228811 | Living Room | 0.0005169
Ceiling Fan | Incandescent |  | Standard A Lamp | 1 | 60 | Living Room | 2228811 | Living Room | 0.0005169
Ceiling Fixture | Incandescent |  | Standard A Lamp | 2 | 60 | Office | 2228812 | Office | 0.0005169
Recessed Can | Incandescent |  | Reflector | 1 | 65 | Office | 2228812 | Office | 0.0005169
Table | Incandescent |  | Standard A Lamp | 1 | 60 | Office | 2228812 | Office | 0.0005169
Ceiling Fixture | Incandescent |  | Standard A Lamp | 2 | 60 | Other | 2228813 | Other | 0.0005169
Ceiling Fixture | Linear Fluorescent | 48 | T-12 | 1 | 40 | Bathroom | 222891 | Bathroom | 0.0010836
Ceiling Fixture | Compact Fluorescent |  | Twist | 2 | 15 | Bathroom | 222891 | Bathroom | 0.0010836
Ceiling Fixture | Compact Fluorescent |  | Twist | 2 | 15 | Bedroom | 222892 | Bedroom | 0.0010836
Table | Compact Fluorescent |  | Twist | 1 | 15 | Bedroom | 222892 | Bedroom | 0.0010836
Table | Incandescent |  | Mini base | 1 | 7 | Bedroom | 222892 | Bedroom | 0.0010836
Ceiling Fixture | Linear Fluorescent | 48 | T-12 | 2 | 40 | Dining Room | 222893 | Dining Room | 0.0010836
Ceiling Fan | Compact Fluorescent |  | Twist | 1 | 15 | Family Room | 222894 | Family Room | 0.0010836
Wall Mount | Compact Fluorescent |  | 3-Way CFL | 1 | 32 | Family Room | 222894 | Family Room | 0.0010836
Table | Compact Fluorescent |  | Twist | 1 | 32 | Family Room | 222894 | Family Room | 0.0010836
Table | Compact Fluorescent |  | Pin base | 1 | 13 | Family Room | 222894 | Family Room | 0.0010836
Ceiling Fixture | Linear Fluorescent | 48 | T-12 | 2 | 40 | Garage | 222895 | Garage | 0.0010836
Wall Mount | Compact Fluorescent |  | Twist | 1 | 15 | Bathroom | 222896 | Bathroom | 0.0010836
Ceiling Fixture | Compact Fluorescent |  | Twist | 1 | 15 | Hall | 222897 | Hall | 0.0010836
Ceiling Fixture | Linear Fluorescent | 48 | T-12 | 2 | 40 | Kitchen | 222898 | Kitchen | 0.0010836
Recessed Can | Compact Fluorescent |  | Twist | 1 | 15 | Kitchen | 222898 | Kitchen | 0.0010836
Other | Halogen |  | Other | 1 | 40 | Kitchen | 222898 | Kitchen | 0.0010836
Other | Incandescent |  | Other | 1 | 40 | Kitchen | 222898 | Kitchen | 0.0010836
Chandelier (Hanging) | Compact Fluorescent |  | Twist | 2 | 15 | Laundry Room | 222899 | Laundry Room | 0.0010836
Torchiere | Compact Fluorescent |  | 3-Way CFL | 1 | 28 | Laundry Room | 2228910 | Laundry Room | 0.0010836
Torchiere | Compact Fluorescent |  | Circline (Screw Base) | 1 | 22 | Laundry Room | 2228910 | Laundry Room | 0.0010836
Floor lamp | Compact Fluorescent |  | Pin base | 1 | 27 | Laundry Room | 2228910 | Laundry Room | 0.0010836
Ceiling Fan | Compact Fluorescent |  | Twist | 3 | 23 | Master Bedroom | 2228911 | Master Bedroom | 0.0010836
Table | Halogen |  | Other | 1 | 20 | Master Bedroom | 2228911 | Master Bedroom | 0.0010836
Table | Compact Fluorescent |  | Pin base | 1 | 13 | Master Bedroom | 2228911 | Master Bedroom | 0.0010836
Ceiling Fixture | Compact Fluorescent |  | Twist | 1 | 15 | Office | 2228912 | Office | 0.0010836
Table | Compact Fluorescent |  | Pin base | 1 | 27 | Office | 2228912 | Office | 0.0010836
Table | Incandescent |  | Standard A Lamp | 1 | 60 | Living Room | 222911 | Living Room | 0.00029634
Floor lamp | Compact Fluorescent |  | 3-Way CFL | 1 | 22 | Living Room | 222911 | Living Room | 0.00029634
Chandelier (Hanging) | Incandescent |  | Decorative | 5 | 60 | Living Room | 222911 | Living Room | 0.00029634
Ceiling Fixture | Incandescent |  | Standard A Lamp | 1 | 40 | Living Room | 222911 | Living Room | 0.00029634
Wall Mount | Incandescent |  | Globe | 5 | 60 | Bathroom | 222912 | Bathroom | 0.00029634
Ceiling Fixture | Incandescent |  | Standard A Lamp | 1 | 60 | Garage | 222913 | Garage | 0.00029634
Garage door opener | Incandescent |  | Standard A Lamp | 1 | 40 | Garage | 222913 | Garage | 0.00029634
Ceiling Fixture | Linear Fluorescent | 48 | T-8 | 4 | 32 | Kitchen | 222914 | Kitchen | 0.00029634
Ceiling Fixture | Compact Fluorescent |  | Flood | 1 | 15 | Kitchen | 222914 | Kitchen | 0.00029634
Architectural | Incandescent |  | Mini base | 1 | 40 | Kitchen | 222914 | Kitchen | 0.00029634
Ceiling Fixture | Incandescent |  | Standard A Lamp | 2 | 60 | Office | 222915 | Office | 0.00029634
Table | Incandescent |  | Standard A Lamp | 1 | 60 | Office | 222915 | Office | 0.00029634
Table | Compact Fluorescent |  | Twist | 1 | 22 | Office | 222915 | Office | 0.00029634
Ceiling Fixture | Compact Fluorescent |  | Twist | 1 | 22 | Hall | 222916 | Hall | 0.00029634
Ceiling Fixture | Incandescent |  | Standard A Lamp | 1 | 40 | Laundry Room | 222917 | Laundry Room | 0.00029634
Ceiling Fixture | Incandescent |  | Standard A Lamp | 2 | 60 | Bedroom | 222918 | Bedroom | 0.00029634
Table | Incandescent |  | Mini base | 3 | 25 | Bedroom | 222918 | Bedroom | 0.00029634
Table | Incandescent |  | Standard A Lamp | 1 | 60 | Bedroom | 222918 | Bedroom | 0.00029634
Ceiling Fixture | Incandescent |  | Standard A Lamp | 3 | 40 | Master Bedroom | 222919 | Master Bedroom | 0.00029634
Table | Compact Fluorescent |  | Twist | 1 | 15 | Master Bedroom | 222919 | Master Bedroom | 0.00029634
Ceiling Fixture | Incandescent |  | Standard A Lamp | 1 | 40 | Closet | 2229110 | Closet | 0.00029634
Wall Mount | Incandescent |  | Globe | 5 | 60 | Bathroom | 2229111 | Bathroom | 0.00029634
Ceiling Fixture | Incandescent |  | Standard A Lamp | 1 | 60 | Other | 222931 | Other | 0.0004784
Ceiling Fixture | Incandescent |  | Clear | 1 | 40 | Other | 222931 | Other | 0.0004784
Wall Mount | Compact Fluorescent |  | Twist | 3 | 15 | Bathroom | 222932 | Bathroom | 0.0004784
Ceiling Fixture | Compact Fluorescent |  | Twist | 2 | 15 | Bathroom | 222933 | Bathroom | 0.0004784
Ceiling Fixture | Halogen |  | Other | 3 | 50 | Bedroom | 222934 | Bedroom | 0.0004784
Ceiling Fan | Compact Fluorescent |  | Twist | 1 | 15 | Bedroom | 222935 | Bedroom | 0.0004784
Ceiling Fixture | Compact Fluorescent |  | Twist | 2 | 15 | Other | 222936 | Other | 0.0004784
Ceiling Fixture | Linear Fluorescent | 40 | T-8 | 4 | 20 | Kitchen | 222937 | Kitchen | 0.0004784
Ceiling Fixture | Compact Fluorescent |  | Twist | 5 | 15 | Living Room | 222938 | Living Room | 0.0004784
Floor lamp | Compact Fluorescent |  | Twist | 3 | 15 | Living Room | 222938 | Living Room | 0.0004784
Table | Compact Fluorescent |  | Twist | 1 | 15 | Living Room | 222938 | Living Room | 0.0004784
Ceiling Fixture | Incandescent |  | Standard A Lamp | 4 | 60 | Living Room | 222938 | Living Room | 0.0004784
Ceiling Fan | Compact Fluorescent |  | Twist | 3 | 15 | Closet | 222939 | Closet | 0.0004784
Wall Mount | Halogen |  | Other | 1 | 50 | Closet | 222939 | Closet | 0.0004784
Ceiling Fixture | Compact Fluorescent |  | Twist | 2 | 15 | Hall | 2229310 | Hall | 0.0004784
Ceiling Fixture | Incandescent |  | Decorative | 5 | 40 | Family Room | 2229311 | Family Room | 0.0004784
Wall Mount | Compact Fluorescent |  | Decorative | 2 | 7 | Family Room | 2229311 | Family Room | 0.0004784
Ceiling Fixture | Compact Fluorescent |  | Twist | 1 | 15 | Other | 222951 | Other | 0.0004784
Wall Mount | Halogen |  | PAR | 1 | 50 | Other | 222951 | Other | 0.0004784
Ceiling Fixture | Linear Fluorescent | 48 | T-12 | 2 | 40 | Other | 222951 | Other | 0.0004784
Wall Mount | Incandescent |  | Globe | 3 | 60 | Bathroom | 222952 | Bathroom | 0.0004784
Ceiling Fixture | Incandescent |  | Standard A Lamp | 2 | 60 | Bathroom | 222952 | Bathroom | 0.0004784
Wall Mount | Incandescent |  | Globe | 5 | 60 | Bathroom | 222953 | Bathroom | 0.0004784
Ceiling Fan | Incandescent |  | Standard A Lamp | 3 | 60 | Bedroom | 222954 | Bedroom | 0.0004784
Ceiling Fan | Incandescent |  | Decorative | 3 | 40 | Bedroom | 222955 | Bedroom | 0.0004784
Ceiling Fixture | Incandescent |  | Standard A Lamp | 1 | 60 | Hall | 222956 | Hall | 0.0004784
Ceiling Fixture | Compact Fluorescent |  | Twist | 3 | 15 | Kitchen | 222957 | Kitchen | 0.0004784
Ceiling Fixture | Compact Fluorescent |  | Twist | 2 | 15 | Kitchen | 222957 | Kitchen | 0.0004784
Ceiling Fan | Incandescent |  | Standard A Lamp | 4 | 40 | Living Room | 222958 | Living Room | 0.0004784
Floor lamp | Incandescent |  | Standard A Lamp | 2 | 60 | Living Room | 222958 | Living Room | 0.0004784
Table | Incandescent |  | Standard A Lamp | 1 | 40 | Living Room | 222958 | Living Room | 0.0004784
Wall Mount | Incandescent |  | Globe | 6 | 60 | Bathroom | 223021 | Bathroom | 0.00040077
Ceiling Fixture | Compact Fluorescent |  | Twist | 1 | 15 | Bathroom | 223021 | Bathroom | 0.00040077
Ceiling Fixture | Compact Fluorescent |  | Twist | 2 | 22 | Bedroom | 223022 | Bedroom | 0.00040077
Chandelier (Hanging) | Compact Fluorescent |  | Twist | 1 | 22 | Bedroom | 223022 | Bedroom | 0.00040077
Recessed Can | Compact Fluorescent |  | Reflector | 1 | 28 | Dining Room | 223023 | Dining Room | 0.00040077
Table | Compact Fluorescent |  | Twist | 1 | 22 | Dining Room | 223023 | Dining Room | 0.00040077
Table | Compact Fluorescent |  | Twist | 1 | 22 | Family Room | 223024 | Family Room | 0.00040077
Recessed Can | Compact Fluorescent |  | Reflector | 1 | 28 | Family Room | 223024 | Family Room | 0.00040077
Ceiling Fixture | Compact Fluorescent |  | Twist | 1 | 15 | Hall | 223025 | Hall | 0.00040077
Recessed Can | Compact Fluorescent |  | Reflector | 1 | 28 | Living Room | 223026 | Living Room | 0.00040077
Table | Compact Fluorescent |  | Twist | 1 | 28 | Living Room | 223026 | Living Room | 0.00040077
Wall Mount | Incandescent |  | Globe | 8 | 65 | Bathroom | 223027 | Bathroom | 0.00040077
Ceiling Fixture | Compact Fluorescent |  | Twist | 2 | 22 | Master Bedroom | 223028 | Master Bedroom | 0.00040077
Floor lamp | Compact Fluorescent |  | Twist | 2 | 22 | Master Bedroom | 223028 | Master Bedroom | 0.00040077
Ceiling Fixture | Compact Fluorescent |  | Twist | 1 | 22 | Closet | 223029 | Closet | 0.00040077
Recessed Can | Incandescent |  | Reflector | 1 | 65 | Kitchen | 2230210 | Kitchen | 0.00040077
High bay | Linear Fluorescent | 24 | T-5 | 1 | 16 | Kitchen | 2230210 | Kitchen | 0.00040077
High bay | Compact Fluorescent |  | Twist | 1 | 28 | Kitchen | 2230210 | Kitchen | 0.00040077
Ceiling Fixture | Compact Fluorescent |  | Twist | 2 | 22 | Bedroom | 2230211 | Bedroom | 0.00040077
Wall Mount | Incandescent |  | Clear | 1 | 75 | Bedroom | 2230211 | Bedroom | 0.00040077
Ceiling Fixture | Linear Fluorescent | 48 | T-12 | 2 | 40 | Laundry Room | 2230212 | Laundry Room | 0.00040077
Ceiling Fixture | Incandescent |  | Heat Lamp | 1 | 150 | Bathroom | 223061 | Bathroom | 0.00052955
Table | Incandescent |  | Standard A Lamp | 1 | 60 | Bedroom | 223062 | Bedroom | 0.00052955
Torchiere | Incandescent |  | 3-Way Incandescent | 1 | 125 | Bedroom | 223062 | Bedroom | 0.00052955
Ceiling Fixture | Incandescent |  | Standard A Lamp | 1 | 60 | Bathroom | 223063 | Bathroom | 0.00052955
Wall Mount | Incandescent |  | Standard A Lamp | 1 | 75 | Bathroom | 223063 | Bathroom | 0.00052955
Ceiling Fixture | Incandescent |  | Standard A Lamp | 1 | 60 | Bedroom | 223064 | Bedroom | 0.00052955
Table | Incandescent |  | Standard A Lamp | 1 | 100 | Bedroom | 223064 | Bedroom | 0.00052955
Ceiling Fixture | Incandescent |  | Standard A Lamp | 2 | 60 | Bedroom | 223065 | Bedroom | 0.00052955
Ceiling Fixture | Compact Fluorescent |  | Twist | 1 | 28 | Other | 223066 | Other | 0.00052955
Ceiling Fixture | Compact Fluorescent |  | A shape bulb | 1 | 15 | Garage | 223067 | Garage | 0.00052955
Garage door opener | Incandescent |  | Standard A Lamp | 1 | 65 | Garage | 223067 | Garage | 0.00052955
Ceiling Fixture | Incandescent |  | Standard A Lamp | 1 | 60 | Hall | 223068 | Hall | 0.00052955
Chandelier (Hanging) | Compact Fluorescent |  | Decorative | 12 | 7 | Kitchen | 223069 | Kitchen | 0.00052955
Ceiling Fixture | Linear Fluorescent | 48 | T-8 | 2 | 32 | Kitchen | 223069 | Kitchen | 0.00052955
Ceiling Fixture | Compact Fluorescent |  | Twist | 1 | 22 | Laundry Room | 2230610 | Laundry Room | 0.00052955
Chandelier (Hanging) | Incandescent |  | Standard A Lamp | 1 | 100 | Living Room | 2230611 | Living Room | 0.00052955
Torchiere | Incandescent |  | 3-Way Incandescent | 1 | 75 | Living Room | 2230611 | Living Room | 0.00052955
Chandelier (Hanging) | Incandescent |  | Standard A Lamp | 3 | 60 | Living Room | 2230611 | Living Room | 0.00052955
Ceiling Fixture | Linear Fluorescent | 60 | T-8 | 2 | 40 | Office | 2230612 | Office | 0.00052955
Table | Incandescent |  | Standard A Lamp | 1 | 60 | Office | 2230612 | Office | 0.00052955
Ceiling Fixture | Incandescent |  | Standard A Lamp | 2 | 60 | Hall | 2230613 | Hall | 0.00052955
Recessed Can | Incandescent |  | Reflector | 1 | 65 | Living Room | 223121 | Living Room | 0.00094081
Chandelier (Hanging) | Compact Fluorescent |  | Twist | 3 | 22 | Living Room | 223121 | Living Room | 0.00094081
Chandelier (Hanging) | Incandescent |  | Decorative | 3 | 60 | Living Room | 223121 | Living Room | 0.00094081
Chandelier (Hanging) | Incandescent |  | Decorative | 5 | 60 | Living Room | 223121 | Living Room | 0.00094081
Table | Incandescent |  | Clear | 1 | 40 | Living Room | 223121 | Living Room | 0.00094081
Recessed Can | Incandescent |  | Reflector | 1 | 65 | Master Bedroom | 223122 | Master Bedroom | 0.00094081
Ceiling Fan | Incandescent |  | Standard A Lamp | 2 | 40 | Master Bedroom | 223122 | Master Bedroom | 0.00094081
Chandelier (Hanging) | Compact Fluorescent |  | Twist | 1 | 15 | Master Bedroom | 223122 | Master Bedroom | 0.00094081
Ceiling Fixture | Linear Fluorescent | 48 | T-8 | 2 | 32 | Office | 223123 | Office | 0.00094081
Recessed Can | Incandescent |  | Reflector | 1 | 65 | Bathroom | 223124 | Bathroom | 0.00094081
Ceiling Fixture | Incandescent |  | Standard A Lamp | 1 | 60 | Bathroom | 223124 | Bathroom | 0.00094081
Wall Mount | Compact Fluorescent |  | Twist | 3 | 22 | Bathroom | 223124 | Bathroom | 0.00094081
Wall Mount | Incandescent |  | Globe | 4 | 60 | Bathroom | 223124 | Bathroom | 0.00094081
Ceiling Fixture | Compact Fluorescent |  | Pin base | 2 | 28 | Closet | 223125 | Closet | 0.00094081
Ceiling Fixture | Compact Fluorescent |  | Twist | 3 | 15 | Laundry Room | 223126 | Laundry Room | 0.00094081
Ceiling Fixture | Linear Fluorescent | 48 | T-12 | 2 | 40 | Other | 223127 | Other | 0.00094081
Other | Halogen |  | Quartz Tube | 1 | 150 | Other | 223127 | Other | 0.00094081
Table | Incandescent |  | Standard A Lamp | 1 | 100 | Other | 223127 | Other | 0.00094081
Ceiling Fixture | Linear Fluorescent | 48 | T-8 | 2 | 32 | Other | 223128 | Other | 0.00094081
Wall Mount | Incandescent |  | Standard A Lamp | 3 | 60 | Bathroom | 223129 | Bathroom | 0.00094081
Recessed Can | Incandescent |  | Reflector | 1 | 60 | Kitchen | 2231210 | Kitchen | 0.00094081
Architectural | Linear Fluorescent | 24 | T-12 | 1 | 20 | Kitchen | 2231210 | Kitchen | 0.00094081
Ceiling Fan | Incandescent |  | Decorative | 4 | 60 | Dining Room | 2231211 | Dining Room | 0.00094081
Recessed Can | Incandescent |  | Reflector | 1 | 65 | Living Room | 2231212 | Living Room | 0.00094081
Chandelier (Hanging) | Incandescent |  | Decorative | 1 | 40 | Living Room | 2231212 | Living Room | 0.00094081
Floor lamp | Incandescent |  | Standard A Lamp | 1 | 100 | Living Room | 2231212 | Living Room | 0.00094081
Table | Incandescent |  | Decorative | 1 | 40 | Living Room | 2231212 | Living Room | 0.00094081
Recessed Can | Incandescent |  | Reflector | 1 | 65 | Hall | 2231213 | Hall | 0.00094081
Table | Incandescent |  | Standard A Lamp | 1 | 60 | Bedroom | 2231214 | Bedroom | 0.00094081
Ceiling Fan | Incandescent |  | Decorative | 3 | 60 | Bedroom | 2231215 | Bedroom | 0.00094081
Table | Incandescent |  | Standard A Lamp | 1 | 75 | Bedroom | 2231215 | Bedroom | 0.00094081
Table | Incandescent |  | Decorative | 1 | 40 | Bedroom | 2231215 | Bedroom | 0.00094081
Wall Mount | Compact Fluorescent |  | Twist | 3 | 22 | Bathroom | 2231216 | Bathroom | 0.00094081
Ceiling Fixture | Incandescent |  | Standard A Lamp | 2 | 40 | Bathroom | 2231216 | Bathroom | 0.00094081
Wall Mount | Compact Fluorescent |  | Globe | 3 | 15 | Bathroom | 223191 | Bathroom | 0.00094081
Other | Incandescent |  | Standard A Lamp | 1 | 25 | Bathroom | 223191 | Bathroom | 0.00094081
Ceiling Fan | Compact Fluorescent |  | Twist | 1 | 22 | Bedroom | 223192 | Bedroom | 0.00094081
Ceiling Fan | Compact Fluorescent |  | Twist | 1 | 15 | Bedroom | 223193 | Bedroom | 0.00094081
Table | Compact Fluorescent |  | Twist | 1 | 15 | Bedroom | 223193 | Bedroom | 0.00094081
Ceiling Fixture | Linear Fluorescent | 48 | T-8 | 2 | 32 | Bedroom | 223194 | Bedroom | 0.00094081
Table | Incandescent |  | Standard A Lamp | 1 | 60 | Bedroom | 223194 | Bedroom | 0.00094081
Ceiling Fixture | Compact Fluorescent |  | Twist | 2 | 15 | Bedroom | 223195 | Bedroom | 0.00094081
Table | Compact Fluorescent |  | Twist | 1 | 15 | Bedroom | 223195 | Bedroom | 0.00094081
Torchiere | Halogen |  | Quartz Tube | 1 | 30 | Bedroom | 223195 | Bedroom | 0.00094081
Ceiling Fixture | Incandescent |  | Standard A Lamp | 2 | 60 | Bedroom | 223196 | Bedroom | 0.00094081
Ceiling Fan | Compact Fluorescent |  | Twist | 3 | 15 | Family Room | 223197 | Family Room | 0.00094081
Track | Compact Fluorescent |  | Twist | 1 | 22 | Garage | 223198 | Garage | 0.00094081
Ceiling Fixture | Incandescent |  | Standard A Lamp | 2 | 60 | Garage | 223198 | Garage | 0.00094081
Garage door opener | Incandescent |  | Standard A Lamp | 1 | 60 | Garage | 223198 | Garage | 0.00094081
Ceiling Fixture | Linear Fluorescent | 48 | T-12 | 2 | 40 | Garage | 223198 | Garage | 0.00094081
Ceiling Fixture | Compact Fluorescent |  | Twist | 1 | 15 | Hall | 223199 | Hall | 0.00094081
Ceiling Fan | Compact Fluorescent |  | Twist | 5 | 15 | Kitchen | 2231910 | Kitchen | 0.00094081
Ceiling Fixture | Linear Fluorescent | 48 | T-8 | 4 | 32 | Kitchen | 2231910 | Kitchen | 0.00094081
Recessed Can | Compact Fluorescent |  | Reflector | 1 | 15 | Kitchen | 2231910 | Kitchen | 0.00094081
Ceiling Fixture | Incandescent |  | Standard A Lamp | 1 | 60 | Laundry Room | 2231911 | Laundry Room | 0.00094081
Ceiling Fixture | Linear Fluorescent | 48 | T-12 | 2 | 40 | Laundry Room | 2231911 | Laundry Room | 0.00094081
Recessed Can | Compact Fluorescent |  | Reflector | 1 | 15 | Laundry Room | 2231911 | Laundry Room | 0.00094081
Ceiling Fixture | Compact Fluorescent |  | Twist | 5 | 15 | Living Room | 2231912 | Living Room | 0.00094081
Floor lamp | Compact Fluorescent |  | Twist | 3 | 15 | Living Room | 2231912 | Living Room | 0.00094081
Wall Mount | Incandescent |  | Globe | 4 | 40 | Bathroom | 2231913 | Bathroom | 0.00094081
Ceiling Fixture | Compact Fluorescent |  | Twist | 1 | 15 | Garage | 2231914 | Garage | 0.00094081
Wall Mount | Incandescent |  | Standard A Lamp | 2 | 60 | Bathroom | 223221 | Bathroom | 0.00040077
Wall Mount | Incandescent |  | Standard A Lamp | 4 | 60 | Bathroom | 223222 | Bathroom | 0.00040077
Recessed Can | Incandescent |  | Reflector | 1 | 65 | Bathroom | 223222 | Bathroom | 0.00040077
Ceiling Fixture | Incandescent |  | Standard A Lamp | 2 | 60 | Bathroom | 223222 | Bathroom | 0.00040077
Ceiling Fixture | Incandescent |  | Standard A Lamp | 3 | 60 | Bedroom | 223223 | Bedroom | 0.00040077
Ceiling Fixture | Incandescent |  | Standard A Lamp | 3 | 60 | Bedroom | 223224 | Bedroom | 0.00040077
Floor lamp | Incandescent |  | Standard A Lamp | 1 | 60 | Bedroom | 223224 | Bedroom | 0.00040077
Ceiling Fan | Incandescent |  | Standard A Lamp | 2 | 60 | Closet | 223225 | Closet | 0.00040077
Ceiling Fixture | Incandescent |  | Standard A Lamp | 2 | 60 | Closet | 223226 | Closet | 0.00040077
Chandelier (Hanging) | Incandescent |  | Mini base | 7 | 40 | Dining Room | 223227 | Dining Room | 0.00040077
Recessed Can | Incandescent |  | Reflector | 1 | 65 | Dining Room | 223227 | Dining Room | 0.00040077
Wall Mount | Incandescent |  | Standard A Lamp | 1 | 60 | Dining Room | 223227 | Dining Room | 0.00040077
Ceiling Fixture | Incandescent |  | Mini base | 2 | 40 | Hall | 223228 | Hall | 0.00040077
Ceiling Fixture | Linear Fluorescent | 48 | T-12 | 4 | 32 | Garage | 223229 | Garage | 0.00040077
Garage door opener | Compact Fluorescent |  | Twist | 2 | 15 | Garage | 223229 | Garage | 0.00040077
Recessed Can | Incandescent |  | Reflector | 1 | 65 | Hall | 2232210 | Hall | 0.00040077
Recessed Can | Compact Fluorescent |  | Reflector | 1 | 22 | Hall | 2232211 | Hall | 0.00040077
Recessed Can | Compact Fluorescent |  | Reflector | 1 | 22 | Kitchen | 2232212 | Kitchen | 0.00040077
Chandelier (Hanging) | Incandescent |  | Clear | 1 | 40 | Kitchen | 2232212 | Kitchen | 0.00040077
Other | Incandescent |  | Standard A Lamp | 1 | 40 | Kitchen | 2232212 | Kitchen | 0.00040077
Ceiling Fixture | Linear Fluorescent | 24 | T-8 | 3 | 16 | Kitchen | 2232212 | Kitchen | 0.00040077
Other | Linear Fluorescent | 12 | T-8 | 1 | 16 | Kitchen | 2232212 | Kitchen | 0.00040077
Recessed Can | Incandescent |  | Reflector | 1 | 65 | Laundry Room | 2232213 | Laundry Room | 0.00040077
Recessed Can | Incandescent |  | Reflector | 1 | 65 | Living Room | 2232214 | Living Room | 0.00040077
Ceiling Fixture | Incandescent |  | Standard A Lamp | 3 | 60 | Master Bedroom | 2232215 | Master Bedroom | 0.00040077
Table | Incandescent |  | Standard A Lamp | 1 | 100 | Master Bedroom | 2232215 | Master Bedroom | 0.00040077
Table | Compact Fluorescent |  | Twist | 1 | 15 | Master Bedroom | 2232215 | Master Bedroom | 0.00040077
Recessed Can | Incandescent |  | Reflector | 1 | 65 | Bathroom | 2232216 | Bathroom | 0.00040077
Ceiling Fixture | Incandescent |  | Standard A Lamp | 2 | 60 | Bathroom | 2232216 | Bathroom | 0.00040077
Wall Mount | Incandescent |  | Standard A Lamp | 3 | 100 | Bathroom | 2232216 | Bathroom | 0.00040077
Ceiling Fixture | Incandescent |  | Standard A Lamp | 2 | 60 | Closet | 2232217 | Closet | 0.00040077
Ceiling Fixture | Linear Fluorescent | 48 | T-12 | 2 | 32 | Other | 2232218 | Other | 0.00040077
Table | Incandescent |  | Standard A Lamp | 1 | 40 | Other | 2232218 | Other | 0.00040077
Recessed Can | Compact Fluorescent |  | Reflector | 1 | 22 | Office | 2232219 | Office | 0.00040077
Table | Halogen |  | Quartz Tube | 1 | 75 | Office | 2232219 | Office | 0.00040077
Table | Compact Fluorescent |  | Twist | 1 | 15 | Office | 2232219 | Office | 0.00040077
Recessed Can | Incandescent |  | Reflector | 1 | 65 | Other | 2232220 | Other | 0.00040077
Chandelier (Hanging) | Incandescent |  | Globe | 1 | 60 | Other | 2232220 | Other | 0.00040077
Ceiling Fan | Incandescent |  | Standard A Lamp | 1 | 60 | Other | 2232220 | Other | 0.00040077
Floor lamp | Incandescent |  | Standard A Lamp | 1 | 60 | Other | 2232220 | Other | 0.00040077
Recessed Can | Incandescent |  | Reflector | 1 | 65 | Family Room | 2232221 | Family Room | 0.00040077
Table | Compact Fluorescent |  | Twist | 1 | 15 | Family Room | 2232221 | Family Room | 0.00040077
Floor lamp | Incandescent |  | Standard A Lamp | 1 | 60 | Family Room | 2232221 | Family Room | 0.00040077
Ceiling Fixture | Compact Fluorescent |  | Twist | 2 | 22 | Bedroom | 223331 | Bedroom | 0.00028447
Table | Incandescent |  | Standard A Lamp | 1 | 60 | Bedroom | 223331 | Bedroom | 0.00028447
Ceiling Fixture | Incandescent |  | Standard A Lamp | 1 | 60 | Bathroom | 223332 | Bathroom | 0.00028447
Wall Mount | Incandescent |  | Standard A Lamp | 2 | 60 | Bathroom | 223332 | Bathroom | 0.00028447
Wall Mount | Incandescent |  | Standard A Lamp | 1 | 60 | Bedroom | 223333 | Bedroom | 0.00028447
Ceiling Fixture | Incandescent |  | Standard A Lamp | 3 | 60 | Bedroom | 223333 | Bedroom | 0.00028447
Ceiling Fixture | Incandescent |  | Standard A Lamp | 2 | 60 | Family Room | 223334 | Family Room | 0.00028447
Torchiere | Incandescent |  | Standard A Lamp | 2 | 40 | Family Room | 223334 | Family Room | 0.00028447
Wall Mount | Compact Fluorescent |  | Twist | 6 | 7 | Bathroom | 223335 | Bathroom | 0.00028447
Ceiling Fan | Incandescent |  | Decorative | 2 | 40 | Master Bedroom | 223336 | Master Bedroom | 0.00028447
Table | Incandescent |  | Decorative | 1 | 25 | Master Bedroom | 223336 | Master Bedroom | 0.00028447
Ceiling Fixture | Incandescent |  | Decorative | 3 | 60 | Bedroom | 223337 | Bedroom | 0.00028447
Table | Incandescent |  | Standard A Lamp | 1 | 60 | Bedroom | 223337 | Bedroom | 0.00028447
Ceiling Fan | Incandescent |  | Standard A Lamp | 3 | 60 | Kitchen | 223338 | Kitchen | 0.00028447
Ceiling Fan | Compact Fluorescent |  | Twist | 3 | 22 | Kitchen | 223338 | Kitchen | 0.00028447
Chandelier (Hanging) | Incandescent |  | Standard A Lamp | 1 | 75 | Kitchen | 223338 | Kitchen | 0.00028447
Wall Mount | Linear Fluorescent | 24 | T-12 | 1 | 16 | Kitchen | 223338 | Kitchen | 0.00028447
Table | Compact Fluorescent |  | Twist | 1 | 7 | Living Room | 223339 | Living Room | 0.00028447
Torchiere | Compact Fluorescent |  | Twist | 1 | 22 | Living Room | 223339 | Living Room | 0.00028447
Ceiling Fixture | Incandescent |  | Standard A Lamp | 1 | 60 | Other | 2233310 | Other | 0.00028447
Ceiling Fixture | Incandescent |  | Standard A Lamp | 2 | 60 | Family Room | 2233311 | Family Room | 0.00028447
Table | Incandescent |  | Standard A Lamp | 1 | 60 | Family Room | 2233311 | Family Room | 0.00028447
Ceiling Fixture | Linear Fluorescent | 48 | T-12 | 2 | 40 | Laundry Room | 2233312 | Laundry Room | 0.00028447
Ceiling Fixture | Linear Fluorescent | 48 | T-12 | 1 | 40 | Hall | 223521 | Hall | 0.00029634
Ceiling Fixture | Linear Fluorescent | 48 | T-12 | 4 | 40 | Kitchen | 223522 | Kitchen | 0.00029634
Ceiling Fixture | Incandescent |  | Standard A Lamp | 1 | 60 | Kitchen | 223522 | Kitchen | 0.00029634
Ceiling Fixture | Linear Fluorescent | 24 | T-12 | 2 | 40 | Bathroom | 223523 | Bathroom | 0.00029634
Table | Incandescent |  | Standard A Lamp | 1 | 60 | Other | 223524 | Other | 0.00029634
Floor lamp | Incandescent |  | Standard A Lamp | 1 | 60 | Living Room | 223525 | Living Room | 0.00029634
Table | Incandescent |  | Standard A Lamp | 1 | 60 | Bedroom | 223526 | Bedroom | 0.00029634
Ceiling Fixture | Incandescent |  | Standard A Lamp | 1 | 60 | Bathroom | 223691 | Bathroom | 0.00052955
Wall Mount | Incandescent |  | Globe | 6 | 40 | Bathroom | 223691 | Bathroom | 0.00052955
Ceiling Fixture | Incandescent |  | Standard A Lamp | 2 | 60 | Bedroom | 223692 | Bedroom | 0.00052955
Table | Incandescent |  | Standard A Lamp | 1 | 60 | Bedroom | 223692 | Bedroom | 0.00052955
Ceiling Fixture | Incandescent |  | Standard A Lamp | 2 | 60 | Bedroom | 223693 | Bedroom | 0.00052955
Wall Mount | Incandescent |  | Standard A Lamp | 1 | 60 | Bedroom | 223693 | Bedroom | 0.00052955
Table | Incandescent |  | Standard A Lamp | 1 | 60 | Bedroom | 223693 | Bedroom | 0.00052955
Ceiling Fixture | Incandescent |  | Standard A Lamp | 2 | 60 | Closet | 223694 | Closet | 0.00052955
Ceiling Fixture | Incandescent |  | Standard A Lamp | 2 | 60 | Closet | 223695 | Closet | 0.00052955
Ceiling Fixture | Incandescent |  | Standard A Lamp | 2 | 100 | Closet | 223696 | Closet | 0.00052955
Ceiling Fixture | Incandescent |  | Standard A Lamp | 3 | 75 | Dining Room | 223697 | Dining Room | 0.00052955
Ceiling Fixture | Incandescent |  | Standard A Lamp | 2 | 75 | Family Room | 223698 | Family Room | 0.00052955
Floor lamp | Incandescent |  | 3-Way Incandescent | 1 | 100 | Family Room | 223698 | Family Room | 0.00052955
Table | Incandescent |  | Mini base | 1 | 40 | Family Room | 223698 | Family Room | 0.00052955
Recessed Can | Incandescent |  | Reflector | 1 | 75 | Hall | 223699 | Hall | 0.00052955
Recessed Can | Incandescent |  | Standard A Lamp | 1 | 75 | Hall | 2236910 | Hall | 0.00052955
Recessed Can | Incandescent |  | Reflector | 1 | 75 | Hall | 2236911 | Hall | 0.00052955
Recessed Can | Incandescent |  | Reflector | 1 | 75 | Kitchen | 2236912 | Kitchen | 0.00052955
Ceiling Fixture | Halogen |  | MR | 3 | 20 | Kitchen | 2236912 | Kitchen | 0.00052955
Recessed Can | Incandescent |  | Reflector | 1 | 75 | Laundry Room | 2236913 | Laundry Room | 0.00052955
Ceiling Fan | Incandescent |  | Standard A Lamp | 3 | 60 | Living Room | 2236914 | Living Room | 0.00052955
Ceiling Fixture | Incandescent |  | Standard A Lamp | 2 | 60 | Living Room | 2236914 | Living Room | 0.00052955
Recessed Can | Incandescent |  | Reflector | 1 | 75 | Living Room | 2236914 | Living Room | 0.00052955
Table | Incandescent |  | Standard A Lamp | 1 | 100 | Living Room | 2236914 | Living Room | 0.00052955
Ceiling Fan | Incandescent |  | Globe | 3 | 65 | Master Bedroom | 2236915 | Master Bedroom | 0.00052955
Recessed Can | Incandescent |  | Reflector | 1 | 75 | Master Bedroom | 2236915 | Master Bedroom | 0.00052955
Track | Incandescent |  | Globe | 6 | 40 | Master Bedroom | 2236915 | Master Bedroom | 0.00052955
Ceiling Fixture | Incandescent |  | Standard A Lamp | 1 | 100 | Garage | 2236916 | Garage | 0.00052955
Wall Mount | Compact Fluorescent |  | Twist | 3 | 14 | Bathroom | 223751 | Bathroom | 0.00040077
Ceiling Fixture | Compact Fluorescent |  | Twist | 2 | 14 | Bathroom | 223751 | Bathroom | 0.00040077
Wall Mount | Compact Fluorescent |  | Twist | 5 | 14 | Bathroom | 223752 | Bathroom | 0.00040077
Wall Mount | Compact Fluorescent |  | Twist | 3 | 14 | Bathroom | 223753 | Bathroom | 0.00040077
Chandelier (Hanging) | Compact Fluorescent |  | Twist | 5 | 14 | Dining Room | 223754 | Dining Room | 0.00040077
Ceiling Fixture | Incandescent |  | Globe | 1 | 100 | Family Room | 223755 | Family Room | 0.00040077
Floor lamp | Compact Fluorescent |  | Twist | 1 | 25 | Family Room | 223755 | Family Room | 0.00040077
Ceiling Fixture | Compact Fluorescent |  | Twist | 1 | 25 | Garage | 223756 | Garage | 0.00040077
Wall Mount | Linear Fluorescent | 36 | T-12 | 2 | 40 | Garage | 223756 | Garage | 0.00040077
Garage door opener | Incandescent |  | Standard A Lamp | 1 | 75 | Garage | 223756 | Garage | 0.00040077
Ceiling Fixture | Compact Fluorescent |  | Twist | 1 | 24 | Hall | 223757 | Hall | 0.00040077
Chandelier (Hanging) | Incandescent |  | Decorative | 5 | 25 | Hall | 223758 | Hall | 0.00040077
Ceiling Fixture | Compact Fluorescent |  | Twist | 1 | 25 | Hall | 223759 | Hall | 0.00040077
Ceiling Fixture | Incandescent |  | Globe | 1 | 200 | Kitchen | 2237510 | Kitchen | 0.00040077
Recessed - other | Halogen |  | PAR | 1 | 50 | Kitchen | 2237510 | Kitchen | 0.00040077
Ceiling Fixture | Compact Fluorescent |  | Twist | 2 | 24 | Laundry Room | 2237511 | Laundry Room | 0.00040077
Floor lamp | Compact Fluorescent |  | Twist | 1 | 25 | Living Room | 2237512 | Living Room | 0.00040077
Torchiere | Compact Fluorescent |  | Twist | 1 | 25 | Living Room | 2237512 | Living Room | 0.00040077
Recessed Can | Compact Fluorescent |  | Flood | 1 | 22 | Living Room | 2237512 | Living Room | 0.00040077
Floor lamp | Compact Fluorescent |  | Twist | 1 | 25 | Master Bedroom | 2237513 | Master Bedroom | 0.00040077
Ceiling Fixture | Compact Fluorescent |  | Twist | 2 | 14 | Master Bedroom | 2237513 | Master Bedroom | 0.00040077
Floor lamp | Compact Fluorescent |  | Pin base | 1 | 12 | Office | 2237514 | Office | 0.00040077
Ceiling Fixture | Compact Fluorescent |  | Twist | 2 | 14 | Office | 2237514 | Office | 0.00040077
Ceiling Fixture | Compact Fluorescent |  | Twist | 2 | 14 | Bedroom | 2237515 | Bedroom | 0.00040077
Wall Mount | Compact Fluorescent |  | Twist | 1 | 15 | Bathroom | 223981 | Bathroom | 0.00028447
Chandelier (Hanging) | Incandescent |  | Standard A Lamp | 5 | 60 | Bathroom | 223981 | Bathroom | 0.00028447
Wall Mount | Incandescent |  | Globe | 4 | 60 | Bedroom | 223982 | Bedroom | 0.00028447
Recessed Can | Incandescent |  | Reflector | 1 | 40 | Bedroom | 223983 | Bedroom | 0.00028447
Table | Compact Fluorescent |  | Twist | 1 | 15 | Bedroom | 223983 | Bedroom | 0.00028447
Table | Incandescent |  | Standard A Lamp | 1 | 100 | Bedroom | 223983 | Bedroom | 0.00028447
Floor lamp | Incandescent |  | Standard A Lamp | 3 | 60 | Bedroom | 223983 | Bedroom | 0.00028447
Table | Incandescent |  | Standard A Lamp | 1 | 100 | Bedroom | 223984 | Bedroom | 0.00028447
Ceiling Fixture | Incandescent |  | Decorative | 3 | 25 | Family Room | 223985 | Family Room | 0.00028447
Recessed Can | Incandescent |  | Decorative | 1 | 65 | Family Room | 223985 | Family Room | 0.00028447
Ceiling Fixture | Compact Fluorescent |  | Twist | 1 | 22 | Garage | 223986 | Garage | 0.00028447
Garage door opener | Incandescent |  | Clear | 4 | 40 | Garage | 223986 | Garage | 0.00028447
Ceiling Fixture | Incandescent |  | Standard A Lamp | 1 | 65 | Hall | 223987 | Hall | 0.00028447
Chandelier (Hanging) | Compact Fluorescent |  | Twist | 3 | 36 | Dining Room | 223988 | Dining Room | 0.00028447
Recessed Can | Incandescent |  | Reflector | 1 | 60 | Dining Room | 223988 | Dining Room | 0.00028447
Chandelier (Hanging) | Incandescent |  | Decorative | 6 | 25 | Dining Room | 223988 | Dining Room | 0.00028447
Ceiling Fixture | Incandescent |  | Standard A Lamp | 1 | 65 | Laundry Room | 223989 | Laundry Room | 0.00028447
Ceiling Fixture | Incandescent |  | Globe | 4 | 60 | Office | 2239810 | Office | 0.00028447
Wall Mount | Incandescent |  | Globe | 6 | 40 | Bathroom | 224041 | Bathroom | 0.0005169
Wall Mount | Incandescent |  | Globe | 4 | 40 | Bathroom | 224042 | Bathroom | 0.0005169
Recessed Can | Incandescent |  | Reflector | 2 | 65 | Bathroom | 224042 | Bathroom | 0.0005169
Wall Mount | Incandescent |  | Globe | 3 | 40 | Bathroom | 224043 | Bathroom | 0.0005169
Ceiling Fixture | Incandescent |  | Standard A Lamp | 1 | 60 | Bedroom | 224044 | Bedroom | 0.0005169
Ceiling Fixture | Incandescent |  | Standard A Lamp | 1 | 75 | Bedroom | 224044 | Bedroom | 0.0005169
Chandelier (Hanging) | Incandescent |  | Standard A Lamp | 1 | 75 | Master Bedroom | 224045 | Master Bedroom | 0.0005169
Ceiling Fixture | Incandescent |  | Globe | 1 | 75 | Dining Room | 224046 | Dining Room | 0.0005169
Recessed Can | Incandescent |  | Reflector | 1 | 65 | Kitchen | 224047 | Kitchen | 0.0005169
Architectural | Incandescent |  | Standard A Lamp | 1 | 60 | Kitchen | 224047 | Kitchen | 0.0005169
Table | Incandescent |  | Standard A Lamp | 1 | 75 | Living Room | 224048 | Living Room | 0.0005169
Floor lamp | Compact Fluorescent |  | Twist | 1 | 22 | Living Room | 224048 | Living Room | 0.0005169
Ceiling Fixture | Incandescent |  | Standard A Lamp | 1 | 75 | Garage | 224049 | Garage | 0.0005169
Recessed Can | Incandescent |  | Reflector | 1 | 65 | Hall | 2240410 | Hall | 0.0005169
Ceiling Fixture | Incandescent |  | Standard A Lamp | 1 | 100 | Bathroom | 224111 | Bathroom | 0.0005169
Ceiling Fixture | Linear Fluorescent | 48 | T-12 | 4 | 32 | Kitchen | 224112 | Kitchen | 0.0005169
Floor lamp | Incandescent |  | Standard A Lamp | 1 | 100 | Kitchen | 224112 | Kitchen | 0.0005169
Ceiling Fixture | Incandescent |  | Standard A Lamp | 1 | 60 | Dining Room | 224113 | Dining Room | 0.0005169
Ceiling Fixture | Compact Fluorescent |  | Twist | 2 | 15 | Laundry Room | 224114 | Laundry Room | 0.0005169
Table | Incandescent |  | Standard A Lamp | 1 | 100 | Laundry Room | 224114 | Laundry Room | 0.0005169
Ceiling Fixture | Linear Fluorescent | 48 | T-8 | 4 | 32 | Laundry Room | 224114 | Laundry Room | 0.0005169
Ceiling Fixture | Incandescent |  | Standard A Lamp | 1 | 100 | Bedroom | 224115 | Bedroom | 0.0005169
Ceiling Fixture | Compact Fluorescent |  | Twist | 1 | 15 | Bedroom | 224115 | Bedroom | 0.0005169
Table | Incandescent |  | Standard A Lamp | 1 | 25 | Bedroom | 224115 | Bedroom | 0.0005169
Ceiling Fixture | Compact Fluorescent |  | Twist | 1 | 15 | Bathroom | 224116 | Bathroom | 0.0005169
Wall Mount | Compact Fluorescent |  | Twist | 2 | 15 | Bathroom | 224116 | Bathroom | 0.0005169
Wall Mount | Incandescent |  | Standard A Lamp | 2 | 75 | Bathroom | 224116 | Bathroom | 0.0005169
Ceiling Fixture | Compact Fluorescent |  | Twist | 2 | 15 | Bedroom | 224117 | Bedroom | 0.0005169
Table | Incandescent |  | Mini base | 3 | 25 | Bedroom | 224117 | Bedroom | 0.0005169
Other | Incandescent |  | Mini base | 1 | 25 | Bedroom | 224117 | Bedroom | 0.0005169
Ceiling Fan | Incandescent |  | Standard A Lamp | 3 | 100 | Living Room | 224118 | Living Room | 0.0005169
Floor lamp | Incandescent |  | Standard A Lamp | 1 | 40 | Living Room | 224118 | Living Room | 0.0005169
Floor lamp | Incandescent |  | Standard A Lamp | 2 | 40 | Living Room | 224118 | Living Room | 0.0005169
Wall Mount | Incandescent |  | Globe | 6 | 60 | Bathroom | 224131 | Bathroom | 0.00094081
Ceiling Fixture | Incandescent |  | Clear | 2 | 60 | Bedroom | 224132 | Bedroom | 0.00094081
Ceiling Fixture | Incandescent |  | Clear | 2 | 60 | Bedroom | 224133 | Bedroom | 0.00094081
Ceiling Fixture | Incandescent |  | Standard A Lamp | 2 | 65 | Bedroom | 224134 | Bedroom | 0.00094081
Ceiling Fixture | Incandescent |  | Clear | 3 | 60 | Bedroom | 224135 | Bedroom | 0.00094081
Ceiling Fan | Incandescent |  | Clear | 2 | 60 | Family Room | 224136 | Family Room | 0.00094081
Torchiere | Halogen |  | Quartz Tube | 1 | 300 | Family Room | 224136 | Family Room | 0.00094081
Chandelier (Hanging) | Incandescent |  | Decorative | 5 | 60 | Dining Room | 224137 | Dining Room | 0.00094081
Ceiling Fixture | Incandescent |  | Standard A Lamp | 2 | 60 | Hall | 224138 | Hall | 0.00094081
Ceiling Fixture | Linear Fluorescent | 48 | T-12 | 2 | 40 | Garage | 224139 | Garage | 0.00094081
Ceiling Fixture | Incandescent |  | Clear | 1 | 60 | Garage | 224139 | Garage | 0.00094081
Garage door opener | Incandescent |  | Standard A Lamp | 1 | 60 | Garage | 224139 | Garage | 0.00094081
Recessed Can | Incandescent |  | Reflector | 1 | 65 | Kitchen | 2241310 | Kitchen | 0.00094081
Ceiling Fixture | Incandescent |  | Clear | 2 | 60 | Laundry Room | 2241311 | Laundry Room | 0.00094081
Ceiling Fixture | Incandescent |  | Clear | 2 | 60 | Living Room | 2241312 | Living Room | 0.00094081
Torchiere | Halogen |  | Other | 1 | 300 | Living Room | 2241312 | Living Room | 0.00094081
Wall Mount | Incandescent |  | Globe | 8 | 60 | Bathroom | 2241313 | Bathroom | 0.00094081
Torchiere | Incandescent |  | Globe | 1 | 100 | Master Bedroom | 2241314 | Master Bedroom | 0.00094081
Ceiling Fixture | Incandescent |  | Clear | 2 | 60 | Closet | 2241315 | Closet | 0.00094081
Ceiling Fixture | Incandescent |  | Standard A Lamp | 2 | 60 | Office | 2241316 | Office | 0.00094081
Ceiling Fixture | Incandescent |  | Clear | 1 | 60 | Hall | 2241317 | Hall | 0.00094081
Wall Mount | Compact Fluorescent |  | Twist | 1 | 15 | Bathroom | 224251 | Bathroom | 0.00094081
Ceiling Fixture | Compact Fluorescent |  | Twist | 1 | 22 | Bedroom | 224252 | Bedroom | 0.00094081
Table | Compact Fluorescent |  | Twist | 1 | 22 | Bedroom | 224252 | Bedroom | 0.00094081
Ceiling Fixture | Incandescent |  | Standard A Lamp | 2 | 60 | Bedroom | 224253 | Bedroom | 0.00094081
Table | Incandescent |  | Standard A Lamp | 1 | 60 | Bedroom | 224253 | Bedroom | 0.00094081
Table | Compact Fluorescent |  | Twist | 1 | 7 | Bedroom | 224253 | Bedroom | 0.00094081
Chandelier (Hanging) | Incandescent |  | Standard A Lamp | 3 | 40 | Dining Room | 224254 | Dining Room | 0.00094081
Ceiling Fixture | Incandescent |  | Standard A Lamp | 1 | 60 | Hall | 224255 | Hall | 0.00094081
Ceiling Fixture | Compact Fluorescent |  | Twist | 2 | 22 | Kitchen | 224256 | Kitchen | 0.00094081
Ceiling Fixture | Compact Fluorescent |  | Twist | 2 | 22 | Kitchen | 224256 | Kitchen | 0.00094081
Ceiling Fixture | Incandescent |  | Standard A Lamp | 1 | 60 | Laundry Room | 224257 | Laundry Room | 0.00094081
Floor lamp | Incandescent |  | Standard A Lamp | 2 | 75 | Living Room | 224258 | Living Room | 0.00094081
Floor lamp | Incandescent |  | Decorative | 4 | 25 | Living Room | 224258 | Living Room | 0.00094081
Ceiling Fixture | Incandescent |  | Standard A Lamp | 2 | 60 | Master Bedroom | 224259 | Master Bedroom | 0.00094081
Table | Incandescent |  | Decorative | 1 | 100 | Master Bedroom | 224259 | Master Bedroom | 0.00094081
Wall Mount | Compact Fluorescent |  | Twist | 2 | 22 | Bathroom | 2242510 | Bathroom | 0.00094081
Ceiling Fixture | Incandescent |  | Standard A Lamp | 1 | 100 | Other | 224321 | Other | 0.0004784
Ceiling Fixture | Linear Fluorescent | 48 | T-12 | 2 | 40 | Other | 224321 | Other | 0.0004784
Wall Mount | Incandescent |  | Clear | 3 | 60 | Bathroom | 224322 | Bathroom | 0.0004784
Wall Mount | Incandescent |  | Standard A Lamp | 4 | 60 | Bathroom | 224323 | Bathroom | 0.0004784
Ceiling Fixture | Incandescent |  | Reflector | 1 | 125 | Bathroom | 224323 | Bathroom | 0.0004784
Ceiling Fixture | Incandescent |  | Standard A Lamp | 1 | 60 | Bedroom | 224324 | Bedroom | 0.0004784
Recessed Can | Incandescent |  | Reflector | 1 | 75 | Bedroom | 224324 | Bedroom | 0.0004784
Table | Compact Fluorescent |  | 3-Way CFL | 1 | 22 | Bedroom | 224324 | Bedroom | 0.0004784
Ceiling Fixture | Incandescent |  | Standard A Lamp | 1 | 75 | Bedroom | 224325 | Bedroom | 0.0004784
Floor lamp | Compact Fluorescent |  | 3-Way CFL | 1 | 22 | Bedroom | 224325 | Bedroom | 0.0004784
Chandelier (Hanging) | Incandescent |  | Mini base | 4 | 25 | Hall | 224326 | Hall | 0.0004784
Table | Incandescent |  | Standard A Lamp | 1 | 175 | Family Room | 224327 | Family Room | 0.0004784
Table | Incandescent |  | Standard A Lamp | 1 | 75 | Family Room | 224327 | Family Room | 0.0004784
Chandelier (Hanging) | Incandescent |  | Standard A Lamp | 1 | 100 | Family Room | 224327 | Family Room | 0.0004784
Ceiling Fixture | Incandescent |  | Standard A Lamp | 1 | 75 | Garage | 224328 | Garage | 0.0004784
Ceiling Fixture | Linear Fluorescent | 48 | T-12 | 2 | 40 | Garage | 224328 | Garage | 0.0004784
Garage door opener | Incandescent |  | Standard A Lamp | 1 | 40 | Garage | 224328 | Garage | 0.0004784
Ceiling Fixture | Incandescent |  | Reflector | 1 | 65 | Hall | 224329 | Hall | 0.0004784
Wall Mount | Incandescent |  | Clear | 1 | 60 | Hall | 224329 | Hall | 0.0004784
Ceiling Fixture | Incandescent |  | Clear | 1 | 60 | Hall | 2243210 | Hall | 0.0004784
Ceiling Fixture | Incandescent |  | Standard A Lamp | 2 | 100 | Kitchen | 2243211 | Kitchen | 0.0004784
Recessed Can | Incandescent |  | Reflector | 1 | 65 | Kitchen | 2243211 | Kitchen | 0.0004784
Architectural | Linear Fluorescent | 32 | T-8 | 1 | 16 | Kitchen | 2243211 | Kitchen | 0.0004784
Ceiling Fixture | Linear Fluorescent | 48 | Fluorescent Other | 2 | 42 | Laundry Room | 2243212 | Laundry Room | 0.0004784
Chandelier (Hanging) | Incandescent |  | Mini base | 8 | 25 | Living Room | 2243213 | Living Room | 0.0004784
Architectural | Halogen |  | PAR | 1 | 30 | Living Room | 2243213 | Living Room | 0.0004784
Wall Mount | Incandescent |  | Mini base | 1 | 25 | Living Room | 2243213 | Living Room | 0.0004784
Ceiling Fixture | Incandescent |  | Reflector | 1 | 65 | Living Room | 2243213 | Living Room | 0.0004784
Recessed Can | Incandescent |  | Reflector | 1 | 75 | Living Room | 2243213 | Living Room | 0.0004784
Table | Incandescent |  | 3-Way Incandescent | 1 | 100 | Living Room | 2243213 | Living Room | 0.0004784
Architectural | Incandescent |  | Other | 1 | 40 | Living Room | 2243213 | Living Room | 0.0004784
Wall Mount | Incandescent |  | Standard A Lamp | 4 | 60 | Bathroom | 2243214 | Bathroom | 0.0004784
Ceiling Fixture | Incandescent |  | Reflector | 1 | 65 | Bathroom | 2243214 | Bathroom | 0.0004784
Ceiling Fixture | Incandescent |  | Standard A Lamp | 3 | 60 | Bedroom | 2243215 | Bedroom | 0.0004784
Table | Incandescent |  | Standard A Lamp | 1 | 150 | Bedroom | 2243215 | Bedroom | 0.0004784
Ceiling Fixture | Linear Fluorescent | 48 | T-12 | 2 | 42 | Closet | 2243216 | Closet | 0.0004784
Ceiling Fixture | Incandescent |  | Clear | 2 | 50 | Office | 2243217 | Office | 0.0004784
Recessed Can | Incandescent |  | Reflector | 1 | 65 | Office | 2243217 | Office | 0.0004784
Floor lamp | Compact Fluorescent |  | Twist | 2 | 15 | Office | 2243217 | Office | 0.0004784
Ceiling Fixture | Incandescent |  | Standard A Lamp | 1 | 65 | Hall | 2243218 | Hall | 0.0004784
Ceiling Fixture | Incandescent |  | Standard A Lamp | 1 | 75 | Closet | 2243219 | Closet | 0.0004784
Ceiling Fan | Compact Fluorescent |  | Twist | 4 | 15 | Living Room | 224391 | Living Room | 0.0005169
Floor lamp | Compact Fluorescent |  | Twist | 1 | 15 | Living Room | 224391 | Living Room | 0.0005169
Ceiling Fixture | Compact Fluorescent |  | Twist | 1 | 15 | Closet | 224392 | Closet | 0.0005169
Ceiling Fixture | Compact Fluorescent |  | Twist | 1 | 15 | Bedroom | 224393 | Bedroom | 0.0005169
Ceiling Fixture | Compact Fluorescent |  | Twist | 4 | 15 | Kitchen | 224394 | Kitchen | 0.0005169
Ceiling Fixture | Compact Fluorescent |  | Twist | 1 | 15 | Laundry Room | 224395 | Laundry Room | 0.0005169
Chandelier (Hanging) | Compact Fluorescent |  | Twist | 5 | 15 | Dining Room | 224396 | Dining Room | 0.0005169
Ceiling Fixture | Compact Fluorescent |  | Twist | 2 | 15 | Hall | 224397 | Hall | 0.0005169
Ceiling Fixture | Compact Fluorescent |  | Twist | 2 | 15 | Bathroom | 224398 | Bathroom | 0.0005169
Wall Mount | Compact Fluorescent |  | Twist | 3 | 22 | Bathroom | 224398 | Bathroom | 0.0005169
Ceiling Fixture | Compact Fluorescent |  | Twist | 1 | 15 | Bedroom | 224399 | Bedroom | 0.0005169
Ceiling Fixture | Compact Fluorescent |  | Twist | 1 | 15 | Master Bedroom | 2243910 | Master Bedroom | 0.0005169
Wall Mount | Compact Fluorescent |  | A shape bulb | 3 | 15 | Bathroom | 224451 | Bathroom | 0.0030496
Track | Halogen |  | PAR | 5 | 30 | Bedroom | 224452 | Bedroom | 0.0030496
Torchiere | Incandescent |  | Standard A Lamp | 1 | 25 | Bedroom | 224452 | Bedroom | 0.0030496
Torchiere | Compact Fluorescent |  | Twist | 1 | 22 | Bedroom | 224452 | Bedroom | 0.0030496
Floor lamp | Incandescent |  | Standard A Lamp | 1 | 40 | Bedroom | 224452 | Bedroom | 0.0030496
Table | Incandescent |  | Standard A Lamp | 1 | 60 | Bedroom | 224452 | Bedroom | 0.0030496
Track | Halogen |  | PAR | 5 | 30 | Bedroom | 224453 | Bedroom | 0.0030496
Ceiling Fixture | Compact Fluorescent |  | Twist | 1 | 22 | Bedroom | 224453 | Bedroom | 0.0030496
Ceiling Fixture | Incandescent |  | Standard A Lamp | 1 | 100 | Closet | 224454 | Closet | 0.0030496
Track | Compact Fluorescent |  | Twist | 3 | 22 | Closet | 224455 | Closet | 0.0030496
Recessed Can | Compact Fluorescent |  | Reflector | 1 | 15 | Hall | 224456 | Hall | 0.0030496
Recessed Can | Other |  | LED Interior | 1 | 11 | Kitchen | 224457 | Kitchen | 0.0030496
Recessed - other | Linear Fluorescent | 48 | T-8 | 2 | 32 | Kitchen | 224457 | Kitchen | 0.0030496
Architectural | Incandescent |  | Decorative | 2 | 40 | Kitchen | 224457 | Kitchen | 0.0030496
Recessed Can | Halogen |  | PAR | 1 | 75 | Living Room | 224458 | Living Room | 0.0030496
Recessed Can | Compact Fluorescent |  | Reflector | 1 | 22 | Living Room | 224458 | Living Room | 0.0030496
Table | Incandescent |  | Decorative | 1 | 40 | Living Room | 224458 | Living Room | 0.0030496
Floor lamp | Compact Fluorescent |  | Twist | 1 | 22 | Living Room | 224458 | Living Room | 0.0030496
Wall Mount | Compact Fluorescent |  | Globe | 2 | 15 | Bathroom | 224459 | Bathroom | 0.0030496
Table | Compact Fluorescent |  | Straight Tube | 1 | 7 | Master Bedroom | 2244510 | Master Bedroom | 0.0030496
Ceiling Fixture | Compact Fluorescent |  | Twist | 2 | 15 | Master Bedroom | 2244510 | Master Bedroom | 0.0030496
Ceiling Fan | Compact Fluorescent |  | Twist | 1 | 22 | Master Bedroom | 2244510 | Master Bedroom | 0.0030496
Table | Incandescent |  | Standard A Lamp | 1 | 60 | Master Bedroom | 2244510 | Master Bedroom | 0.0030496
Recessed Can | Compact Fluorescent |  | Reflector | 1 | 22 | Dining Room | 2244511 | Dining Room | 0.0030496
Recessed Can | Incandescent |  | Reflector | 1 | 75 | Dining Room | 2244511 | Dining Room | 0.0030496
Chandelier (Hanging) | Incandescent |  | Mini base | 5 | 40 | Dining Room | 2244511 | Dining Room | 0.0030496
Ceiling Fixture | Incandescent |  | Standard A Lamp | 1 | 60 | Laundry Room | 2244512 | Laundry Room | 0.0030496
Ceiling Fixture | Incandescent |  | Standard A Lamp | 1 | 60 | Bathroom | 224581 | Bathroom | 0.00094081
Ceiling Fixture | Incandescent |  | Standard A Lamp | 4 | 100 | Bathroom | 224581 | Bathroom | 0.00094081
Chandelier (Hanging) | Incandescent |  | Standard A Lamp | 5 | 60 | Dining Room | 224582 | Dining Room | 0.00094081
Track | Incandescent |  | Reflector | 2 | 75 | Dining Room | 224582 | Dining Room | 0.00094081
Recessed Can | Incandescent |  | Reflector | 1 | 65 | Family Room | 224583 | Family Room | 0.00094081
Ceiling Fixture | Compact Fluorescent |  | Twist | 1 | 22 | Family Room | 224583 | Family Room | 0.00094081
Ceiling Fixture | Incandescent |  | Standard A Lamp | 1 | 100 | Garage | 224584 | Garage | 0.00094081
Garage door opener | Incandescent |  | Standard A Lamp | 1 | 100 | Garage | 224584 | Garage | 0.00094081
Ceiling Fixture | Incandescent |  | Standard A Lamp | 1 | 60 | Hall | 224585 | Hall | 0.00094081
Ceiling Fixture | Incandescent |  | Standard A Lamp | 1 | 60 | Hall | 224586 | Hall | 0.00094081
Ceiling Fixture | Linear Fluorescent | 48 | T-12 | 2 | 40 | Kitchen | 224587 | Kitchen | 0.00094081
Ceiling Fixture | Incandescent |  | Decorative | 5 | 60 | Family Room | 224588 | Family Room | 0.00094081
Ceiling Fan | Incandescent |  | Standard A Lamp | 3 | 60 | Family Room | 224588 | Family Room | 0.00094081
Floor lamp | Incandescent |  | Standard A Lamp | 2 | 40 | Family Room | 224588 | Family Room | 0.00094081
Table | Incandescent |  | Standard A Lamp | 1 | 150 | Family Room | 224588 | Family Room | 0.00094081
Table | Incandescent |  | Standard A Lamp | 1 | 40 | Family Room | 224588 | Family Room | 0.00094081
Wall Mount | Incandescent |  | Standard A Lamp | 1 | 60 | Family Room | 224588 | Family Room | 0.00094081
Table | Incandescent |  | Standard A Lamp | 1 | 150 | Bedroom | 224589 | Bedroom | 0.00094081
Ceiling Fixture | Incandescent |  | Standard A Lamp | 1 | 65 | Bedroom | 224589 | Bedroom | 0.00094081
Ceiling Fixture | Linear Fluorescent | 48 | T-12 | 4 | 40 | Bedroom | 2245810 | Bedroom | 0.00094081
Ceiling Fixture | Incandescent |  | Standard A Lamp | 1 | 60 | Bedroom | 2245811 | Bedroom | 0.00094081
Ceiling Fixture | Incandescent |  | Standard A Lamp | 1 | 60 | Bedroom | 2245811 | Bedroom | 0.00094081
Table | Incandescent |  | Standard A Lamp | 1 | 40 | Bedroom | 2245811 | Bedroom | 0.00094081
Wall Mount | Incandescent |  | Standard A Lamp | 2 | 60 | Hall | 2245812 | Hall | 0.00094081
Ceiling Fixture | Incandescent |  | Standard A Lamp | 2 | 60 | Hall | 2245812 | Hall | 0.00094081
Table | Incandescent |  | Standard A Lamp | 1 | 40 | Hall | 2245812 | Hall | 0.00094081
Ceiling Fixture | Compact Fluorescent |  | Pin base | 1 | 22 | Other | 2245813 | Other | 0.00094081
Ceiling Fixture | Incandescent |  | Standard A Lamp | 1 | 65 | Other | 2245814 | Other | 0.00094081
Ceiling Fixture | Linear Fluorescent | 48 | T-12 | 1 | 40 | Other | 2245814 | Other | 0.00094081
Ceiling Fan | Incandescent |  | Mini base | 3 | 60 | Bedroom | 224601 | Bedroom | 0.00094081
Table | Incandescent |  | Standard A Lamp | 1 | 40 | Bedroom | 224602 | Bedroom | 0.00094081
Ceiling Fan | Incandescent |  | Clear | 3 | 60 | Bedroom | 224602 | Bedroom | 0.00094081
Table | Incandescent |  | Decorative | 1 | 20 | Bedroom | 224602 | Bedroom | 0.00094081
Ceiling Fixture | Incandescent |  | Standard A Lamp | 1 | 65 | Closet | 224603 | Closet | 0.00094081
Wall Mount | Incandescent |  | Standard A Lamp | 2 | 60 | Bathroom | 224604 | Bathroom | 0.00094081
Ceiling Fixture | Incandescent |  | Standard A Lamp | 1 | 65 | Hall | 224605 | Hall | 0.00094081
Wall Mount | Incandescent |  | Reflector | 3 | 65 | Hall | 224605 | Hall | 0.00094081
Ceiling Fixture | Compact Fluorescent |  | Twist | 1 | 13 | Hall | 224605 | Hall | 0.00094081
Ceiling Fixture | Compact Fluorescent |  | Twist | 1 | 13 | Kitchen | 224606 | Kitchen | 0.00094081
Recessed Can | Incandescent |  | Standard A Lamp | 1 | 65 | Kitchen | 224606 | Kitchen | 0.00094081
Ceiling Fan | Incandescent |  | Standard A Lamp | 2 | 75 | Kitchen | 224606 | Kitchen | 0.00094081
Other | Other | 240 |  | 1 | 20 | Kitchen | 224606 | Kitchen | 0.00094081
Ceiling Fixture | Incandescent |  | Standard A Lamp | 1 | 60 | Laundry Room | 224607 | Laundry Room | 0.00094081
Ceiling Fan | Incandescent |  | Standard A Lamp | 2 | 75 | Living Room | 224608 | Living Room | 0.00094081
Wall Mount | Incandescent |  | Reflector | 3 | 65 | Living Room | 224608 | Living Room | 0.00094081
Wall Mount | Incandescent |  | Reflector | 1 | 75 | Living Room | 224608 | Living Room | 0.00094081
Table | Incandescent |  | Globe | 2 | 60 | Living Room | 224608 | Living Room | 0.00094081
Recessed Can | Incandescent |  | Standard A Lamp | 1 | 65 | Other | 224609 | Other | 0.00094081
Ceiling Fixture | Compact Fluorescent |  | Twist | 1 | 13 | Other | 224609 | Other | 0.00094081
Wall Mount | Incandescent |  | Standard A Lamp | 2 | 60 | Bathroom | 2246010 | Bathroom | 0.00094081
Ceiling Fan | Incandescent |  | Standard A Lamp | 1 | 75 | Master Bedroom | 2246011 | Master Bedroom | 0.00094081
Floor lamp | Incandescent |  | Standard A Lamp | 1 | 25 | Master Bedroom | 2246011 | Master Bedroom | 0.00094081
Table | Incandescent |  | Standard A Lamp | 1 | 65 | Master Bedroom | 2246011 | Master Bedroom | 0.00094081
Wall Mount | Incandescent |  | Globe | 4 | 60 | Bathroom | 224741 | Bathroom | 0.00047324
Ceiling Fixture | Incandescent |  | Standard A Lamp | 2 | 60 | Bedroom | 224742 | Bedroom | 0.00047324
Chandelier (Hanging) | Compact Fluorescent |  | Reflector | 5 | 15 | Dining Room | 224743 | Dining Room | 0.00047324
Chandelier (Hanging) | Incandescent |  | Standard A Lamp | 3 | 60 | Other | 224744 | Other | 0.00047324
Chandelier (Hanging) | Compact Fluorescent |  | Twist | 9 | 15 | Dining Room | 224745 | Dining Room | 0.00047324
Recessed Can | Compact Fluorescent |  | Reflector | 1 | 22 | Hall | 224746 | Hall | 0.00047324
Recessed Can | Compact Fluorescent |  | Reflector | 1 | 22 | Hall | 224747 | Hall | 0.00047324
Recessed Can | Compact Fluorescent |  | Reflector | 1 | 22 | Kitchen | 224748 | Kitchen | 0.00047324
Ceiling Fixture | Incandescent |  | Standard A Lamp | 2 | 60 | Laundry Room | 224749 | Laundry Room | 0.00047324
Floor lamp | Incandescent |  | Standard A Lamp | 1 | 100 | Living Room | 2247410 | Living Room | 0.00047324
Torchiere | Incandescent |  | Standard A Lamp | 1 | 100 | Living Room | 2247410 | Living Room | 0.00047324
Table | Compact Fluorescent |  | Twist | 1 | 22 | Living Room | 2247410 | Living Room | 0.00047324
Ceiling Fan | Incandescent |  | Mini base | 2 | 40 | Living Room | 2247410 | Living Room | 0.00047324
Wall Mount | Incandescent |  | Globe | 8 | 60 | Bathroom | 2247411 | Bathroom | 0.00047324
Recessed Can | Halogen |  | PAR | 1 | 75 | Bathroom | 2247411 | Bathroom | 0.00047324
Ceiling Fixture | Incandescent |  | Standard A Lamp | 2 | 75 | Closet | 2247412 | Closet | 0.00047324
Ceiling Fan | Compact Fluorescent |  | Twist | 3 | 15 | Office | 2247413 | Office | 0.00047324
Ceiling Fixture | Compact Fluorescent |  | Twist | 1 | 22 | Garage | 2247414 | Garage | 0.00047324
Garage door opener | Incandescent |  | Standard A Lamp | 2 | 75 | Garage | 2247414 | Garage | 0.00047324
Table | Incandescent |  | Mini base | 4 | 40 | Master Bedroom | 2247415 | Master Bedroom | 0.00047324
Table | Compact Fluorescent |  | Twist | 1 | 22 | Master Bedroom | 2247415 | Master Bedroom | 0.00047324
Ceiling Fan | Compact Fluorescent |  | Twist | 2 | 22 | Master Bedroom | 2247415 | Master Bedroom | 0.00047324
Torchiere | Halogen |  | Quartz Tube | 1 | 150 | Bedroom | 2247416 | Bedroom | 0.00047324
Table | Compact Fluorescent |  | Twist | 1 | 22 | Bedroom | 2247416 | Bedroom | 0.00047324
Wall Mount | Compact Fluorescent |  | Twist | 4 | 22 | Bathroom | 224751 | Bathroom | 0.00052955
Ceiling Fixture | Incandescent |  | Standard A Lamp | 1 | 60 | Bathroom | 224751 | Bathroom | 0.00052955
Ceiling Fixture | Incandescent |  | Standard A Lamp | 2 | 75 | Bathroom | 224751 | Bathroom | 0.00052955
Ceiling Fixture | Incandescent |  | Standard A Lamp | 1 | 60 | Bathroom | 224752 | Bathroom | 0.00052955
Wall Mount | Compact Fluorescent |  | Twist | 4 | 22 | Bathroom | 224752 | Bathroom | 0.00052955
Ceiling Fixture | Incandescent |  | Standard A Lamp | 2 | 75 | Bedroom | 224753 | Bedroom | 0.00052955
Table | Incandescent |  | Decorative | 3 | 40 | Bedroom | 224753 | Bedroom | 0.00052955
Table | Incandescent |  | Standard A Lamp | 1 | 75 | Bedroom | 224753 | Bedroom | 0.00052955
Ceiling Fan | Incandescent |  | Standard A Lamp | 3 | 75 | Bedroom | 224754 | Bedroom | 0.00052955
Floor lamp | Compact Fluorescent |  | Twist | 3 | 22 | Bedroom | 224754 | Bedroom | 0.00052955
Ceiling Fixture | Incandescent |  | Standard A Lamp | 2 | 75 | Bedroom | 224754 | Bedroom | 0.00052955
Table | Incandescent |  | Standard A Lamp | 1 | 60 | Bedroom | 224754 | Bedroom | 0.00052955
Ceiling Fan | Incandescent |  | Standard A Lamp | 3 | 75 | Dining Room | 224755 | Dining Room | 0.00052955
Ceiling Fixture | Incandescent |  | Standard A Lamp | 1 | 60 | Other | 224756 | Other | 0.00052955
Ceiling Fixture | Incandescent |  | Standard A Lamp | 1 | 75 | Other | 224757 | Other | 0.00052955
Ceiling Fixture | Incandescent |  | Standard A Lamp | 2 | 75 | Hall | 224758 | Hall | 0.00052955
Ceiling Fixture | Linear Fluorescent | 48 | T-12 | 2 | 25 | Hall | 224758 | Hall | 0.00052955
Ceiling Fixture | Linear Fluorescent | 48 | T-12 | 2 | 25 | Kitchen | 224759 | Kitchen | 0.00052955
Ceiling Fixture | Compact Fluorescent |  | Twist | 1 | 22 | Kitchen | 224759 | Kitchen | 0.00052955
Wall Mount | Incandescent |  | Standard A Lamp | 2 | 25 | Kitchen | 224759 | Kitchen | 0.00052955
Chandelier (Hanging) | Incandescent |  | Standard A Lamp | 1 | 75 | Laundry Room | 2247510 | Laundry Room | 0.00052955
Ceiling Fan | Incandescent |  | Standard A Lamp | 3 | 75 | Living Room | 2247511 | Living Room | 0.00052955
Table | Incandescent |  | Standard A Lamp | 1 | 75 | Living Room | 2247511 | Living Room | 0.00052955
Ceiling Fixture | Incandescent |  | Standard A Lamp | 1 | 75 | Office | 2247512 | Office | 0.00052955
Ceiling Fixture | Incandescent |  | Standard A Lamp | 1 | 75 | Office | 2247513 | Office | 0.00052955
Ceiling Fixture | Compact Fluorescent |  | Twist | 1 | 22 | Office | 2247513 | Office | 0.00052955
Ceiling Fixture | Incandescent |  | Standard A Lamp | 1 | 60 | Other | 224791 | Other | 0.00047324
Wall Mount | Incandescent |  | Globe | 4 | 40 | Bathroom | 224792 | Bathroom | 0.00047324
Ceiling Fixture | Incandescent |  | Standard A Lamp | 1 | 75 | Bedroom | 224793 | Bedroom | 0.00047324
Chandelier (Hanging) | Incandescent |  | Mini base | 6 | 40 | Bedroom | 224794 | Bedroom | 0.00047324
Table | Incandescent |  | Standard A Lamp | 1 | 60 | Bedroom | 224794 | Bedroom | 0.00047324
Chandelier (Hanging) | Incandescent |  | Mini base | 4 | 40 | Bedroom | 224795 | Bedroom | 0.00047324
Ceiling Fixture | Incandescent |  | Standard A Lamp | 2 | 60 | Bedroom | 224796 | Bedroom | 0.00047324
Table | Incandescent |  | Standard A Lamp | 1 | 40 | Bedroom | 224796 | Bedroom | 0.00047324
Recessed Can | Incandescent |  | Reflector | 1 | 65 | Other | 224797 | Other | 0.00047324
Track | Incandescent |  | Reflector | 3 | 75 | Family Room | 224798 | Family Room | 0.00047324
Wall Mount | Incandescent |  | Standard A Lamp | 1 | 60 | Family Room | 224798 | Family Room | 0.00047324
Recessed Can | Incandescent |  | Reflector | 1 | 65 | Hall | 224799 | Hall | 0.00047324
Chandelier (Hanging) | Incandescent |  | Mini base | 4 | 40 | Kitchen | 2247910 | Kitchen | 0.00047324
Recessed Can | Incandescent |  | Reflector | 1 | 75 | Kitchen | 2247910 | Kitchen | 0.00047324
Chandelier (Hanging) | Compact Fluorescent |  | Mini base | 1 | 15 | Kitchen | 2247910 | Kitchen | 0.00047324
Ceiling Fixture | Linear Fluorescent | 48 | T-12 | 2 | 32 | Laundry Room | 2247911 | Laundry Room | 0.00047324
Wall Mount | Incandescent |  | Globe | 4 | 40 | Bathroom | 2247912 | Bathroom | 0.00047324
Ceiling Fixture | Incandescent |  | Standard A Lamp | 2 | 60 | Master Bedroom | 2247913 | Master Bedroom | 0.00047324
Ceiling Fixture | Linear Fluorescent | 48 | T-12 | 2 | 40 | Office | 2247914 | Office | 0.00047324
Ceiling Fixture | Incandescent |  | Standard A Lamp | 1 | 60 | Closet | 2247915 | Closet | 0.00047324
Ceiling Fixture | Incandescent |  | Standard A Lamp | 2 | 60 | Family Room | 2247916 | Family Room | 0.00047324
Wall Mount | Halogen |  | Quartz Tube | 2 | 50 | Bathroom | 224931 | Bathroom | 0.0004784
Ceiling Fan | Incandescent |  | Standard A Lamp | 1 | 60 | Bathroom | 224931 | Bathroom | 0.0004784
Ceiling Fixture | Incandescent |  | Decorative | 2 | 40 | Bathroom | 224932 | Bathroom | 0.0004784
Ceiling Fan | Incandescent |  | Standard A Lamp | 1 | 60 | Bathroom | 224932 | Bathroom | 0.0004784
Wall Mount | Halogen |  | Quartz Tube | 2 | 50 | Bathroom | 224933 | Bathroom | 0.0004784
Recessed Can | Incandescent |  | Reflector | 1 | 65 | Bathroom | 224933 | Bathroom | 0.0004784
Ceiling Fan | Incandescent |  | Standard A Lamp | 1 | 60 | Bathroom | 224933 | Bathroom | 0.0004784
Recessed Can | Halogen |  | PAR | 1 | 75 | Bathroom | 224933 | Bathroom | 0.0004784
Chandelier (Hanging) | Incandescent |  | Standard A Lamp | 3 | 60 | Bedroom | 224934 | Bedroom | 0.0004784
Ceiling Fixture | Incandescent |  | Standard A Lamp | 1 | 60 | Bedroom | 224934 | Bedroom | 0.0004784
Ceiling Fixture | Other |  | Other | 2 | 15 | Closet | 224935 | Closet | 0.0004784
Recessed Can | Halogen |  | MR | 1 | 50 | Family Room | 224936 | Family Room | 0.0004784
Recessed Can | Incandescent |  | Reflector | 1 | 65 | Family Room | 224936 | Family Room | 0.0004784
Ceiling Fixture | Halogen |  | Other | 1 | 20 | Closet | 224937 | Closet | 0.0004784
Recessed Can | Incandescent |  | Reflector | 1 | 65 | Family Room | 224938 | Family Room | 0.0004784
Table | Incandescent |  | Standard A Lamp | 1 | 40 | Family Room | 224938 | Family Room | 0.0004784
Ceiling Fixture | Linear Fluorescent | 96 | T-8 | 2 | 100 | Garage | 224939 | Garage | 0.0004784
Ceiling Fixture | Incandescent |  | Standard A Lamp | 2 | 40 | Hall | 2249310 | Hall | 0.0004784
Ceiling Fixture | Incandescent |  | Standard A Lamp | 1 | 60 | Hall | 2249310 | Hall | 0.0004784
Ceiling Fixture | Other |  | Other | 2 | 15 | Laundry Room | 2249311 | Laundry Room | 0.0004784
Recessed Can | Incandescent |  | Reflector | 1 | 65 | Master Bedroom | 2249312 | Master Bedroom | 0.0004784
Table | Incandescent |  | Clear | 1 | 25 | Master Bedroom | 2249312 | Master Bedroom | 0.0004784
Wall Mount | Halogen |  |  | 2 | 50 | Bathroom | 2249313 | Bathroom | 0.0004784
Recessed Can | Halogen |  | MR | 1 | 50 | Bathroom | 2249313 | Bathroom | 0.0004784
Ceiling Fan | Incandescent |  | Standard A Lamp | 1 | 60 | Bathroom | 2249313 | Bathroom | 0.0004784
Ceiling Fixture | Halogen |  | Other | 2 | 20 | Closet | 2249314 | Closet | 0.0004784
Recessed Can | Incandescent |  | Reflector | 3 | 65 | Office | 2249315 | Office | 0.0004784
Ceiling Fixture | Incandescent |  | Standard A Lamp | 3 | 60 | Closet | 2249316 | Closet | 0.0004784
Recessed Can | Incandescent |  | Reflector | 1 | 65 | Living Room | 2249317 | Living Room | 0.0004784
Ceiling Fixture | Halogen |  | MR | 1 | 50 | Living Room | 2249317 | Living Room | 0.0004784
Recessed Can | Incandescent |  | Reflector | 1 | 65 | Kitchen | 2249318 | Kitchen | 0.0004784
Chandelier (Hanging) | Halogen |  | MR | 3 | 50 | Kitchen | 2249318 | Kitchen | 0.0004784
Chandelier (Hanging) | Halogen |  | Quartz Tube | 1 | 50 | Kitchen | 2249318 | Kitchen | 0.0004784
Recessed Can | Incandescent |  | Reflector | 1 | 65 | Kitchen | 2249318 | Kitchen | 0.0004784
Chandelier (Hanging) | Incandescent |  | Standard A Lamp | 3 | 60 | Kitchen | 2249318 | Kitchen | 0.0004784
Wall Mount | Halogen |  | Quartz Tube | 3 | 30 | Kitchen | 2249318 | Kitchen | 0.0004784
Chandelier (Hanging) | Incandescent |  | Standard A Lamp | 3 | 60 | Bedroom | 2249319 | Bedroom | 0.0004784
Table | Incandescent |  | Standard A Lamp | 2 | 60 | Bedroom | 2249319 | Bedroom | 0.0004784
Ceiling Fixture | Incandescent |  | Standard A Lamp | 1 | 60 | Bedroom | 2249319 | Bedroom | 0.0004784
Recessed Can | Incandescent |  | Reflector | 1 | 65 | Hall | 2249320 | Hall | 0.0004784
Ceiling Fixture | Linear Fluorescent | 96 | T-8 | 2 | 100 | Other | 2249321 | Other | 0.0004784
Garage door opener | Incandescent |  | Standard A Lamp | 2 | 60 | Other | 2249321 | Other | 0.0004784
Floor lamp | Incandescent |  | Mini base | 2 | 25 | Hall | 2249322 | Hall | 0.0004784
Ceiling Fixture | Incandescent |  | Reflector | 1 | 65 | Hall | 2249322 | Hall | 0.0004784
Recessed Can | Halogen |  | MR | 1 | 50 | Other | 2249323 | Other | 0.0004784
Wall Mount | Halogen |  | Quartz Tube | 1 | 50 | Other | 2249323 | Other | 0.0004784
Wall Mount | Compact Fluorescent |  | Twist | 3 | 15 | Bathroom | 225091 | Bathroom | 0.0005169
Ceiling Fan | Compact Fluorescent |  | Twist | 4 | 15 | Office | 225092 | Office | 0.0005169
Ceiling Fixture | Compact Fluorescent |  | Twist | 1 | 22 | Other | 225093 | Other | 0.0005169
Ceiling Fixture | Compact Fluorescent |  | Twist | 2 | 15 | Other | 225093 | Other | 0.0005169
Floor lamp | Compact Fluorescent |  | Straight Tube | 1 | 24 | Other | 225093 | Other | 0.0005169
Table | Compact Fluorescent |  | Twist | 1 | 15 | Other | 225093 | Other | 0.0005169
Recessed Can | Compact Fluorescent |  | Twist | 1 | 24 | Bedroom | 225094 | Bedroom | 0.0005169
Wall Mount | Compact Fluorescent |  | A shape bulb | 2 | 15 | Bathroom | 225095 | Bathroom | 0.0005169
Ceiling Fan | Compact Fluorescent |  | Twist | 1 | 20 | Bathroom | 225095 | Bathroom | 0.0005169
Ceiling Fixture | Compact Fluorescent |  | Twist | 1 | 22 | Master Bedroom | 225096 | Master Bedroom | 0.0005169
Ceiling Fan | Compact Fluorescent |  | Twist | 1 | 15 | Master Bedroom | 225096 | Master Bedroom | 0.0005169
Chandelier (Hanging) | Compact Fluorescent |  | Twist | 6 | 15 | Dining Room | 225097 | Dining Room | 0.0005169
Low bay | Linear Fluorescent | 48 | T-8 | 2 | 32 | Kitchen | 225098 | Kitchen | 0.0005169
Ceiling Fixture | Linear Fluorescent | 21 | T-5 | 2 | 13 | Kitchen | 225098 | Kitchen | 0.0005169
Recessed Can | Compact Fluorescent |  | Twist | 1 | 24 | Kitchen | 225098 | Kitchen | 0.0005169
Table | Compact Fluorescent |  | Twist | 1 | 24 | Living Room | 225099 | Living Room | 0.0005169
Torchiere | Halogen |  | Quartz Tube | 1 | 300 | Living Room | 225099 | Living Room | 0.0005169
Table | Compact Fluorescent |  | Twist | 1 | 15 | Living Room | 225099 | Living Room | 0.0005169
Torchiere | Compact Fluorescent |  | Twist | 1 | 24 | Living Room | 225099 | Living Room | 0.0005169
Ceiling Fixture | Compact Fluorescent |  | Twist | 1 | 22 | Living Room | 225099 | Living Room | 0.0005169
Floor lamp | Compact Fluorescent |  | Twist | 1 | 15 | Living Room | 225099 | Living Room | 0.0005169
Ceiling Fixture | Incandescent |  | Standard A Lamp | 1 | 60 | Hall | 2250910 | Hall | 0.0005169
Wall Mount | Incandescent |  | Globe | 4 | 40 | Bathroom | 225141 | Bathroom | 0.00094081
Wall Mount | Incandescent |  | Globe | 4 | 40 | Bathroom | 225142 | Bathroom | 0.00094081
Ceiling Fixture | Incandescent |  | Clear | 1 | 60 | Bedroom | 225143 | Bedroom | 0.00094081
Ceiling Fixture | Incandescent |  | Clear | 1 | 60 | Bedroom | 225144 | Bedroom | 0.00094081
Table | Compact Fluorescent |  | Twist | 1 | 23 | Bedroom | 225144 | Bedroom | 0.00094081
Ceiling Fan | Compact Fluorescent |  | A shape bulb | 4 | 11 | Bedroom | 225145 | Bedroom | 0.00094081
Ceiling Fixture | Incandescent |  | Standard A Lamp | 1 | 60 | Bedroom | 225145 | Bedroom | 0.00094081
Ceiling Fixture | Incandescent |  | Standard A Lamp | 1 | 60 | Closet | 225146 | Closet | 0.00094081
Chandelier (Hanging) | Incandescent |  | Clear | 5 | 60 | Dining Room | 225147 | Dining Room | 0.00094081
Ceiling Fixture | Incandescent |  | Standard A Lamp | 2 | 75 | Dining Room | 225147 | Dining Room | 0.00094081
Ceiling Fixture | Incandescent |  | Standard A Lamp | 1 | 60 | Dining Room | 225147 | Dining Room | 0.00094081
Ceiling Fixture | Incandescent |  | Mini base | 3 | 25 | Hall | 225148 | Hall | 0.00094081
Ceiling Fixture | Incandescent |  | Clear | 1 | 60 | Hall | 225148 | Hall | 0.00094081
Ceiling Fixture | Incandescent |  | Standard A Lamp | 1 | 75 | Garage | 225149 | Garage | 0.00094081
Garage door opener | Incandescent |  | Standard A Lamp | 1 | 40 | Garage | 225149 | Garage | 0.00094081
Ceiling Fixture | Incandescent |  | Clear | 1 | 60 | Hall | 2251410 | Hall | 0.00094081
Ceiling Fixture | Incandescent |  | Standard A Lamp | 2 | 60 | Hall | 2251410 | Hall | 0.00094081
Recessed Can | Incandescent |  | Reflector | 1 | 65 | Kitchen | 2251411 | Kitchen | 0.00094081
Ceiling Fixture | Incandescent |  | Clear | 1 | 60 | Laundry Room | 2251412 | Laundry Room | 0.00094081
Ceiling Fan | Incandescent |  | Clear | 3 | 60 | Living Room | 2251413 | Living Room | 0.00094081
Ceiling Fan | Compact Fluorescent |  | A shape bulb | 3 | 11 | Living Room | 2251413 | Living Room | 0.00094081
Table | Incandescent |  | Standard A Lamp | 1 | 60 | Living Room | 2251413 | Living Room | 0.00094081
Wall Mount | Incandescent |  | Globe | 8 | 40 | Bathroom | 2251414 | Bathroom | 0.00094081
Ceiling Fixture | Incandescent |  | Clear | 1 | 60 | Bathroom | 2251414 | Bathroom | 0.00094081
Ceiling Fan | Incandescent |  | Clear | 3 | 60 | Master Bedroom | 2251415 | Master Bedroom | 0.00094081
Ceiling Fixture | Incandescent |  | Clear | 1 | 60 | Closet | 2251416 | Closet | 0.00094081
Ceiling Fixture | Compact Fluorescent |  | Twist | 1 | 22 | Bedroom | 225151 | Bedroom | 0.0005169
Table | Incandescent |  | 3-Way Incandescent | 1 | 100 | Bedroom | 225151 | Bedroom | 0.0005169
Ceiling Fixture | Compact Fluorescent |  | Twist | 1 | 22 | Office | 225152 | Office | 0.0005169
Chandelier (Hanging) | Incandescent |  | Decorative | 5 | 40 | Dining Room | 225153 | Dining Room | 0.0005169
Other | Incandescent |  | Globe | 1 | 40 | Dining Room | 225153 | Dining Room | 0.0005169
Ceiling Fixture | Linear Fluorescent | 48 | T-8 | 1 | 32 | Garage | 225154 | Garage | 0.0005169
Garage door opener | Incandescent |  | Standard A Lamp | 1 | 25 | Garage | 225154 | Garage | 0.0005169
Ceiling Fixture | Halogen |  | PAR | 1 | 75 | Garage | 225154 | Garage | 0.0005169
Ceiling Fixture | Compact Fluorescent |  | Twist | 1 | 15 | Hall | 225155 | Hall | 0.0005169
Ceiling Fixture | Compact Fluorescent |  | Twist | 1 | 22 | Hall | 225155 | Hall | 0.0005169
Other | Linear Fluorescent | 18 | Fluorescent Other | 1 | 16 | Kitchen | 225156 | Kitchen | 0.0005169
Ceiling Fixture | Incandescent |  | Standard A Lamp | 1 | 60 | Kitchen | 225156 | Kitchen | 0.0005169
Ceiling Fixture | Compact Fluorescent |  | Twist | 1 | 15 | Kitchen | 225156 | Kitchen | 0.0005169
Recessed - other | Compact Fluorescent |  | Twist | 1 | 15 | Kitchen | 225156 | Kitchen | 0.0005169
Ceiling Fixture | Compact Fluorescent |  | Twist | 1 | 15 | Laundry Room | 225157 | Laundry Room | 0.0005169
Ceiling Fixture | Incandescent |  | Standard A Lamp | 2 | 60 | Living Room | 225158 | Living Room | 0.0005169
Table | Compact Fluorescent |  | Twist | 1 | 15 | Living Room | 225158 | Living Room | 0.0005169
Floor lamp | Incandescent |  | 3-Way Incandescent | 1 | 150 | Living Room | 225158 | Living Room | 0.0005169
Ceiling Fixture | Compact Fluorescent |  | Twist | 1 | 15 | Bathroom | 225159 | Bathroom | 0.0005169
Ceiling Fixture | Compact Fluorescent |  | Twist | 1 | 15 | Master Bedroom | 2251510 | Master Bedroom | 0.0005169
Table | Compact Fluorescent |  | Straight Tube | 1 | 15 | Master Bedroom | 2251510 | Master Bedroom | 0.0005169
Floor lamp | Compact Fluorescent |  | Straight Tube | 1 | 27 | Master Bedroom | 2251510 | Master Bedroom | 0.0005169
Wall Mount | Incandescent |  | Standard A Lamp | 1 | 40 | Bathroom | 2251511 | Bathroom | 0.0005169
Wall Mount | Incandescent |  | Decorative | 1 | 40 | Bathroom | 2251511 | Bathroom | 0.0005169
Ceiling Fan | Compact Fluorescent |  | Twist | 1 | 15 | Bathroom | 2251511 | Bathroom | 0.0005169
Table | Compact Fluorescent |  | Straight Tube | 1 | 27 | Family Room | 2251512 | Family Room | 0.0005169
Ceiling Fixture | Compact Fluorescent |  | Twist | 2 | 15 | Family Room | 2251512 | Family Room | 0.0005169
Ceiling Fixture | Compact Fluorescent |  | Twist | 2 | 22 | Bathroom | 225191 | Bathroom | 0.00052955
Ceiling Fixture | Compact Fluorescent |  | Twist | 2 | 22 | Bedroom | 225192 | Bedroom | 0.00052955
Ceiling Fixture | Compact Fluorescent |  | Twist | 2 | 22 | Bedroom | 225193 | Bedroom | 0.00052955
Ceiling Fixture | Compact Fluorescent |  | Twist | 2 | 22 | Family Room | 225194 | Family Room | 0.00052955
Ceiling Fixture | Compact Fluorescent |  | Twist | 2 | 22 | Kitchen | 225195 | Kitchen | 0.00052955
Wall Mount | Incandescent |  | Globe | 4 | 60 | Bathroom | 225211 | Bathroom | 0.00040077
Ceiling Fixture | Incandescent |  | Standard A Lamp | 1 | 60 | Garage | 225212 | Garage | 0.00040077
Low bay | Linear Fluorescent | 48 | T-12 | 2 | 40 | Garage | 225212 | Garage | 0.00040077
Chandelier (Hanging) | Incandescent |  | Mini base | 5 | 40 | Dining Room | 225213 | Dining Room | 0.00040077
Track | Halogen |  | PAR | 3 | 30 | Family Room | 225214 | Family Room | 0.00040077
Floor lamp | Compact Fluorescent |  | Twist | 1 | 15 | Family Room | 225214 | Family Room | 0.00040077
Wall Mount | Halogen |  | PAR | 3 | 30 | Bedroom | 225215 | Bedroom | 0.00040077
Track | Halogen |  | PAR | 5 | 30 | Kitchen | 225216 | Kitchen | 0.00040077
Wall Mount | Incandescent |  | Standard A Lamp | 1 | 65 | Laundry Room | 225217 | Laundry Room | 0.00040077
Track | Incandescent |  | Standard A Lamp | 2 | 65 | Laundry Room | 225217 | Laundry Room | 0.00040077
Ceiling Fan | Incandescent |  | Standard A Lamp | 2 | 60 | Master Bedroom | 225218 | Master Bedroom | 0.00040077
Table | Compact Fluorescent |  | Twist | 1 | 22 | Master Bedroom | 225218 | Master Bedroom | 0.00040077
Wall Mount | Incandescent |  | Standard A Lamp | 4 | 40 | Bathroom | 225219 | Bathroom | 0.00040077
Wall Mount | Incandescent |  | Standard A Lamp | 1 | 40 | Hall | 2252110 | Hall | 0.00040077
Ceiling Fixture | Linear Fluorescent | 48 | T-12 | 2 | 40 | Other | 225301 | Other | 0.00040077
Wall Mount | Compact Fluorescent |  | Twist | 2 | 15 | Bathroom | 225302 | Bathroom | 0.00040077
Ceiling Fixture | Incandescent |  | Standard A Lamp | 1 | 60 | Bathroom | 225303 | Bathroom | 0.00040077
Ceiling Fan | Compact Fluorescent |  | Twist | 3 | 15 | Bedroom | 225304 | Bedroom | 0.00040077
Ceiling Fixture | Compact Fluorescent |  | Twist | 3 | 22 | Bedroom | 225305 | Bedroom | 0.00040077
Ceiling Fixture | Compact Fluorescent |  | Twist | 1 | 15 | Bedroom | 225306 | Bedroom | 0.00040077
Ceiling Fan | Compact Fluorescent |  | Twist | 3 | 15 | Kitchen | 225307 | Kitchen | 0.00040077
Ceiling Fan | Compact Fluorescent |  | Twist | 3 | 15 | Living Room | 225308 | Living Room | 0.00040077
Ceiling Fan | Compact Fluorescent |  | Twist | 4 | 15 | Living Room | 225308 | Living Room | 0.00040077
Ceiling Fixture | Compact Fluorescent |  | Twist | 1 | 22 | Other | 225309 | Other | 0.00040077
Ceiling Fixture | Incandescent |  | Standard A Lamp | 2 | 60 | Other | 225331 | Other | 0.00028447
Ceiling Fixture | Linear Fluorescent | 48 | T-8 | 2 | 40 | Laundry Room | 225332 | Laundry Room | 0.00028447
Wall Mount | Compact Fluorescent |  | Twist | 5 | 22 | Bathroom | 225333 | Bathroom | 0.00028447
Ceiling Fixture | Incandescent |  | Standard A Lamp | 2 | 60 | Bathroom | 225333 | Bathroom | 0.00028447
Ceiling Fixture | Incandescent |  | Decorative | 2 | 65 | Bedroom | 225334 | Bedroom | 0.00028447
Ceiling Fixture | Incandescent |  | Standard A Lamp | 2 | 60 | Bedroom | 225335 | Bedroom | 0.00028447
Floor lamp | Incandescent |  | Standard A Lamp | 1 | 60 | Bedroom | 225335 | Bedroom | 0.00028447
Garage door opener | Incandescent |  | Clear | 2 | 40 | Garage | 225336 | Garage | 0.00028447
Ceiling Fixture | Incandescent |  | Standard A Lamp | 1 | 60 | Garage | 225336 | Garage | 0.00028447
Ceiling Fixture | Incandescent |  | Globe | 1 | 75 | Hall | 225337 | Hall | 0.00028447
Chandelier (Hanging) | Incandescent |  | Standard A Lamp | 5 | 60 | Kitchen | 225338 | Kitchen | 0.00028447
Ceiling Fixture | Incandescent |  | Globe | 3 | 40 | Kitchen | 225338 | Kitchen | 0.00028447
Floor lamp | Linear Fluorescent | 72 | Fluorescent Unknown | 3 | 60 | Living Room | 225339 | Living Room | 0.00028447
Ceiling Fan | Incandescent |  | Standard A Lamp | 1 | 40 | Bathroom | 225462 | Bathroom | 0.0005169
Wall Mount | Incandescent |  | 3-Way Incandescent | 1 | 150 | Bathroom | 225462 | Bathroom | 0.0005169
Architectural | Incandescent |  | Globe | 1 | 40 | Dining Room | 225463 | Dining Room | 0.0005169
Table | Incandescent |  | Mini base | 1 | 40 | Dining Room | 225463 | Dining Room | 0.0005169
Table | Incandescent |  | Globe | 4 | 25 | Hall | 225464 | Hall | 0.0005169
Recessed Can | Incandescent |  | Standard A Lamp | 1 | 40 | Kitchen | 225465 | Kitchen | 0.0005169
Ceiling Fixture | Incandescent |  | Standard A Lamp | 1 | 40 | Kitchen | 225465 | Kitchen | 0.0005169
Ceiling Fan | Incandescent |  | Globe | 1 | 25 | Kitchen | 225465 | Kitchen | 0.0005169
Other | Incandescent |  | Standard A Lamp | 3 | 25 | Living Room | 225466 | Living Room | 0.0005169
Table | Incandescent |  | Globe | 1 | 25 | Living Room | 225466 | Living Room | 0.0005169
Wall Mount | Incandescent |  | Mini base | 1 | 7 | Living Room | 225466 | Living Room | 0.0005169
Table | Incandescent |  | Globe | 1 | 38 | Living Room | 225466 | Living Room | 0.0005169
Torchiere | Incandescent |  | Decorative | 3 | 15 | Living Room | 225466 | Living Room | 0.0005169
Floor lamp | Halogen |  | Other | 1 | 50 | Bedroom | 225467 | Bedroom | 0.0005169
Chandelier (Hanging) | Incandescent |  | Globe | 1 | 25 | Bedroom | 225467 | Bedroom | 0.0005169
Chandelier (Hanging) | Incandescent |  | Globe | 1 | 25 | Bedroom | 225467 | Bedroom | 0.0005169
Ceiling Fixture | Incandescent |  | Standard A Lamp | 1 | 40 | Bedroom | 225467 | Bedroom | 0.0005169
Ceiling Fixture | Incandescent |  | Standard A Lamp | 1 | 40 | Bedroom | 225468 | Bedroom | 0.0005169
Table | Incandescent |  | Standard A Lamp | 1 | 75 | Bedroom | 225468 | Bedroom | 0.0005169
Table | Incandescent |  | Decorative | 1 | 25 | Bedroom | 225468 | Bedroom | 0.0005169
Table | Incandescent |  | Globe | 1 | 25 | Bedroom | 225468 | Bedroom | 0.0005169
Table | Incandescent |  | Decorative | 1 | 25 | Bedroom | 225468 | Bedroom | 0.0005169
Wall Mount | Incandescent |  | Globe | 3 | 40 | Bathroom | 225571 | Bathroom | 0.0005169
Ceiling Fixture | Incandescent |  | Standard A Lamp | 1 | 60 | Bathroom | 225571 | Bathroom | 0.0005169
Chandelier (Hanging) | Incandescent |  | Standard A Lamp | 4 | 60 | Bathroom | 225572 | Bathroom | 0.0005169
Ceiling Fixture | Compact Fluorescent |  | Twist | 3 | 20 | Bedroom | 225573 | Bedroom | 0.0005169
Table | Incandescent |  | Standard A Lamp | 1 | 100 | Bedroom | 225573 | Bedroom | 0.0005169
Ceiling Fixture | Incandescent |  | Standard A Lamp | 4 | 60 | Master Bedroom | 225574 | Master Bedroom | 0.0005169
Ceiling Fan | Compact Fluorescent |  | Twist | 1 | 22 | Master Bedroom | 225574 | Master Bedroom | 0.0005169
Ceiling Fixture | Compact Fluorescent |  | Twist | 2 | 20 | Bedroom | 225575 | Bedroom | 0.0005169
Table | Halogen |  | MR | 1 | 50 | Bedroom | 225575 | Bedroom | 0.0005169
Ceiling Fixture | Compact Fluorescent |  | Twist | 4 | 22 | Dining Room | 225576 | Dining Room | 0.0005169
Recessed - other | Halogen |  | MR | 1 | 50 | Family Room | 225577 | Family Room | 0.0005169
Ceiling Fixture | Linear Fluorescent | 48 | T-12 | 2 | 40 | Family Room | 225577 | Family Room | 0.0005169
Table | Incandescent |  | 3-Way Incandescent | 1 | 100 | Family Room | 225577 | Family Room | 0.0005169
Wall Mount | Compact Fluorescent |  | Reflector | 1 | 22 | Family Room | 225577 | Family Room | 0.0005169
Table | Compact Fluorescent |  | Twist | 1 | 18 | Family Room | 225577 | Family Room | 0.0005169
Ceiling Fixture | Incandescent |  | Standard A Lamp | 2 | 60 | Hall | 225578 | Hall | 0.0005169
Recessed - other | Halogen |  | MR | 1 | 50 | Kitchen | 225579 | Kitchen | 0.0005169
Architectural | Linear Fluorescent | 48 | T-12 | 1 | 40 | Kitchen | 225579 | Kitchen | 0.0005169
Architectural | Linear Fluorescent | 48 | T-12 | 2 | 40 | Kitchen | 225579 | Kitchen | 0.0005169
Ceiling Fan | Incandescent |  | Decorative | 4 | 25 | Living Room | 2255710 | Living Room | 0.0005169
Ceiling Fan | Incandescent |  | Standard A Lamp | 1 | 60 | Living Room | 2255710 | Living Room | 0.0005169
Table | Incandescent |  | 3-Way Incandescent | 1 | 100 | Living Room | 2255710 | Living Room | 0.0005169
Table | Incandescent |  | Standard A Lamp | 1 | 100 | Living Room | 2255710 | Living Room | 0.0005169
Chandelier (Hanging) | Incandescent |  | Standard A Lamp | 1 | 60 | Living Room | 2255710 | Living Room | 0.0005169
Architectural | Linear Fluorescent | 48 | T-12 | 3 | 40 | Living Room | 2255710 | Living Room | 0.0005169
Floor lamp | Incandescent |  | Mini base | 5 | 40 | Living Room | 225591 | Living Room | 0.00029634
Ceiling Fixture | Compact Fluorescent |  | Pin base | 1 | 22 | Laundry Room | 225592 | Laundry Room | 0.00029634
Ceiling Fan | Halogen |  | MR | 3 | 50 | Dining Room | 225593 | Dining Room | 0.00029634
Floor lamp | Incandescent |  | Other | 1 | 25 | Dining Room | 225593 | Dining Room | 0.00029634
Chandelier (Hanging) | Compact Fluorescent |  | Twist | 3 | 15 | Dining Room | 225593 | Dining Room | 0.00029634
Chandelier (Hanging) | Incandescent |  | Standard A Lamp | 1 | 40 | Dining Room | 225593 | Dining Room | 0.00029634
Ceiling Fixture | Halogen |  | MR | 3 | 50 | Kitchen | 225594 | Kitchen | 0.00029634
Recessed Can | Incandescent |  | Reflector | 1 | 65 | Kitchen | 225594 | Kitchen | 0.00029634
Ceiling Fixture | Compact Fluorescent |  | Twist | 1 | 22 | Kitchen | 225594 | Kitchen | 0.00029634
Ceiling Fixture | Compact Fluorescent |  | Twist | 1 | 22 | Bathroom | 225595 | Bathroom | 0.00029634
Wall Mount | Incandescent |  | Globe | 6 | 25 | Bathroom | 225595 | Bathroom | 0.00029634
Ceiling Fixture | Incandescent |  | Standard A Lamp | 1 | 60 | Bathroom | 225595 | Bathroom | 0.00029634
Ceiling Fixture | Incandescent |  | Mini base | 3 | 40 | Bedroom | 225596 | Bedroom | 0.00029634
Ceiling Fixture | Incandescent |  | Standard A Lamp | 1 | 60 | Hall | 225597 | Hall | 0.00029634
Ceiling Fixture | Halogen |  | MR | 4 | 50 | Family Room | 225598 | Family Room | 0.00029634
Floor lamp | Compact Fluorescent |  | Twist | 1 | 15 | Family Room | 225598 | Family Room | 0.00029634
Ceiling Fixture | Compact Fluorescent |  | Twist | 1 | 22 | Family Room | 225598 | Family Room | 0.00029634
Ceiling Fixture | Compact Fluorescent |  | Twist | 2 | 22 | Family Room | 225598 | Family Room | 0.00029634
Floor lamp | Incandescent |  | Standard A Lamp | 2 | 100 | Family Room | 225598 | Family Room | 0.00029634
Ceiling Fixture | Incandescent |  | Standard A Lamp | 2 | 75 | Bedroom | 225599 | Bedroom | 0.00029634
Floor lamp | Incandescent |  | Other | 2 | 25 | Bedroom | 225599 | Bedroom | 0.00029634
Wall Mount | Incandescent |  | Standard A Lamp | 2 | 60 | Bathroom | 2255910 | Bathroom | 0.00029634
Ceiling Fixture | Compact Fluorescent |  | Twist | 1 | 15 | Bathroom | 2255910 | Bathroom | 0.00029634
Ceiling Fixture | Incandescent |  | Standard A Lamp | 1 | 60 | Bathroom | 2255910 | Bathroom | 0.00029634
Ceiling Fixture | Compact Fluorescent |  | Twist | 2 | 15 | Bedroom | 225661 | Bedroom | 0.00028447
Ceiling Fixture | Compact Fluorescent |  | Twist | 1 | 22 | Hall | 225662 | Hall | 0.00028447
Ceiling Fixture | Linear Fluorescent | 48 | T-12 | 2 | 40 | Kitchen | 225663 | Kitchen | 0.00028447
Wall Mount | Compact Fluorescent |  | Twist | 1 | 15 | Kitchen | 225663 | Kitchen | 0.00028447
Ceiling Fixture | Incandescent |  | Standard A Lamp | 2 | 60 | Laundry Room | 225664 | Laundry Room | 0.00028447
Ceiling Fixture | Compact Fluorescent |  | Twist | 1 | 15 | Living Room | 225665 | Living Room | 0.00028447
Table | Compact Fluorescent |  | Twist | 1 | 15 | Living Room | 225665 | Living Room | 0.00028447
Ceiling Fixture | Compact Fluorescent |  | Twist | 1 | 15 | Master Bedroom | 225666 | Master Bedroom | 0.00028447
Table | Incandescent |  | Decorative | 3 | 15 | Master Bedroom | 225666 | Master Bedroom | 0.00028447
Ceiling Fixture | Compact Fluorescent |  | Twist | 1 | 15 | Closet | 225667 | Closet | 0.00028447
Ceiling Fixture | Incandescent |  | Standard A Lamp | 1 | 60 | Bathroom | 225701 | Bathroom | 0.00028447
Ceiling Fixture | Incandescent |  | Standard A Lamp | 1 | 60 | Bedroom | 225702 | Bedroom | 0.00028447
Table | Incandescent |  | Standard A Lamp | 1 | 60 | Bedroom | 225702 | Bedroom | 0.00028447
Ceiling Fixture | Incandescent |  | Standard A Lamp | 1 | 60 | Bedroom | 225703 | Bedroom | 0.00028447
Floor lamp | Incandescent |  | Standard A Lamp | 1 | 60 | Bedroom | 225703 | Bedroom | 0.00028447
Ceiling Fan | Incandescent |  | Standard A Lamp | 4 | 60 | Kitchen | 225704 | Kitchen | 0.00028447
Ceiling Fixture | Incandescent |  | Standard A Lamp | 1 | 60 | Kitchen | 225704 | Kitchen | 0.00028447
Ceiling Fixture | Compact Fluorescent |  | Twist | 1 | 22 | Kitchen | 225704 | Kitchen | 0.00028447
Ceiling Fixture | Incandescent |  | Standard A Lamp | 3 | 60 | Kitchen | 225704 | Kitchen | 0.00028447
Ceiling Fan | Incandescent |  | Standard A Lamp | 4 | 60 | Living Room | 225705 | Living Room | 0.00028447
Floor lamp | Incandescent |  | Standard A Lamp | 1 | 60 | Living Room | 225705 | Living Room | 0.00028447
Wall Mount | Incandescent |  | Globe | 8 | 40 | Bathroom | 225711 | Bathroom | 0.00094081
Ceiling Fixture | Incandescent |  | Standard A Lamp | 1 | 60 | Bedroom | 225712 | Bedroom | 0.00094081
Ceiling Fixture | Incandescent |  | Standard A Lamp | 2 | 60 | Bedroom | 225713 | Bedroom | 0.00094081
Table | Incandescent |  | Standard A Lamp | 1 | 60 | Bedroom | 225713 | Bedroom | 0.00094081
Ceiling Fan | Incandescent |  | Standard A Lamp | 3 | 40 | Bedroom | 225714 | Bedroom | 0.00094081
Ceiling Fixture | Incandescent |  | Decorative | 1 | 60 | Bedroom | 225715 | Bedroom | 0.00094081
Wall Mount | Incandescent |  | Standard A Lamp | 1 | 40 | Bedroom | 225715 | Bedroom | 0.00094081
Ceiling Fan | Incandescent |  | Standard A Lamp | 3 | 60 | Family Room | 225716 | Family Room | 0.00094081
Ceiling Fixture | Incandescent |  | Standard A Lamp | 1 | 60 | Family Room | 225716 | Family Room | 0.00094081
Ceiling Fixture | Incandescent |  | Standard A Lamp | 5 | 40 | Family Room | 225716 | Family Room | 0.00094081
Ceiling Fixture | Incandescent |  | Standard A Lamp | 1 | 100 | Garage | 225717 | Garage | 0.00094081
Garage door opener | Incandescent |  | Standard A Lamp | 1 | 100 | Garage | 225717 | Garage | 0.00094081
Ceiling Fixture | Incandescent |  | Standard A Lamp | 1 | 60 | Hall | 225718 | Hall | 0.00094081
Ceiling Fixture | Incandescent |  | Standard A Lamp | 1 | 60 | Kitchen | 225719 | Kitchen | 0.00094081
Ceiling Fixture | Linear Fluorescent | 48 | T-12 | 4 | 40 | Kitchen | 225719 | Kitchen | 0.00094081
Ceiling Fixture | Incandescent |  | Standard A Lamp | 2 | 60 | Laundry Room | 2257110 | Laundry Room | 0.00094081
Wall Mount | Incandescent |  | Standard A Lamp | 4 | 60 | Bathroom | 2257111 | Bathroom | 0.00094081
Ceiling Fixture | Incandescent |  | Standard A Lamp | 1 | 60 | Living Room | 2257112 | Living Room | 0.00094081
Ceiling Fixture | Incandescent |  | Standard A Lamp | 1 | 60 | Living Room | 2257112 | Living Room | 0.00094081
Floor lamp | Incandescent |  | Standard A Lamp | 1 | 100 | Living Room | 2257112 | Living Room | 0.00094081
Wall Mount | Compact Fluorescent |  | Twist | 2 | 15 | Bathroom | 225761 | Bathroom | 0.0005169
Wall Mount | Compact Fluorescent |  | Twist | 3 | 14 | Bathroom | 225762 | Bathroom | 0.0005169
Recessed - other | Incandescent |  | Heat Lamp | 1 | 250 | Bathroom | 225762 | Bathroom | 0.0005169
Wall Mount | Compact Fluorescent |  | Twist | 3 | 15 | Bathroom | 225763 | Bathroom | 0.0005169
Ceiling Fixture | Compact Fluorescent |  | Twist | 1 | 22 | Bathroom | 225763 | Bathroom | 0.0005169
Ceiling Fixture | Compact Fluorescent |  | Circline (Screw Base) | 1 | 22 | Master Bedroom | 225764 | Master Bedroom | 0.0005169
Table | Incandescent |  | Decorative | 1 | 40 | Master Bedroom | 225764 | Master Bedroom | 0.0005169
Ceiling Fixture | Compact Fluorescent |  | Circline (Screw Base) | 1 | 28 | Office | 225765 | Office | 0.0005169
Ceiling Fixture | Compact Fluorescent |  | Circline (Screw Base) | 1 | 22 | Bedroom | 225766 | Bedroom | 0.0005169
Ceiling Fixture | Compact Fluorescent |  | Circline (Screw Base) | 1 | 22 | Bedroom | 225767 | Bedroom | 0.0005169
Ceiling Fixture | Compact Fluorescent |  | Twist | 1 | 15 | Closet | 225768 | Closet | 0.0005169
Ceiling Fixture | Compact Fluorescent |  | Circline (Screw Base) | 1 | 22 | Hall | 225769 | Hall | 0.0005169
Ceiling Fixture | Incandescent |  | Standard A Lamp | 1 | 75 | Hall | 225769 | Hall | 0.0005169
Floor lamp | Compact Fluorescent |  | Twist | 2 | 22 | Family Room | 2257610 | Family Room | 0.0005169
Floor lamp | Compact Fluorescent |  | A shape bulb | 1 | 11 | Family Room | 2257610 | Family Room | 0.0005169
Recessed Can | Incandescent |  | Reflector | 1 | 75 | Family Room | 2257610 | Family Room | 0.0005169
Ceiling Fixture | Linear Fluorescent | 48 | T-8 | 2 | 32 | Garage | 2257611 | Garage | 0.0005169
Garage door opener | Incandescent |  | Standard A Lamp | 1 | 60 | Garage | 2257611 | Garage | 0.0005169
Recessed Can | Compact Fluorescent |  | Reflector | 1 | 15 | Hall | 2257612 | Hall | 0.0005169
Ceiling Fixture | Compact Fluorescent |  | Twist | 1 | 15 | Hall | 2257612 | Hall | 0.0005169
Recessed Can | Incandescent |  | Standard A Lamp | 1 | 65 | Kitchen | 2257613 | Kitchen | 0.0005169
Recessed - other | Linear Fluorescent | 48 | T-12 | 2 | 35 | Kitchen | 2257613 | Kitchen | 0.0005169
Ceiling Fan | Compact Fluorescent |  | Twist | 4 | 15 | Kitchen | 2257613 | Kitchen | 0.0005169
Ceiling Fixture | Compact Fluorescent |  | Twist | 1 | 22 | Laundry Room | 2257614 | Laundry Room | 0.0005169
Torchiere | Compact Fluorescent |  | Twist | 1 | 28 | Living Room | 2257615 | Living Room | 0.0005169
Track | Halogen |  | MR | 5 | 30 | Living Room | 2257616 | Living Room | 0.0005169
Ceiling Fan | Incandescent |  | Standard A Lamp | 3 | 40 | Bedroom | 225771 | Bedroom | 0.0004784
Wall Mount | Incandescent |  | Globe | 4 | 60 | Bathroom | 225772 | Bathroom | 0.0004784
Ceiling Fixture | Incandescent |  | Standard A Lamp | 2 | 60 | Hall | 225773 | Hall | 0.0004784
Ceiling Fan | Compact Fluorescent |  | Twist | 4 | 15 | Kitchen | 225774 | Kitchen | 0.0004784
Other | Linear Fluorescent | 12 | T-8 | 1 | 16 | Kitchen | 225774 | Kitchen | 0.0004784
Chandelier (Hanging) | Compact Fluorescent |  | Twist | 1 | 15 | Laundry Room | 225775 | Laundry Room | 0.0004784
Ceiling Fan | Compact Fluorescent |  | A shape bulb | 4 | 7 | Living Room | 225776 | Living Room | 0.0004784
Floor lamp | Incandescent |  | Standard A Lamp | 1 | 100 | Living Room | 225776 | Living Room | 0.0004784
Floor lamp | Compact Fluorescent |  | Twist | 1 | 15 | Living Room | 225776 | Living Room | 0.0004784
Floor lamp | Incandescent |  | Standard A Lamp | 1 | 60 | Living Room | 225776 | Living Room | 0.0004784
Ceiling Fan | Compact Fluorescent |  | Twist | 3 | 15 | Bedroom | 225777 | Bedroom | 0.0004784
Table | Incandescent |  | Standard A Lamp | 1 | 60 | Bedroom | 225777 | Bedroom | 0.0004784
Ceiling Fixture | Linear Fluorescent | 48 | T-8 | 2 | 32 | Garage | 225778 | Garage | 0.0004784
Ceiling Fixture | Linear Fluorescent | 48 | T-12 | 2 | 40 | Garage | 225778 | Garage | 0.0004784
Wall Mount | Incandescent |  | Globe | 6 | 40 | Bathroom | 225801 | Bathroom | 0.0030496
Wall Mount | Incandescent |  | Globe | 2 | 40 | Bathroom | 225801 | Bathroom | 0.0030496
Wall Mount | Incandescent |  | Standard A Lamp | 2 | 60 | Bathroom | 225802 | Bathroom | 0.0030496
Ceiling Fixture | Incandescent |  | Standard A Lamp | 2 | 40 | Bedroom | 225803 | Bedroom | 0.0030496
Ceiling Fixture | Incandescent |  | Standard A Lamp | 2 | 60 | Bedroom | 225804 | Bedroom | 0.0030496
Ceiling Fixture | Incandescent |  | Standard A Lamp | 2 | 60 | Bedroom | 225805 | Bedroom | 0.0030496
Ceiling Fixture | Compact Fluorescent |  | Twist | 1 | 7 | Closet | 225806 | Closet | 0.0030496
Ceiling Fixture | Incandescent |  | Standard A Lamp | 1 | 40 | Closet | 225807 | Closet | 0.0030496
Ceiling Fan | Compact Fluorescent |  | Twist | 5 | 9 | Dining Room | 225808 | Dining Room | 0.0030496
Ceiling Fan | Incandescent |  | Standard A Lamp | 3 | 40 | Family Room | 225809 | Family Room | 0.0030496
Ceiling Fixture | Incandescent |  | Standard A Lamp | 1 | 60 | Garage | 2258010 | Garage | 0.0030496
Garage door opener | Incandescent |  | Standard A Lamp | 1 | 60 | Garage | 2258010 | Garage | 0.0030496
Ceiling Fixture | Incandescent |  | Standard A Lamp | 1 | 60 | Hall | 2258011 | Hall | 0.0030496
Ceiling Fixture | Incandescent |  | Standard A Lamp | 3 | 60 | Kitchen | 2258012 | Kitchen | 0.0030496
Torchiere | Compact Fluorescent |  | Twist | 1 | 15 | Living Room | 2258013 | Living Room | 0.0030496
Table | Compact Fluorescent |  | Twist | 1 | 9 | Living Room | 2258013 | Living Room | 0.0030496
Ceiling Fixture | Incandescent |  | Standard A Lamp | 2 | 40 | Master Bedroom | 2258014 | Master Bedroom | 0.0030496
Chandelier (Hanging) | Incandescent |  | Standard A Lamp | 1 | 40 | Office | 2258015 | Office | 0.0030496
Table | Incandescent |  | Standard A Lamp | 1 | 40 | Office | 2258015 | Office | 0.0030496
Wall Mount | Compact Fluorescent |  | Twist | 1 | 15 | Other | 2258016 | Other | 0.0030496
Ceiling Fixture | Incandescent |  | Standard A Lamp | 2 | 60 | Bedroom | 225831 | Bedroom | 0.00052955
Table | Compact Fluorescent |  | Pin base | 1 | 27 | Bedroom | 225831 | Bedroom | 0.00052955
Ceiling Fixture | Incandescent |  | Standard A Lamp | 2 | 60 | Bedroom | 225832 | Bedroom | 0.00052955
Floor lamp | Incandescent |  | 3-Way Incandescent | 1 | 150 | Bedroom | 225832 | Bedroom | 0.00052955
Table | Incandescent |  | 3-Way Incandescent | 1 | 100 | Bedroom | 225832 | Bedroom | 0.00052955
Ceiling Fixture | Incandescent |  | Standard A Lamp | 1 | 75 | Bathroom | 225833 | Bathroom | 0.00052955
Ceiling Fixture | Incandescent |  | Standard A Lamp | 1 | 60 | Bedroom | 225834 | Bedroom | 0.00052955
Floor lamp | Incandescent |  | Standard A Lamp | 1 | 100 | Bedroom | 225834 | Bedroom | 0.00052955
Ceiling Fixture | Incandescent |  | Standard A Lamp | 1 | 60 | Laundry Room | 225835 | Laundry Room | 0.00052955
Wall Mount | Incandescent |  | Clear | 3 | 40 | Laundry Room | 225835 | Laundry Room | 0.00052955
Table | Incandescent |  | Standard A Lamp | 1 | 40 | Living Room | 225836 | Living Room | 0.00052955
Table | Compact Fluorescent |  | Twist | 1 | 15 | Living Room | 225836 | Living Room | 0.00052955
Ceiling Fixture | Linear Fluorescent | 48 | T-12 | 2 | 40 | Living Room | 225837 | Living Room | 0.00052955
Ceiling Fixture | Incandescent |  | Standard A Lamp | 2 | 60 | Hall | 225838 | Hall | 0.00052955
Ceiling Fixture | Incandescent |  | Standard A Lamp | 1 | 40 | Garage | 225839 | Garage | 0.00052955
Ceiling Fixture | Incandescent |  | Standard A Lamp | 1 | 75 | Garage | 225839 | Garage | 0.00052955
Ceiling Fixture | Incandescent |  | Standard A Lamp | 2 | 60 | Hall | 2258310 | Hall | 0.00052955
Chandelier (Hanging) | Incandescent |  | Clear | 5 | 60 | Kitchen | 2258311 | Kitchen | 0.00052955
Floor lamp | Incandescent |  | 3-Way Incandescent | 1 | 100 | Dining Room | 2258312 | Dining Room | 0.00052955
Table | Incandescent |  | 3-Way Incandescent | 1 | 100 | Dining Room | 2258312 | Dining Room | 0.00052955
Ceiling Fixture | Incandescent |  | Globe | 2 | 75 | Dining Room | 2258312 | Dining Room | 0.00052955
Ceiling Fixture | Incandescent |  | Standard A Lamp | 2 | 60 | Office | 2258313 | Office | 0.00052955
Ceiling Fixture | Incandescent |  | Decorative | 1 | 60 | Hall | 2258314 | Hall | 0.00052955
Ceiling Fixture | Incandescent |  | Standard A Lamp | 2 | 60 | Bathroom | 225901 | Bathroom | 0.00029634
Wall Mount | Incandescent |  | Globe | 5 | 40 | Bathroom | 225901 | Bathroom | 0.00029634
Ceiling Fixture | Incandescent |  | Standard A Lamp | 1 | 60 | Bedroom | 225902 | Bedroom | 0.00029634
Ceiling Fixture | Incandescent |  | Standard A Lamp | 3 | 60 | Bedroom | 225902 | Bedroom | 0.00029634
Floor lamp | Incandescent |  | Standard A Lamp | 1 | 100 | Bedroom | 225902 | Bedroom | 0.00029634
Chandelier (Hanging) | Incandescent |  | Standard A Lamp | 1 | 60 | Bedroom | 225902 | Bedroom | 0.00029634
Ceiling Fixture | Incandescent |  | Standard A Lamp | 3 | 60 | Family Room | 225903 | Family Room | 0.00029634
Recessed Can | Incandescent |  | Reflector | 1 | 75 | Family Room | 225903 | Family Room | 0.00029634
Table | Incandescent |  | Standard A Lamp | 1 | 60 | Family Room | 225903 | Family Room | 0.00029634
Table | Incandescent |  | Standard A Lamp | 1 | 100 | Family Room | 225903 | Family Room | 0.00029634
Ceiling Fixture | Incandescent |  | Standard A Lamp | 2 | 60 | Family Room | 225903 | Family Room | 0.00029634
Ceiling Fixture | Incandescent |  | Standard A Lamp | 2 | 60 | Hall | 225904 | Hall | 0.00029634
Ceiling Fixture | Incandescent |  | Standard A Lamp | 1 | 75 | Hall | 225904 | Hall | 0.00029634
Ceiling Fixture | Incandescent |  | Standard A Lamp | 1 | 100 | Other | 225905 | Other | 0.00029634
Ceiling Fixture | Incandescent |  | Standard A Lamp | 2 | 60 | Bedroom | 225906 | Bedroom | 0.00029634
Table | Incandescent |  | Standard A Lamp | 1 | 60 | Bedroom | 225906 | Bedroom | 0.00029634
Table | Incandescent |  | Decorative | 3 | 60 | Bedroom | 225906 | Bedroom | 0.00029634
Ceiling Fixture | Incandescent |  | Standard A Lamp | 4 | 60 | Bedroom | 225907 | Bedroom | 0.00029634
Table | Incandescent |  | Standard A Lamp | 1 | 60 | Bedroom | 225907 | Bedroom | 0.00029634
Ceiling Fan | Incandescent |  | Standard A Lamp | 4 | 60 | Master Bedroom | 225908 | Master Bedroom | 0.00029634
Table | Incandescent |  | Standard A Lamp | 1 | 150 | Master Bedroom | 225908 | Master Bedroom | 0.00029634
Torchiere | Incandescent |  | Standard A Lamp | 1 | 100 | Family Room | 225909 | Family Room | 0.00029634
Table | Incandescent |  | Standard A Lamp | 1 | 150 | Family Room | 225909 | Family Room | 0.00029634
Table | Incandescent |  | Standard A Lamp | 1 | 75 | Family Room | 225909 | Family Room | 0.00029634
Table | Compact Fluorescent |  | Twist | 1 | 22 | Family Room | 225909 | Family Room | 0.00029634
Table | Incandescent |  | Standard A Lamp | 1 | 25 | Family Room | 225909 | Family Room | 0.00029634
Chandelier (Hanging) | Incandescent |  | Decorative | 5 | 60 | Family Room | 225909 | Family Room | 0.00029634
Ceiling Fixture | Incandescent |  | Standard A Lamp | 1 | 100 | Garage | 2259010 | Garage | 0.00029634
Garage door opener | Incandescent |  | Standard A Lamp | 1 | 60 | Garage | 2259010 | Garage | 0.00029634
Ceiling Fixture | Incandescent |  | Standard A Lamp | 2 | 60 | Hall | 2259011 | Hall | 0.00029634
Ceiling Fan | Incandescent |  | Standard A Lamp | 3 | 75 | Living Room | 2259012 | Living Room | 0.00029634
Ceiling Fixture | Incandescent |  | Standard A Lamp | 1 | 60 | Living Room | 2259012 | Living Room | 0.00029634
Floor lamp | Compact Fluorescent |  | Pin base | 1 | 22 | Living Room | 2259012 | Living Room | 0.00029634
Table | Incandescent |  | Standard A Lamp | 1 | 100 | Living Room | 2259012 | Living Room | 0.00029634
Ceiling Fixture | Incandescent |  | Standard A Lamp | 1 | 100 | Bathroom | 2259013 | Bathroom | 0.00029634
Wall Mount | Incandescent |  | Standard A Lamp | 2 | 60 | Bathroom | 2259013 | Bathroom | 0.00029634
Ceiling Fixture | Incandescent |  | Standard A Lamp | 2 | 60 | Office | 2259014 | Office | 0.00029634
Table | Incandescent |  | Standard A Lamp | 1 | 100 | Office | 2259014 | Office | 0.00029634
Wall Mount | Incandescent |  | Standard A Lamp | 4 | 60 | Bathroom | 2259015 | Bathroom | 0.00029634
Ceiling Fixture | Incandescent |  | Standard A Lamp | 2 | 60 | Laundry Room | 2259016 | Laundry Room | 0.00029634
Ceiling Fixture | Incandescent |  | Standard A Lamp | 1 | 100 | Other | 2259017 | Other | 0.00029634
Ceiling Fixture | Linear Fluorescent | 48 | T-12 | 2 | 40 | Other | 2259017 | Other | 0.00029634
Ceiling Fan | Incandescent |  | Standard A Lamp | 3 | 60 | Hall | 2259018 | Hall | 0.00029634
Wall Mount | Compact Fluorescent |  | Twist | 3 | 22 | Bathroom | 225971 | Bathroom | 0.0020539
Ceiling Fixture | Incandescent |  | Standard A Lamp | 1 | 60 | Bedroom | 225972 | Bedroom | 0.0020539
Table | Incandescent |  | Standard A Lamp | 1 | 60 | Bedroom | 225972 | Bedroom | 0.0020539
Ceiling Fixture | Incandescent |  | Standard A Lamp | 1 | 60 | Bedroom | 225973 | Bedroom | 0.0020539
Ceiling Fixture | Linear Fluorescent | 48 | T-8 | 2 | 32 | Garage | 225974 | Garage | 0.0020539
Ceiling Fixture | Incandescent |  | Standard A Lamp | 1 | 60 | Hall | 225975 | Hall | 0.0020539
Chandelier (Hanging) | Compact Fluorescent |  | Twist | 3 | 15 | Kitchen | 225976 | Kitchen | 0.0020539
Ceiling Fixture | Linear Fluorescent | 48 | T-8 | 2 | 32 | Kitchen | 225976 | Kitchen | 0.0020539
Floor lamp | Compact Fluorescent |  | Twist | 1 | 22 | Living Room | 225977 | Living Room | 0.0020539
Ceiling Fixture | Incandescent |  | Standard A Lamp | 1 | 60 | Master Bedroom | 225978 | Master Bedroom | 0.0020539
Table | Incandescent |  | Standard A Lamp | 1 | 60 | Master Bedroom | 225978 | Master Bedroom | 0.0020539
Ceiling Fixture | Incandescent |  | Standard A Lamp | 1 | 60 | Other | 225981 | Other | 0.00052955
Wall Mount | Incandescent |  | Globe | 4 | 60 | Bathroom | 225982 | Bathroom | 0.00052955
Ceiling Fixture | Incandescent |  | Standard A Lamp | 1 | 60 | Closet | 225983 | Closet | 0.00052955
Ceiling Fixture | Incandescent |  | Standard A Lamp | 1 | 60 | Closet | 225984 | Closet | 0.00052955
Recessed Can | Incandescent |  | Standard A Lamp | 1 | 60 | Closet | 225985 | Closet | 0.00052955
Recessed Can | Incandescent |  | Reflector | 1 | 75 | Other | 225986 | Other | 0.00052955
Ceiling Fixture | Incandescent |  | Standard A Lamp | 1 | 60 | Garage | 225987 | Garage | 0.00052955
Chandelier (Hanging) | Halogen |  | PAR | 1 | 30 | Kitchen | 225988 | Kitchen | 0.00052955
Recessed Can | Incandescent |  | Reflector | 1 | 75 | Kitchen | 225988 | Kitchen | 0.00052955
Recessed Can | Incandescent |  | Reflector | 1 | 60 | Laundry Room | 225989 | Laundry Room | 0.00052955
Recessed Can | Incandescent |  | Reflector | 1 | 60 | Living Room | 2259810 | Living Room | 0.00052955
Recessed Can | Incandescent |  | Reflector | 1 | 75 | Living Room | 2259810 | Living Room | 0.00052955
Wall Mount | Incandescent |  | Decorative | 1 | 40 | Living Room | 2259810 | Living Room | 0.00052955
Floor lamp | Incandescent |  | Standard A Lamp | 1 | 75 | Living Room | 2259810 | Living Room | 0.00052955
Floor lamp | Incandescent |  | Standard A Lamp | 2 | 60 | Living Room | 2259810 | Living Room | 0.00052955
Floor lamp | Incandescent |  | Decorative | 4 | 60 | Living Room | 2259810 | Living Room | 0.00052955
Chandelier (Hanging) | Incandescent |  | Globe | 1 | 60 | Living Room | 2259810 | Living Room | 0.00052955
Wall Mount | Incandescent |  | Globe | 8 | 60 | Bathroom | 2259811 | Bathroom | 0.00052955
Recessed Can | Incandescent |  | Reflector | 1 | 75 | Bathroom | 2259811 | Bathroom | 0.00052955
Recessed Can | Incandescent |  | Standard A Lamp | 1 | 75 | Bathroom | 2259811 | Bathroom | 0.00052955
Recessed Can | Incandescent |  | Reflector | 1 | 60 | Master Bedroom | 2259812 | Master Bedroom | 0.00052955
Ceiling Fixture | Incandescent |  | Standard A Lamp | 3 | 60 | Master Bedroom | 2259812 | Master Bedroom | 0.00052955
Recessed Can | Incandescent |  | Reflector | 1 | 60 | Master Bedroom | 2259812 | Master Bedroom | 0.00052955
Ceiling Fixture | Incandescent |  | Standard A Lamp | 2 | 60 | Closet | 2259813 | Closet | 0.00052955
Track | Halogen |  | MR | 8 | 15 | Other | 2259814 | Other | 0.00052955
Recessed Can | Incandescent |  | Reflector | 1 | 60 | Other | 2259815 | Other | 0.00052955
Wall Mount | Incandescent |  | Globe | 6 | 60 | Bathroom | 2259816 | Bathroom | 0.00052955
Recessed Can | Incandescent |  | Reflector | 1 | 75 | Bedroom | 2259817 | Bedroom | 0.00052955
Table | Incandescent |  | Standard A Lamp | 1 | 75 | Bedroom | 2259817 | Bedroom | 0.00052955
Floor lamp | Halogen |  | Quartz Tube | 1 | 300 | Bedroom | 2259817 | Bedroom | 0.00052955
Recessed Can | Incandescent |  | Reflector | 1 | 60 | Bedroom | 2259818 | Bedroom | 0.00052955
Table | Incandescent |  | Standard A Lamp | 1 | 75 | Bedroom | 2259818 | Bedroom | 0.00052955
Wall Mount | Incandescent |  | Standard A Lamp | 1 | 60 | Closet | 2259819 | Closet | 0.00052955
Track | Halogen |  | MR | 3 | 15 | Office | 2259820 | Office | 0.00052955
Ceiling Fan | Incandescent |  | Standard A Lamp | 1 | 60 | Office | 2259820 | Office | 0.00052955
Recessed Can | Incandescent |  | Reflector | 1 | 60 | Office | 2259820 | Office | 0.00052955
Ceiling Fixture | Incandescent |  | Standard A Lamp | 2 | 40 | Bedroom | 226021 | Bedroom | 0.00047324
Ceiling Fixture | Linear Fluorescent | 48 | T-12 | 4 | 40 | Laundry Room | 226022 | Laundry Room | 0.00047324
Ceiling Fixture | Incandescent |  | Standard A Lamp | 1 | 60 | Garage | 226023 | Garage | 0.00047324
Ceiling Fixture | Incandescent |  | Standard A Lamp | 1 | 60 | Master Bedroom | 226024 | Master Bedroom | 0.00047324
Table | Incandescent |  | Standard A Lamp | 1 | 40 | Master Bedroom | 226024 | Master Bedroom | 0.00047324
Ceiling Fan | Incandescent |  | Clear | 3 | 60 | Master Bedroom | 226024 | Master Bedroom | 0.00047324
Ceiling Fixture | Incandescent |  | Standard A Lamp | 2 | 60 | Closet | 226025 | Closet | 0.00047324
Recessed Can | Compact Fluorescent |  | Flood | 1 | 15 | Bathroom | 226026 | Bathroom | 0.00047324
Wall Mount | Incandescent |  | Standard A Lamp | 2 | 60 | Bathroom | 226026 | Bathroom | 0.00047324
Ceiling Fixture | Incandescent |  | Standard A Lamp | 2 | 40 | Hall | 226027 | Hall | 0.00047324
Ceiling Fixture | Incandescent |  | Standard A Lamp | 2 | 60 | Bedroom | 226028 | Bedroom | 0.00047324
Ceiling Fixture | Incandescent |  | Standard A Lamp | 2 | 60 | Bedroom | 226029 | Bedroom | 0.00047324
Table | Incandescent |  | Mini base | 1 | 40 | Bedroom | 226029 | Bedroom | 0.00047324
Ceiling Fixture | Incandescent |  | Standard A Lamp | 1 | 60 | Other | 2260210 | Other | 0.00047324
Ceiling Fixture | Incandescent |  | Standard A Lamp | 2 | 60 | Family Room | 2260211 | Family Room | 0.00047324
Ceiling Fixture | Incandescent |  | Standard A Lamp | 2 | 60 | Hall | 2260212 | Hall | 0.00047324
Wall Mount | Incandescent |  | Standard A Lamp | 4 | 40 | Bathroom | 2260213 | Bathroom | 0.00047324
Ceiling Fixture | Incandescent |  | Standard A Lamp | 1 | 40 | Bathroom | 2260213 | Bathroom | 0.00047324
Ceiling Fixture | Incandescent |  | Standard A Lamp | 2 | 40 | Bedroom | 2260214 | Bedroom | 0.00047324
Floor lamp | Incandescent |  | Mini base | 5 | 25 | Bedroom | 2260214 | Bedroom | 0.00047324
Track | Incandescent |  | Reflector | 2 | 60 | Bedroom | 2260215 | Bedroom | 0.00047324
Ceiling Fixture | Incandescent |  | Standard A Lamp | 2 | 40 | Bedroom | 2260215 | Bedroom | 0.00047324
Table | Incandescent |  | Standard A Lamp | 1 | 40 | Bedroom | 2260215 | Bedroom | 0.00047324
Wall Mount | Incandescent |  | Standard A Lamp | 4 | 60 | Bathroom | 2260216 | Bathroom | 0.00047324
Ceiling Fixture | Incandescent |  | Standard A Lamp | 1 | 60 | Bedroom | 2260217 | Bedroom | 0.00047324
Floor lamp | Incandescent |  | Standard A Lamp | 1 | 100 | Bedroom | 2260217 | Bedroom | 0.00047324
Floor lamp | Incandescent |  | Standard A Lamp | 1 | 40 | Bedroom | 2260217 | Bedroom | 0.00047324
Recessed Can | Incandescent |  | Reflector | 1 | 75 | Hall | 2260218 | Hall | 0.00047324
Chandelier (Hanging) | Incandescent |  | Decorative | 5 | 60 | Dining Room | 2260219 | Dining Room | 0.00047324
Ceiling Fixture | Linear Fluorescent | 48 | T-12 | 4 | 40 | Kitchen | 2260220 | Kitchen | 0.00047324
Floor lamp | Incandescent |  | Mini base | 5 | 40 | Living Room | 2260221 | Living Room | 0.00047324
Ceiling Fan | Incandescent |  | Standard A Lamp | 3 | 60 | Living Room | 2260221 | Living Room | 0.00047324
Ceiling Fixture | Incandescent |  | Standard A Lamp | 2 | 60 | Hall | 2260222 | Hall | 0.00047324
Ceiling Fixture | Compact Fluorescent |  | Twist | 1 | 15 | Bathroom | 226071 | Bathroom | 0.00040077
Wall Mount | Compact Fluorescent |  | Twist | 2 | 22 | Bathroom | 226071 | Bathroom | 0.00040077
Wall Mount | Compact Fluorescent |  | Twist | 3 | 15 | Bathroom | 226072 | Bathroom | 0.00040077
Ceiling Fan | Incandescent |  | Globe | 1 | 60 | Bedroom | 226073 | Bedroom | 0.00040077
Table | Incandescent |  | Decorative | 1 | 25 | Bedroom | 226073 | Bedroom | 0.00040077
Ceiling Fixture | Compact Fluorescent |  | Twist | 2 | 15 | Bedroom | 226074 | Bedroom | 0.00040077
Ceiling Fixture | Compact Fluorescent |  | Twist | 2 | 15 | Bedroom | 226075 | Bedroom | 0.00040077
Floor lamp | Compact Fluorescent |  | Twist | 1 | 22 | Bedroom | 226075 | Bedroom | 0.00040077
Ceiling Fixture | Compact Fluorescent |  | Twist | 1 | 15 | Closet | 226076 | Closet | 0.00040077
Ceiling Fixture | Compact Fluorescent |  | Twist | 1 | 15 | Garage | 226077 | Garage | 0.00040077
Other | Compact Fluorescent |  | Twist | 1 | 15 | Garage | 226077 | Garage | 0.00040077
Ceiling Fixture | Compact Fluorescent |  | A shape bulb | 1 | 22 | Hall | 226078 | Hall | 0.00040077
Ceiling Fixture | Linear Fluorescent | 48 | T-8 | 3 | 32 | Kitchen | 226079 | Kitchen | 0.00040077
Ceiling Fan | Compact Fluorescent |  | Twist | 2 | 15 | Kitchen | 226079 | Kitchen | 0.00040077
Track | Halogen |  | PAR | 2 | 20 | Kitchen | 226079 | Kitchen | 0.00040077
Ceiling Fixture | Compact Fluorescent |  | Twist | 2 | 15 | Kitchen | 226079 | Kitchen | 0.00040077
Table | Compact Fluorescent |  | Twist | 1 | 15 | Living Room | 2260710 | Living Room | 0.00040077
Ceiling Fixture | Incandescent |  | Standard A Lamp | 2 | 90 | Bedroom | 226121 | Bedroom | 0.00094081
Table | Incandescent |  | Standard A Lamp | 3 | 25 | Bedroom | 226121 | Bedroom | 0.00094081
Wall Mount | Incandescent |  | Standard A Lamp | 4 | 90 | Bathroom | 226122 | Bathroom | 0.00094081
Ceiling Fixture | Compact Fluorescent |  | Twist | 2 | 22 | Bedroom | 226123 | Bedroom | 0.00094081
Table | Incandescent |  | Clear | 2 | 40 | Bedroom | 226123 | Bedroom | 0.00094081
Ceiling Fixture | Incandescent |  | Standard A Lamp | 2 | 75 | Bedroom | 226124 | Bedroom | 0.00094081
Ceiling Fixture | Linear Fluorescent | 48 | T-8 | 2 | 32 | Garage | 226125 | Garage | 0.00094081
Garage door opener | Incandescent |  | Clear | 1 | 60 | Garage | 226125 | Garage | 0.00094081
Ceiling Fixture | Incandescent |  | Standard A Lamp | 1 | 75 | Hall | 226126 | Hall | 0.00094081
Ceiling Fixture | Compact Fluorescent |  | Twist | 1 | 22 | Hall | 226126 | Hall | 0.00094081
Ceiling Fixture | Compact Fluorescent |  | Twist | 2 | 22 | Dining Room | 226127 | Dining Room | 0.00094081
Table | Incandescent |  | Standard A Lamp | 1 | 75 | Family Room | 226128 | Family Room | 0.00094081
Chandelier (Hanging) | Incandescent |  | Decorative | 6 | 65 | Family Room | 226128 | Family Room | 0.00094081
Ceiling Fixture | Incandescent |  | Standard A Lamp | 3 | 75 | Living Room | 226129 | Living Room | 0.00094081
Table | Incandescent |  | 3-Way Incandescent | 1 | 100 | Living Room | 226129 | Living Room | 0.00094081
Ceiling Fixture | Incandescent |  | Standard A Lamp | 1 | 75 | Kitchen | 2261210 | Kitchen | 0.00094081
Ceiling Fixture | Compact Fluorescent |  | Twist | 1 | 22 | Kitchen | 2261210 | Kitchen | 0.00094081
Other | Incandescent |  | Clear | 1 | 40 | Kitchen | 2261210 | Kitchen | 0.00094081
Ceiling Fixture | Incandescent |  | Standard A Lamp | 1 | 75 | Laundry Room | 2261211 | Laundry Room | 0.00094081
Wall Mount | Incandescent |  | Clear | 5 | 75 | Bathroom | 2261212 | Bathroom | 0.00094081
Ceiling Fixture | Incandescent |  | Clear | 1 | 75 | Bathroom | 2261212 | Bathroom | 0.00094081
Ceiling Fixture | Compact Fluorescent |  | Twist | 1 | 22 | Bathroom | 2261212 | Bathroom | 0.00094081
Ceiling Fixture | Incandescent |  | Standard A Lamp | 3 | 75 | Master Bedroom | 2261213 | Master Bedroom | 0.00094081
Wall Mount | Incandescent |  | Decorative | 1 | 75 | Master Bedroom | 2261213 | Master Bedroom | 0.00094081
Table | Incandescent |  | Standard A Lamp | 2 | 75 | Master Bedroom | 2261213 | Master Bedroom | 0.00094081
Wall Mount | Incandescent |  | Globe | 4 | 60 | Bathroom | 226151 | Bathroom | 0.00052955
Ceiling Fixture | Incandescent |  | Standard A Lamp | 1 | 60 | Bathroom | 226151 | Bathroom | 0.00052955
Ceiling Fixture | Incandescent |  | Standard A Lamp | 2 | 75 | Bedroom | 226152 | Bedroom | 0.00052955
Table | Incandescent |  | Standard A Lamp | 1 | 60 | Bedroom | 226152 | Bedroom | 0.00052955
Ceiling Fixture | Incandescent |  | Standard A Lamp | 2 | 60 | Closet | 226153 | Closet | 0.00052955
Chandelier (Hanging) | Incandescent |  | Mini base | 5 | 60 | Dining Room | 226154 | Dining Room | 0.00052955
Table | Compact Fluorescent |  | Twist | 1 | 14 | Dining Room | 226154 | Dining Room | 0.00052955
Floor lamp | Incandescent |  | Standard A Lamp | 1 | 60 | Dining Room | 226154 | Dining Room | 0.00052955
Recessed Can | Incandescent |  | Reflector | 1 | 65 | Dining Room | 226154 | Dining Room | 0.00052955
Chandelier (Hanging) | Compact Fluorescent |  | Twist | 1 | 14 | Dining Room | 226154 | Dining Room | 0.00052955
Recessed Can | Incandescent |  | Reflector | 1 | 65 | Hall | 226155 | Hall | 0.00052955
Recessed Can | Incandescent |  | Reflector | 1 | 65 | Kitchen | 226156 | Kitchen | 0.00052955
Ceiling Fixture | Linear Fluorescent | 48 | T-8 | 2 | 32 | Laundry Room | 226157 | Laundry Room | 0.00052955
Table | Incandescent |  | 3-Way Incandescent | 1 | 100 | Living Room | 226158 | Living Room | 0.00052955
Table | Incandescent |  | Standard A Lamp | 1 | 60 | Living Room | 226158 | Living Room | 0.00052955
Recessed Can | Incandescent |  | Reflector | 1 | 65 | Living Room | 226158 | Living Room | 0.00052955
Wall Mount | Incandescent |  | Globe | 6 | 60 | Bathroom | 226159 | Bathroom | 0.00052955
Ceiling Fixture | Incandescent |  | Standard A Lamp | 1 | 60 | Bathroom | 226159 | Bathroom | 0.00052955
Table | Compact Fluorescent |  | Twist | 1 | 14 | Master Bedroom | 2261510 | Master Bedroom | 0.00052955
Floor lamp | Incandescent |  | Standard A Lamp | 1 | 60 | Master Bedroom | 2261510 | Master Bedroom | 0.00052955
Ceiling Fixture | Incandescent |  | Standard A Lamp | 2 | 60 | Closet | 2261511 | Closet | 0.00052955
Wall Mount | Incandescent |  | Globe | 4 | 40 | Bathroom | 226181 | Bathroom | 0.00052955
Ceiling Fixture | Incandescent |  | Standard A Lamp | 3 | 65 | Bedroom | 226182 | Bedroom | 0.00052955
Ceiling Fixture | Incandescent |  | Standard A Lamp | 2 | 60 | Bedroom | 226183 | Bedroom | 0.00052955
Table | Incandescent |  | Standard A Lamp | 1 | 40 | Bedroom | 226183 | Bedroom | 0.00052955
Ceiling Fixture | Linear Fluorescent | 48 | T-8 | 2 | 32 | Dining Room | 226184 | Dining Room | 0.00052955
Table | Incandescent |  | 3-Way Incandescent | 1 | 75 | Dining Room | 226184 | Dining Room | 0.00052955
Ceiling Fixture | Linear Fluorescent | 48 | T-8 | 2 | 32 | Kitchen | 226185 | Kitchen | 0.00052955
Ceiling Fan | Incandescent |  | Standard A Lamp | 1 | 100 | Living Room | 226186 | Living Room | 0.00052955
Table | Incandescent |  | Standard A Lamp | 1 | 60 | Living Room | 226186 | Living Room | 0.00052955
Torchiere | Incandescent |  | Standard A Lamp | 1 | 65 | Living Room | 226186 | Living Room | 0.00052955
Ceiling Fixture | Compact Fluorescent |  | Twist | 1 | 15 | Hall | 226187 | Hall | 0.00052955
Ceiling Fixture | Compact Fluorescent |  | Twist | 2 | 13 | Bedroom | 226201 | Bedroom | 0.0005169
Floor lamp | Compact Fluorescent |  | Twist | 1 | 13 | Bedroom | 226201 | Bedroom | 0.0005169
Ceiling Fixture | Compact Fluorescent |  | Twist | 1 | 13 | Bedroom | 226201 | Bedroom | 0.0005169
Ceiling Fixture | Compact Fluorescent |  | Twist | 3 | 23 | Bedroom | 226202 | Bedroom | 0.0005169
Ceiling Fixture | Compact Fluorescent |  | Twist | 1 | 13 | Bedroom | 226202 | Bedroom | 0.0005169
Ceiling Fan | Compact Fluorescent |  | Twist | 1 | 13 | Dining Room | 226203 | Dining Room | 0.0005169
Ceiling Fan | Incandescent |  | Standard A Lamp | 1 | 40 | Dining Room | 226203 | Dining Room | 0.0005169
Wall Mount | Compact Fluorescent |  | Twist | 3 | 23 | Bathroom | 226204 | Bathroom | 0.0005169
Ceiling Fixture | Incandescent |  | Standard A Lamp | 1 | 40 | Bathroom | 226204 | Bathroom | 0.0005169
Recessed Can | Compact Fluorescent |  | Twist | 1 | 13 | Bathroom | 226204 | Bathroom | 0.0005169
Ceiling Fixture | Compact Fluorescent |  | Twist | 3 | 13 | Family Room | 226205 | Family Room | 0.0005169
Chandelier (Hanging) | Incandescent |  | Globe | 3 | 40 | Other | 226206 | Other | 0.0005169
Ceiling Fixture | Incandescent |  | Standard A Lamp | 2 | 60 | Hall | 226207 | Hall | 0.0005169
Ceiling Fixture | Linear Fluorescent | 48 | T-12 | 4 | 40 | Garage | 226208 | Garage | 0.0005169
Ceiling Fan | Incandescent |  | Standard A Lamp | 2 | 100 | Kitchen | 226209 | Kitchen | 0.0005169
Recessed Can | Incandescent |  | Reflector | 1 | 65 | Kitchen | 226209 | Kitchen | 0.0005169
Ceiling Fixture | Compact Fluorescent |  | Globe | 1 | 15 | Laundry Room | 2262010 | Laundry Room | 0.0005169
Floor lamp | Incandescent |  | Standard A Lamp | 1 | 100 | Living Room | 2262011 | Living Room | 0.0005169
Floor lamp | Compact Fluorescent |  | Twist | 1 | 23 | Living Room | 2262011 | Living Room | 0.0005169
Ceiling Fixture | Compact Fluorescent |  | Twist | 1 | 23 | Bathroom | 2262012 | Bathroom | 0.0005169
Ceiling Fixture | Compact Fluorescent |  | Globe | 1 | 15 | Bathroom | 2262012 | Bathroom | 0.0005169
Ceiling Fan | Incandescent |  | Standard A Lamp | 3 | 60 | Master Bedroom | 2262013 | Master Bedroom | 0.0005169
Ceiling Fixture | Compact Fluorescent |  | Twist | 1 | 13 | Master Bedroom | 2262013 | Master Bedroom | 0.0005169
Ceiling Fixture | Compact Fluorescent |  | Twist | 2 | 23 | Office | 2262014 | Office | 0.0005169
Floor lamp | Compact Fluorescent |  | Twist | 1 | 13 | Office | 2262014 | Office | 0.0005169
Floor lamp | Incandescent |  | Standard A Lamp | 1 | 60 | Office | 2262014 | Office | 0.0005169
Ceiling Fixture | Compact Fluorescent |  | Twist | 1 | 23 | Other | 2262015 | Other | 0.0005169
Ceiling Fixture | Incandescent |  | Standard A Lamp | 1 | 60 | Bedroom | 2262016 | Bedroom | 0.0005169
Ceiling Fixture | Compact Fluorescent |  | Twist | 1 | 13 | Bedroom | 2262016 | Bedroom | 0.0005169
Chandelier (Hanging) | Compact Fluorescent |  | Twist | 1 | 23 | Hall | 2262017 | Hall | 0.0005169
Ceiling Fixture | Incandescent |  | Standard A Lamp | 1 | 100 | Bathroom | 2262018 | Bathroom | 0.0005169
Ceiling Fixture | Compact Fluorescent |  | Twist | 2 | 13 | Hall | 2262019 | Hall | 0.0005169
Ceiling Fixture | Compact Fluorescent |  | Twist | 2 | 23 | Other | 2262020 | Other | 0.0005169
Ceiling Fan | Incandescent |  | Standard A Lamp | 4 | 60 | Other | 226251 | Other | 0.00047324
Ceiling Fixture | Incandescent |  | Standard A Lamp | 1 | 60 | Bathroom | 226252 | Bathroom | 0.00047324
Ceiling Fixture | Compact Fluorescent |  | Twist | 1 | 15 | Bathroom | 226253 | Bathroom | 0.00047324
Wall Mount | Incandescent |  | Globe | 6 | 60 | Bathroom | 226253 | Bathroom | 0.00047324
Table | Halogen |  | PAR | 4 | 40 | Bathroom | 226254 | Bathroom | 0.00047324
Ceiling Fixture | Compact Fluorescent |  | Twist | 1 | 15 | Bathroom | 226254 | Bathroom | 0.00047324
Ceiling Fan | Incandescent |  | Standard A Lamp | 3 | 40 | Bedroom | 226255 | Bedroom | 0.00047324
Table | Compact Fluorescent |  | Twist | 1 | 15 | Bedroom | 226255 | Bedroom | 0.00047324
Table | Compact Fluorescent |  | Twist | 1 | 15 | Bedroom | 226256 | Bedroom | 0.00047324
Ceiling Fan | Compact Fluorescent |  | Twist | 1 | 15 | Bedroom | 226256 | Bedroom | 0.00047324
Ceiling Fixture | Incandescent |  | Standard A Lamp | 2 | 60 | Bedroom | 226257 | Bedroom | 0.00047324
Floor lamp | Incandescent |  | Standard A Lamp | 1 | 60 | Bedroom | 226257 | Bedroom | 0.00047324
Ceiling Fan | Incandescent |  | Standard A Lamp | 3 | 40 | Bedroom | 226258 | Bedroom | 0.00047324
Ceiling Fixture | Linear Fluorescent | 48 | T-12 | 2 | 40 | Garage | 226259 | Garage | 0.00047324
Ceiling Fixture | Compact Fluorescent |  | Twist | 1 | 15 | Hall | 2262510 | Hall | 0.00047324
Recessed Can | Incandescent |  | Reflector | 1 | 60 | Hall | 2262510 | Hall | 0.00047324
Chandelier (Hanging) | Compact Fluorescent |  | Twist | 3 | 15 | Kitchen | 2262511 | Kitchen | 0.00047324
Ceiling Fixture | Linear Fluorescent | 48 | T-12 | 2 | 40 | Kitchen | 2262511 | Kitchen | 0.00047324
Ceiling Fixture | Compact Fluorescent |  | Twist | 1 | 15 | Kitchen | 2262511 | Kitchen | 0.00047324
Track | Halogen |  | PAR | 3 | 40 | Kitchen | 2262511 | Kitchen | 0.00047324
Recessed Can | Incandescent |  | Reflector | 1 | 65 | Living Room | 2262512 | Living Room | 0.00047324
Table | Compact Fluorescent |  | Twist | 1 | 15 | Living Room | 2262512 | Living Room | 0.00047324
Wall Mount | Incandescent |  | Standard A Lamp | 3 | 60 | Bathroom | 226271 | Bathroom | 0.00052955
Ceiling Fixture | Incandescent |  | Standard A Lamp | 1 | 60 | Bathroom | 226271 | Bathroom | 0.00052955
Ceiling Fixture | Incandescent |  | Standard A Lamp | 2 | 60 | Bedroom | 226272 | Bedroom | 0.00052955
Ceiling Fixture | Incandescent |  | Standard A Lamp | 1 | 60 | Living Room | 226273 | Living Room | 0.00052955
Ceiling Fixture | Incandescent |  | Standard A Lamp | 1 | 40 | Other | 226274 | Other | 0.00052955
Wall Mount | Incandescent |  | Decorative | 1 | 25 | Other | 226321 | Other | 0.00028447
Table | Incandescent |  | Standard A Lamp | 1 | 40 | Other | 226321 | Other | 0.00028447
Ceiling Fixture | Incandescent |  | Standard A Lamp | 1 | 40 | Bathroom | 226322 | Bathroom | 0.00028447
Table | Incandescent |  | Decorative | 1 | 40 | Bathroom | 226322 | Bathroom | 0.00028447
Table | Incandescent |  | Standard A Lamp | 1 | 40 | Bedroom | 226323 | Bedroom | 0.00028447
Table | Incandescent |  | Decorative | 1 | 25 | Bedroom | 226323 | Bedroom | 0.00028447
Wall Mount | Incandescent |  | Standard A Lamp | 1 | 40 | Bedroom | 226323 | Bedroom | 0.00028447
Ceiling Fan | Incandescent |  | Standard A Lamp | 1 | 25 | Bedroom | 226324 | Bedroom | 0.00028447
Table | Incandescent |  | Decorative | 1 | 40 | Bedroom | 226324 | Bedroom | 0.00028447
Chandelier (Hanging) | Incandescent |  | Standard A Lamp | 1 | 25 | Bedroom | 226324 | Bedroom | 0.00028447
Floor lamp | Incandescent |  | Standard A Lamp | 1 | 40 | Bedroom | 226324 | Bedroom | 0.00028447
Ceiling Fixture | Incandescent |  | Standard A Lamp | 1 | 40 | Closet | 226325 | Closet | 0.00028447
Floor lamp | Incandescent |  | Standard A Lamp | 1 | 60 | Living Room | 226326 | Living Room | 0.00028447
Floor lamp | Incandescent |  | Standard A Lamp | 1 | 40 | Living Room | 226326 | Living Room | 0.00028447
Table | Incandescent |  | Standard A Lamp | 1 | 25 | Living Room | 226326 | Living Room | 0.00028447
Table | Incandescent |  | Standard A Lamp | 1 | 40 | Living Room | 226326 | Living Room | 0.00028447
Floor lamp | Incandescent |  | Standard A Lamp | 1 | 15 | Living Room | 226326 | Living Room | 0.00028447
Ceiling Fan | Incandescent |  | Standard A Lamp | 1 | 60 | Living Room | 226326 | Living Room | 0.00028447
Table | Incandescent |  | Decorative | 1 | 40 | Living Room | 226326 | Living Room | 0.00028447
Floor lamp | Incandescent |  | Standard A Lamp | 1 | 15 | Hall | 226327 | Hall | 0.00028447
Floor lamp | Incandescent |  | Standard A Lamp | 1 | 60 | Hall | 226327 | Hall | 0.00028447
Table | Incandescent |  | Standard A Lamp | 1 | 40 | Hall | 226327 | Hall | 0.00028447
Floor lamp | Incandescent |  | Clear | 1 | 60 | Hall | 226327 | Hall | 0.00028447
Ceiling Fixture | Incandescent |  | Standard A Lamp | 1 | 40 | Hall | 226327 | Hall | 0.00028447
Table | Incandescent |  | Standard A Lamp | 2 | 40 | Hall | 226327 | Hall | 0.00028447
Table | Incandescent |  | Decorative | 1 | 25 | Kitchen | 226328 | Kitchen | 0.00028447
Table | Incandescent |  | Standard A Lamp | 1 | 25 | Kitchen | 226328 | Kitchen | 0.00028447
Wall Mount | Incandescent |  | Standard A Lamp | 1 | 25 | Kitchen | 226328 | Kitchen | 0.00028447
Ceiling Fixture | Incandescent |  | Standard A Lamp | 2 | 40 | Kitchen | 226328 | Kitchen | 0.00028447
Table | Incandescent |  | Decorative | 1 | 25 | Kitchen | 226328 | Kitchen | 0.00028447
Floor lamp | Incandescent |  | Standard A Lamp | 1 | 15 | Kitchen | 226328 | Kitchen | 0.00028447
Wall Mount | Incandescent |  | Standard A Lamp | 1 | 40 | Kitchen | 226328 | Kitchen | 0.00028447
Ceiling Fixture | Compact Fluorescent |  | Twist | 1 | 22 | Other | 226411 | Other | 0.00028447
Wall Mount | Compact Fluorescent |  | Twist | 1 | 22 | Bathroom | 226412 | Bathroom | 0.00028447
Wall Mount | Compact Fluorescent |  | Twist | 4 | 15 | Bathroom | 226413 | Bathroom | 0.00028447
Recessed Can | Compact Fluorescent |  | Reflector | 1 | 22 | Bathroom | 226413 | Bathroom | 0.00028447
Chandelier (Hanging) | Incandescent |  | Standard A Lamp | 3 | 60 | Bedroom | 226414 | Bedroom | 0.00028447
Architectural | Incandescent |  | Standard A Lamp | 4 | 60 | Bedroom | 226415 | Bedroom | 0.00028447
Ceiling Fan | Compact Fluorescent |  | Twist | 2 | 15 | Bedroom | 226416 | Bedroom | 0.00028447
Recessed Can | Incandescent |  | Reflector | 1 | 65 | Bedroom | 226416 | Bedroom | 0.00028447
Floor lamp | Incandescent |  | Reflector | 1 | 65 | Bedroom | 226416 | Bedroom | 0.00028447
Ceiling Fixture | Compact Fluorescent |  | Twist | 1 | 22 | Bedroom | 226417 | Bedroom | 0.00028447
Track | Incandescent |  | Clear | 4 | 40 | Closet | 226418 | Closet | 0.00028447
Track | Incandescent |  | Clear | 4 | 40 | Closet | 226419 | Closet | 0.00028447
Track | Incandescent |  | Clear | 3 | 40 | Closet | 2264110 | Closet | 0.00028447
Ceiling Fixture | Incandescent |  | Standard A Lamp | 3 | 60 | Other | 2264111 | Other | 0.00028447
Ceiling Fixture | Incandescent |  | Reflector | 1 | 65 | Other | 2264111 | Other | 0.00028447
Ceiling Fixture | Compact Fluorescent |  | Twist | 1 | 22 | Other | 2264112 | Other | 0.00028447
Garage door opener | Incandescent |  | Standard A Lamp | 1 | 60 | Garage | 2264113 | Garage | 0.00028447
Ceiling Fixture | Compact Fluorescent |  | Twist | 1 | 22 | Garage | 2264113 | Garage | 0.00028447
Recessed Can | Incandescent |  | Reflector | 1 | 65 | Hall | 2264114 | Hall | 0.00028447
Chandelier (Hanging) | Halogen |  | PAR | 1 | 50 | Kitchen | 2264115 | Kitchen | 0.00028447
Ceiling Fixture | Incandescent |  | Standard A Lamp | 2 | 60 | Laundry Room | 2264116 | Laundry Room | 0.00028447
Recessed Can | Incandescent |  | Reflector | 1 | 60 | Living Room | 2264117 | Living Room | 0.00028447
Ceiling Fan | Compact Fluorescent |  | Twist | 1 | 7 | Living Room | 2264117 | Living Room | 0.00028447
Table | Compact Fluorescent |  | Twist | 1 | 22 | Living Room | 2264117 | Living Room | 0.00028447
Wall Mount | Compact Fluorescent |  | Twist | 1 | 22 | Living Room | 2264117 | Living Room | 0.00028447
Recessed Can | Incandescent |  | Reflector | 1 | 65 | Bathroom | 2264118 | Bathroom | 0.00028447
Wall Mount | Compact Fluorescent |  | Twist | 4 | 22 | Bathroom | 2264118 | Bathroom | 0.00028447
Ceiling Fan | Incandescent |  | Standard A Lamp | 2 | 60 | Bedroom | 2264119 | Bedroom | 0.00028447
Table | Compact Fluorescent |  | Twist | 1 | 15 | Bedroom | 2264119 | Bedroom | 0.00028447
Recessed Can | Incandescent |  | Reflector | 1 | 65 | Bedroom | 2264119 | Bedroom | 0.00028447
Ceiling Fixture | Compact Fluorescent |  | Twist | 1 | 22 | Other | 2264120 | Other | 0.00028447
Recessed Can | Incandescent |  | Reflector | 1 | 65 | Office | 2264121 | Office | 0.00028447
Wall Mount | Compact Fluorescent |  | Twist | 1 | 15 | Closet | 2264122 | Closet | 0.00028447
Ceiling Fixture | Compact Fluorescent |  | Twist | 1 | 22 | Family Room | 2264123 | Family Room | 0.00028447
Wall Mount | Incandescent |  | Standard A Lamp | 1 | 60 | Other | 2264124 | Other | 0.00028447
Wall Mount | Incandescent |  | Standard A Lamp | 1 | 60 | Office | 2264125 | Office | 0.00028447
Wall Mount | Incandescent |  | Standard A Lamp | 1 | 40 | Office | 2264125 | Office | 0.00028447
Ceiling Fixture | Compact Fluorescent |  | Twist | 2 | 22 | Other | 2264126 | Other | 0.00028447
Ceiling Fan | Incandescent |  | Standard A Lamp | 1 | 75 | Office | 226491 | Office | 0.0004784
Table | Compact Fluorescent |  | Straight Tube | 1 | 28 | Office | 226491 | Office | 0.0004784
Wall Mount | Compact Fluorescent |  | Twist | 2 | 15 | Bathroom | 226492 | Bathroom | 0.0004784
Ceiling Fan | Incandescent |  | Standard A Lamp | 1 | 75 | Bedroom | 226493 | Bedroom | 0.0004784
Ceiling Fixture | Compact Fluorescent |  | Twist | 1 | 15 | Closet | 226494 | Closet | 0.0004784
Ceiling Fan | Incandescent |  | Standard A Lamp | 1 | 60 | Dining Room | 226495 | Dining Room | 0.0004784
Chandelier (Hanging) | Incandescent |  | Mini base | 3 | 25 | Hall | 226496 | Hall | 0.0004784
Low bay | Linear Fluorescent | 48 | T-12 | 2 | 40 | Garage | 226497 | Garage | 0.0004784
Ceiling Fixture | Compact Fluorescent |  | Twist | 1 | 15 | Garage | 226497 | Garage | 0.0004784
Garage door opener | Incandescent |  | Standard A Lamp | 1 | 40 | Garage | 226497 | Garage | 0.0004784
Table | Compact Fluorescent |  | Circline (Screw Base) | 1 | 28 | Garage | 226497 | Garage | 0.0004784
Ceiling Fixture | Compact Fluorescent |  | Twist | 2 | 15 | Hall | 226498 | Hall | 0.0004784
Chandelier (Hanging) | Compact Fluorescent |  | Twist | 1 | 15 | Kitchen | 226499 | Kitchen | 0.0004784
Wall Mount | Incandescent |  | Standard A Lamp | 1 | 60 | Kitchen | 226499 | Kitchen | 0.0004784
Wall Mount | Compact Fluorescent |  | A shape bulb | 2 | 15 | Kitchen | 226499 | Kitchen | 0.0004784
Other | Linear Fluorescent | 24 | T-5 | 1 | 16 | Kitchen | 226499 | Kitchen | 0.0004784
Other | Linear Fluorescent | 36 | T-5 | 1 | 32 | Kitchen | 226499 | Kitchen | 0.0004784
Wall Mount | Halogen |  | MR | 3 | 75 | Kitchen | 226499 | Kitchen | 0.0004784
Ceiling Fixture | Compact Fluorescent |  | Twist | 1 | 15 | Laundry Room | 2264910 | Laundry Room | 0.0004784
Recessed Can | Incandescent |  | Reflector | 1 | 65 | Living Room | 2264911 | Living Room | 0.0004784
Table | Compact Fluorescent |  | Twist | 1 | 15 | Living Room | 2264911 | Living Room | 0.0004784
Ceiling Fan | Incandescent |  | Standard A Lamp | 1 | 60 | Master Bedroom | 2264912 | Master Bedroom | 0.0004784
Table | Incandescent |  | Standard A Lamp | 1 | 60 | Master Bedroom | 2264912 | Master Bedroom | 0.0004784
Wall Mount | Compact Fluorescent |  | Twist | 3 | 15 | Bathroom | 2264913 | Bathroom | 0.0004784
Recessed Can | Incandescent |  | Reflector | 1 | 90 | Other | 2264914 | Other | 0.0004784
Recessed Can | Incandescent |  | Reflector | 1 | 125 | Bathroom | 226521 | Bathroom | 0.0005169
Wall Mount | Incandescent |  | Globe | 4 | 100 | Bathroom | 226521 | Bathroom | 0.0005169
Ceiling Fixture | Compact Fluorescent |  | Reflector | 1 | 22 | Bathroom | 226522 | Bathroom | 0.0005169
Wall Mount | Incandescent |  | Globe | 4 | 100 | Bathroom | 226522 | Bathroom | 0.0005169
Recessed Can | Compact Fluorescent |  | Reflector | 1 | 22 | Bathroom | 226523 | Bathroom | 0.0005169
Track | Compact Fluorescent |  | Twist | 3 | 15 | Bathroom | 226523 | Bathroom | 0.0005169
Wall Mount | Compact Fluorescent |  | Twist | 4 | 15 | Bathroom | 226523 | Bathroom | 0.0005169
Ceiling Fixture | Incandescent |  | Standard A Lamp | 3 | 60 | Bedroom | 226524 | Bedroom | 0.0005169
Table | Incandescent |  | Standard A Lamp | 1 | 40 | Bedroom | 226524 | Bedroom | 0.0005169
Ceiling Fixture | Compact Fluorescent |  | Twist | 3 | 15 | Office | 226525 | Office | 0.0005169
Table | Halogen |  | Quartz Tube | 1 | 50 | Office | 226525 | Office | 0.0005169
Ceiling Fan | Incandescent |  | Globe | 3 | 60 | Master Bedroom | 226526 | Master Bedroom | 0.0005169
Table | Incandescent |  | Decorative | 3 | 25 | Master Bedroom | 226526 | Master Bedroom | 0.0005169
Ceiling Fixture | Compact Fluorescent |  | Twist | 1 | 15 | Bedroom | 226527 | Bedroom | 0.0005169
Ceiling Fixture | Linear Fluorescent | 48 | T-12 | 2 | 40 | Closet | 226528 | Closet | 0.0005169
Chandelier (Hanging) | Incandescent |  | Decorative | 4 | 40 | Dining Room | 226529 | Dining Room | 0.0005169
Chandelier (Hanging) | Incandescent |  | Reflector | 1 | 60 | Dining Room | 226529 | Dining Room | 0.0005169
Table | Halogen |  | MR | 1 | 20 | Dining Room | 226529 | Dining Room | 0.0005169
Table | Compact Fluorescent |  | Straight Tube | 1 | 28 | Dining Room | 226529 | Dining Room | 0.0005169
Ceiling Fixture | Incandescent |  | Globe | 3 | 60 | Hall | 2265210 | Hall | 0.0005169
Ceiling Fixture | Incandescent |  | Globe | 1 | 60 | Hall | 2265210 | Hall | 0.0005169
Ceiling Fan | Incandescent |  | Globe | 3 | 60 | Hall | 2265210 | Hall | 0.0005169
Ceiling Fixture | Incandescent |  | Globe | 3 | 60 | Family Room | 2265211 | Family Room | 0.0005169
Wall Mount | Compact Fluorescent |  | Twist | 1 | 15 | Family Room | 2265211 | Family Room | 0.0005169
Floor lamp | Incandescent |  | Standard A Lamp | 1 | 40 | Family Room | 2265211 | Family Room | 0.0005169
Ceiling Fixture | Incandescent |  | Globe | 1 | 40 | Family Room | 2265211 | Family Room | 0.0005169
Ceiling Fixture | Linear Fluorescent | 48 | T-12 | 2 | 40 | Garage | 2265212 | Garage | 0.0005169
Ceiling Fixture | Linear Fluorescent | 48 | T-12 | 4 | 32 | Kitchen | 2265213 | Kitchen | 0.0005169
Recessed Can | Compact Fluorescent |  | Reflector | 1 | 22 | Kitchen | 2265213 | Kitchen | 0.0005169
Ceiling Fixture | Linear Fluorescent | 48 | T-12 | 4 | 32 | Laundry Room | 2265214 | Laundry Room | 0.0005169
Table | Halogen |  | MR | 1 | 20 | Laundry Room | 2265214 | Laundry Room | 0.0005169
Architectural | Linear Fluorescent | 18 | T-4 | 1 | 16 | Laundry Room | 2265214 | Laundry Room | 0.0005169
Table | Incandescent |  | 3-Way Incandescent | 1 | 100 | Living Room | 2265215 | Living Room | 0.0005169
Table | Incandescent |  | 3-Way Incandescent | 1 | 75 | Living Room | 2265215 | Living Room | 0.0005169
Floor lamp | Incandescent |  | 3-Way Incandescent | 1 | 200 | Living Room | 2265215 | Living Room | 0.0005169
Ceiling Fixture | Incandescent |  | Standard A Lamp | 3 | 60 | Living Room | 2265215 | Living Room | 0.0005169
Ceiling Fixture | Incandescent |  | Standard A Lamp | 2 | 60 | Living Room | 226631 | Living Room | 0.00047324
Ceiling Fixture | Incandescent |  | Standard A Lamp | 1 | 150 | Other | 226632 | Other | 0.00047324
Ceiling Fixture | Incandescent |  | Clear | 2 | 60 | Other | 226633 | Other | 0.00047324
Ceiling Fixture | Incandescent |  | Standard A Lamp | 1 | 100 | Bathroom | 226634 | Bathroom | 0.00047324
Ceiling Fixture | Incandescent |  | Standard A Lamp | 1 | 60 | Bedroom | 226635 | Bedroom | 0.00047324
Ceiling Fixture | Incandescent |  | Standard A Lamp | 1 | 100 | Hall | 226636 | Hall | 0.00047324
Ceiling Fixture | Incandescent |  | Standard A Lamp | 3 | 60 | Kitchen | 226637 | Kitchen | 0.00047324
Ceiling Fixture | Incandescent |  | Standard A Lamp | 2 | 60 | Laundry Room | 226638 | Laundry Room | 0.00047324
Ceiling Fixture | Incandescent |  | Standard A Lamp | 2 | 60 | Hall | 226639 | Hall | 0.00047324
Ceiling Fixture | Incandescent |  | Standard A Lamp | 1 | 40 | Bedroom | 2266310 | Bedroom | 0.00047324
Table | Linear Fluorescent | 24 | T-5 | 1 | 16 | Bedroom | 2266310 | Bedroom | 0.00047324
Ceiling Fixture | Incandescent |  | Standard A Lamp | 1 | 100 | Closet | 2266311 | Closet | 0.00047324
Ceiling Fixture | Incandescent |  | Standard A Lamp | 1 | 75 | Bedroom | 2266312 | Bedroom | 0.00047324
Ceiling Fixture | Incandescent |  | Standard A Lamp | 2 | 60 | Bedroom | 2266312 | Bedroom | 0.00047324
Wall Mount | Linear Fluorescent | 24 | T-5 | 1 | 16 | Bathroom | 2266313 | Bathroom | 0.00047324
Ceiling Fixture | Compact Fluorescent |  | Flood | 1 | 15 | Bathroom | 2266313 | Bathroom | 0.00047324
Ceiling Fixture | Incandescent |  | Clear | 2 | 60 | Family Room | 2266314 | Family Room | 0.00047324
Ceiling Fixture | Incandescent |  | Standard A Lamp | 1 | 60 | Bathroom | 226711 | Bathroom | 0.00040077
Ceiling Fixture | Incandescent |  | Standard A Lamp | 1 | 60 | Bedroom | 226712 | Bedroom | 0.00040077
Floor lamp | Incandescent |  | Standard A Lamp | 1 | 60 | Bedroom | 226713 | Bedroom | 0.00040077
Wall Mount | Incandescent |  | Standard A Lamp | 1 | 60 | Bedroom | 226714 | Bedroom | 0.00040077
Ceiling Fixture | Incandescent |  | Standard A Lamp | 1 | 60 | Closet | 226715 | Closet | 0.00040077
Floor lamp | Halogen |  | MR | 1 | 100 | Garage | 226716 | Garage | 0.00040077
Ceiling Fixture | Incandescent |  | Standard A Lamp | 1 | 60 | Hall | 226717 | Hall | 0.00040077
Ceiling Fixture | Incandescent |  | Standard A Lamp | 1 | 60 | Kitchen | 226718 | Kitchen | 0.00040077
Ceiling Fixture | Incandescent |  | Standard A Lamp | 1 | 60 | Laundry Room | 226719 | Laundry Room | 0.00040077
Ceiling Fan | Incandescent |  | Standard A Lamp | 1 | 60 | Living Room | 2267110 | Living Room | 0.00040077
Table | Incandescent |  | Standard A Lamp | 1 | 60 | Living Room | 2267110 | Living Room | 0.00040077
Ceiling Fixture | Incandescent |  | Standard A Lamp | 1 | 60 | Other | 2267111 | Other | 0.00040077
Recessed Can | Incandescent |  | Globe | 1 | 75 | Bathroom | 226731 | Bathroom | 0.00028447
Wall Mount | Compact Fluorescent |  | Twist | 2 | 15 | Bathroom | 226731 | Bathroom | 0.00028447
Wall Mount | Incandescent |  | Globe | 3 | 40 | Bathroom | 226732 | Bathroom | 0.00028447
Ceiling Fixture | Incandescent |  | Standard A Lamp | 1 | 60 | Bathroom | 226732 | Bathroom | 0.00028447
Wall Mount | Incandescent |  | Globe | 4 | 40 | Bathroom | 226733 | Bathroom | 0.00028447
Ceiling Fixture | Incandescent |  | Standard A Lamp | 1 | 60 | Bathroom | 226733 | Bathroom | 0.00028447
Ceiling Fixture | Incandescent |  | Standard A Lamp | 1 | 60 | Bathroom | 226734 | Bathroom | 0.00028447
Wall Mount | Compact Fluorescent |  | Twist | 1 | 15 | Bathroom | 226734 | Bathroom | 0.00028447
Chandelier (Hanging) | Compact Fluorescent |  | Twist | 4 | 15 | Bedroom | 226735 | Bedroom | 0.00028447
Table | Compact Fluorescent |  | Twist | 1 | 15 | Bedroom | 226735 | Bedroom | 0.00028447
Ceiling Fixture | Compact Fluorescent |  | Twist | 2 | 15 | Bedroom | 226736 | Bedroom | 0.00028447
Table | Compact Fluorescent |  | Pin base | 1 | 15 | Bedroom | 226736 | Bedroom | 0.00028447
Ceiling Fixture | Compact Fluorescent |  | Twist | 2 | 15 | Bedroom | 226737 | Bedroom | 0.00028447
Table | Compact Fluorescent |  | Twist | 1 | 15 | Bedroom | 226737 | Bedroom | 0.00028447
Recessed Can | Compact Fluorescent |  | Twist | 1 | 15 | Closet | 226738 | Closet | 0.00028447
Ceiling Fixture | Compact Fluorescent |  | Twist | 2 | 15 | Bathroom | 226739 | Bathroom | 0.00028447
Table | Compact Fluorescent |  | Twist | 1 | 15 | Bathroom | 226739 | Bathroom | 0.00028447
Chandelier (Hanging) | Compact Fluorescent |  | Twist | 4 | 15 | Hall | 2267310 | Hall | 0.00028447
Wall Mount | Compact Fluorescent |  | Twist | 1 | 15 | Hall | 2267310 | Hall | 0.00028447
Recessed Can | Incandescent |  | Clear | 1 | 75 | Hall | 2267311 | Hall | 0.00028447
Ceiling Fixture | Compact Fluorescent |  | Twist | 2 | 15 | Hall | 2267312 | Hall | 0.00028447
Ceiling Fan | Compact Fluorescent |  | Twist | 3 | 15 | Kitchen | 2267313 | Kitchen | 0.00028447
Recessed Can | Incandescent |  | Clear | 1 | 75 | Kitchen | 2267313 | Kitchen | 0.00028447
Wall Mount | Compact Fluorescent |  | Twist | 2 | 15 | Kitchen | 2267313 | Kitchen | 0.00028447
Recessed Can | Incandescent |  | Clear | 1 | 75 | Laundry Room | 2267314 | Laundry Room | 0.00028447
Ceiling Fan | Compact Fluorescent |  | Twist | 2 | 15 | Living Room | 2267315 | Living Room | 0.00028447
Table | Compact Fluorescent |  | Twist | 1 | 15 | Living Room | 2267315 | Living Room | 0.00028447
Wall Mount | Incandescent |  | Globe | 4 | 40 | Bathroom | 2267316 | Bathroom | 0.00028447
Recessed Can | Incandescent |  | Clear | 1 | 40 | Bathroom | 2267316 | Bathroom | 0.00028447
Ceiling Fan | Compact Fluorescent |  | Twist | 4 | 7 | Master Bedroom | 2267317 | Master Bedroom | 0.00028447
Floor lamp | Compact Fluorescent |  | Twist | 1 | 15 | Master Bedroom | 2267317 | Master Bedroom | 0.00028447
Table | Compact Fluorescent |  | Twist | 1 | 15 | Master Bedroom | 2267317 | Master Bedroom | 0.00028447
Ceiling Fan | Compact Fluorescent |  | Twist | 4 | 15 | Office | 2267318 | Office | 0.00028447
Floor lamp | Compact Fluorescent |  | Twist | 1 | 15 | Office | 2267318 | Office | 0.00028447
Ceiling Fixture | Linear Fluorescent | 48 | T-8 | 4 | 40 | Other | 2267319 | Other | 0.00028447
Ceiling Fixture | Compact Fluorescent |  | Twist | 2 | 15 | Bedroom | 2267320 | Bedroom | 0.00028447
Ceiling Fixture | Compact Fluorescent |  | Twist | 1 | 15 | Garage | 2267321 | Garage | 0.00028447
Ceiling Fixture | Compact Fluorescent |  | Twist | 1 | 15 | Other | 2267322 | Other | 0.00028447
Wall Mount | Incandescent |  | Globe | 4 | 40 | Bathroom | 226791 | Bathroom | 0.00052955
Ceiling Fixture | Compact Fluorescent |  | Twist | 2 | 22 | Dining Room | 226793 | Dining Room | 0.00052955
Floor lamp | Incandescent |  | Standard A Lamp | 1 | 100 | Dining Room | 226793 | Dining Room | 0.00052955
Ceiling Fixture | Linear Fluorescent | 48 | T-12 | 4 | 32 | Bedroom | 226794 | Bedroom | 0.00052955
Table | Incandescent |  | Standard A Lamp | 1 | 100 | Bedroom | 226794 | Bedroom | 0.00052955
Table | Incandescent |  | Standard A Lamp | 1 | 60 | Bedroom | 226794 | Bedroom | 0.00052955
Table | Incandescent |  | Standard A Lamp | 1 | 25 | Bedroom | 226794 | Bedroom | 0.00052955
Ceiling Fixture | Linear Fluorescent | 48 | T-12 | 4 | 32 | Laundry Room | 226795 | Laundry Room | 0.00052955
Table | Compact Fluorescent |  | Twist | 1 | 22 | Laundry Room | 226795 | Laundry Room | 0.00052955
Table | Compact Fluorescent |  | Pin base | 1 | 13 | Laundry Room | 226795 | Laundry Room | 0.00052955
Ceiling Fixture | Linear Fluorescent | 48 | T-12 | 2 | 20 | Garage | 226796 | Garage | 0.00052955
Ceiling Fixture | Compact Fluorescent |  | Twist | 1 | 22 | Kitchen | 226797 | Kitchen | 0.00052955
Table | Incandescent |  | Standard A Lamp | 1 | 40 | Kitchen | 226797 | Kitchen | 0.00052955
Recessed Can | Incandescent |  | Reflector | 1 | 65 | Kitchen | 226797 | Kitchen | 0.00052955
Ceiling Fixture | Linear Fluorescent | 48 | T-12 | 2 | 40 | Kitchen | 226797 | Kitchen | 0.00052955
Table | Compact Fluorescent |  | Twist | 1 | 22 | Living Room | 226798 | Living Room | 0.00052955
Table | Incandescent |  | 3-Way Incandescent | 1 | 75 | Living Room | 226798 | Living Room | 0.00052955
Floor lamp | Incandescent |  | Standard A Lamp | 1 | 60 | Living Room | 226798 | Living Room | 0.00052955
Table | Incandescent |  | Standard A Lamp | 1 | 60 | Office | 226799 | Office | 0.00052955
Table | Compact Fluorescent |  | Twist | 1 | 22 | Office | 226799 | Office | 0.00052955
Ceiling Fan | Incandescent |  | Standard A Lamp | 3 | 40 | Office | 226799 | Office | 0.00052955
Ceiling Fixture | Compact Fluorescent |  | Twist | 2 | 15 | Hall | 2267910 | Hall | 0.00052955
Wall Mount | Incandescent |  | Clear | 4 | 40 | Bathroom | 2267911 | Bathroom | 0.00052955
Ceiling Fixture | Compact Fluorescent |  | Twist | 2 | 15 | Hall | 2267912 | Hall | 0.00052955
Ceiling Fixture | Compact Fluorescent |  | Twist | 1 | 15 | Hall | 2267913 | Hall | 0.00052955
Wall Mount | Incandescent |  | Globe | 8 | 40 | Bathroom | 2267914 | Bathroom | 0.00052955
Ceiling Fan | Incandescent |  | Standard A Lamp | 1 | 60 | Master Bedroom | 2267915 | Master Bedroom | 0.00052955
Table | Incandescent |  | Standard A Lamp | 1 | 60 | Master Bedroom | 2267915 | Master Bedroom | 0.00052955
Table | Compact Fluorescent |  | Twist | 1 | 22 | Master Bedroom | 2267915 | Master Bedroom | 0.00052955
Floor lamp | Incandescent |  | Standard A Lamp | 1 | 75 | Master Bedroom | 2267915 | Master Bedroom | 0.00052955
Ceiling Fixture | Compact Fluorescent |  | Twist | 2 | 15 | Office | 2267916 | Office | 0.00052955
Table | Incandescent |  | Standard A Lamp | 1 | 100 | Office | 2267916 | Office | 0.00052955
Table | Incandescent |  | Standard A Lamp | 1 | 60 | Office | 2267916 | Office | 0.00052955
Floor lamp | Incandescent |  | 3-Way Incandescent | 1 | 100 | Office | 2267916 | Office | 0.00052955
Table | Compact Fluorescent |  | Pin base | 1 | 15 | Office | 2267916 | Office | 0.00052955
Ceiling Fixture | Incandescent |  | Clear | 2 | 60 | Bathroom | 226811 | Bathroom | 0.00029634
Table | Linear Fluorescent | 6 | T-4 | 1 | 13 | Bathroom | 226811 | Bathroom | 0.00029634
Table | Compact Fluorescent |  | Pin base | 1 | 22 | Bathroom | 226811 | Bathroom | 0.00029634
Table | Incandescent |  | Standard A Lamp | 1 | 60 | Bathroom | 226811 | Bathroom | 0.00029634
Ceiling Fixture | Incandescent |  | Standard A Lamp | 1 | 60 | Hall | 226812 | Hall | 0.00029634
Wall Mount | Incandescent |  | Globe | 3 | 60 | Bathroom | 226813 | Bathroom | 0.00029634
Ceiling Fixture | Incandescent |  | Standard A Lamp | 1 | 60 | Bathroom | 226813 | Bathroom | 0.00029634
Ceiling Fixture | Incandescent |  | Standard A Lamp | 2 | 60 | Bedroom | 226814 | Bedroom | 0.00029634
Table | Incandescent |  | Standard A Lamp | 1 | 60 | Bedroom | 226814 | Bedroom | 0.00029634
Table | Linear Fluorescent | 6 | T-4 | 2 | 13 | Bedroom | 226814 | Bedroom | 0.00029634
Ceiling Fixture | Incandescent |  | Standard A Lamp | 2 | 60 | Bedroom | 226815 | Bedroom | 0.00029634
Table | Incandescent |  | Standard A Lamp | 1 | 60 | Bedroom | 226815 | Bedroom | 0.00029634
Table | Incandescent |  | Standard A Lamp | 1 | 100 | Bedroom | 226815 | Bedroom | 0.00029634
Ceiling Fixture | Incandescent |  | Standard A Lamp | 1 | 100 | Other | 226816 | Other | 0.00029634
Ceiling Fixture | Compact Fluorescent |  | Circline (Screw Base) | 1 | 15 | Other | 226816 | Other | 0.00029634
Ceiling Fixture | Incandescent |  | Standard A Lamp | 1 | 60 | Garage | 226817 | Garage | 0.00029634
Garage door opener | Incandescent |  | Standard A Lamp | 1 | 60 | Garage | 226817 | Garage | 0.00029634
Ceiling Fan | Incandescent |  | Standard A Lamp | 4 | 25 | Master Bedroom | 226818 | Master Bedroom | 0.00029634
Table | Incandescent |  | Standard A Lamp | 1 | 60 | Master Bedroom | 226818 | Master Bedroom | 0.00029634
Floor lamp | Compact Fluorescent |  | Twist | 1 | 15 | Master Bedroom | 226818 | Master Bedroom | 0.00029634
Ceiling Fixture | Incandescent |  | Standard A Lamp | 1 | 40 | Master Bedroom | 226818 | Master Bedroom | 0.00029634
Ceiling Fixture | Incandescent |  | Standard A Lamp | 1 | 40 | Closet | 226819 | Closet | 0.00029634
Wall Mount | Incandescent |  | Standard A Lamp | 2 | 40 | Bathroom | 2268110 | Bathroom | 0.00029634
Ceiling Fixture | Incandescent |  | Standard A Lamp | 1 | 40 | Bathroom | 2268110 | Bathroom | 0.00029634
Ceiling Fixture | Incandescent |  | Clear | 1 | 60 | Hall | 2268111 | Hall | 0.00029634
Chandelier (Hanging) | Incandescent |  | Mini base | 3 | 40 | Hall | 2268111 | Hall | 0.00029634
Wall Mount | Incandescent |  | Globe | 3 | 60 | Bathroom | 2268112 | Bathroom | 0.00029634
Wall Mount | Incandescent |  | Mini base | 1 | 60 | Living Room | 2268113 | Living Room | 0.00029634
Table | Compact Fluorescent |  | Twist | 1 | 22 | Living Room | 2268113 | Living Room | 0.00029634
Table | Incandescent |  | Mini base | 2 | 60 | Living Room | 2268113 | Living Room | 0.00029634
Table | Incandescent |  | 3-Way Incandescent | 1 | 100 | Living Room | 2268113 | Living Room | 0.00029634
Chandelier (Hanging) | Compact Fluorescent |  | Twist | 5 | 15 | Kitchen | 2268114 | Kitchen | 0.00029634
Ceiling Fixture | Linear Fluorescent | 48 | T-8 | 4 | 32 | Kitchen | 2268114 | Kitchen | 0.00029634
Chandelier (Hanging) | Compact Fluorescent |  | Twist | 1 | 15 | Kitchen | 2268114 | Kitchen | 0.00029634
Architectural | Linear Fluorescent | 24 | T-8 | 1 | 16 | Kitchen | 2268114 | Kitchen | 0.00029634
Architectural | Incandescent |  | Decorative | 1 | 25 | Kitchen | 2268114 | Kitchen | 0.00029634
Ceiling Fixture | Linear Fluorescent | 48 | T-12 | 2 | 40 | Laundry Room | 2268115 | Laundry Room | 0.00029634
Ceiling Fixture | Incandescent |  | Standard A Lamp | 1 | 60 | Bathroom | 226831 | Bathroom | 0.0005169
Ceiling Fixture | Incandescent |  | Standard A Lamp | 2 | 60 | Bedroom | 226832 | Bedroom | 0.0005169
Table | Incandescent |  | Standard A Lamp | 1 | 60 | Bedroom | 226832 | Bedroom | 0.0005169
Ceiling Fixture | Incandescent |  | Standard A Lamp | 1 | 60 | Bedroom | 226833 | Bedroom | 0.0005169
Ceiling Fixture | Incandescent |  | Standard A Lamp | 2 | 60 | Family Room | 226834 | Family Room | 0.0005169
Table | Compact Fluorescent |  | Twist | 1 | 10 | Family Room | 226834 | Family Room | 0.0005169
Floor lamp | Compact Fluorescent |  | Twist | 1 | 10 | Family Room | 226834 | Family Room | 0.0005169
Ceiling Fixture | Incandescent |  | Standard A Lamp | 1 | 60 | Hall | 226835 | Hall | 0.0005169
Ceiling Fixture | Incandescent |  | Standard A Lamp | 2 | 60 | Kitchen | 226836 | Kitchen | 0.0005169
Chandelier (Hanging) | Incandescent |  | Standard A Lamp | 1 | 60 | Kitchen | 226836 | Kitchen | 0.0005169
Ceiling Fixture | Incandescent |  | Standard A Lamp | 1 | 60 | Bedroom | 226881 | Bedroom | 0.0004784
Table | Incandescent |  | Standard A Lamp | 1 | 60 | Bedroom | 226881 | Bedroom | 0.0004784
Ceiling Fixture | Incandescent |  | Standard A Lamp | 1 | 60 | Other | 226882 | Other | 0.0004784
Ceiling Fixture | Linear Fluorescent | 96 | T-12 | 2 | 96 | Other | 226882 | Other | 0.0004784
Ceiling Fixture | Incandescent |  | Standard A Lamp | 2 | 60 | Bathroom | 226883 | Bathroom | 0.0004784
Wall Mount | Incandescent |  | Standard A Lamp | 4 | 60 | Bathroom | 226884 | Bathroom | 0.0004784
Ceiling Fixture | Incandescent |  | Standard A Lamp | 2 | 60 | Bedroom | 226885 | Bedroom | 0.0004784
Ceiling Fixture | Incandescent |  | Standard A Lamp | 2 | 60 | Bedroom | 226886 | Bedroom | 0.0004784
Table | Incandescent |  | Standard A Lamp | 1 | 60 | Bedroom | 226886 | Bedroom | 0.0004784
Ceiling Fixture | Linear Fluorescent | 48 | T-8 | 2 | 32 | Dining Room | 226887 | Dining Room | 0.0004784
Ceiling Fixture | Incandescent |  | Standard A Lamp | 3 | 60 | Dining Room | 226887 | Dining Room | 0.0004784
Table | Incandescent |  | Standard A Lamp | 1 | 50 | Family Room | 226888 | Family Room | 0.0004784
Floor lamp | Incandescent |  | Standard A Lamp | 5 | 60 | Family Room | 226888 | Family Room | 0.0004784
Ceiling Fixture | Incandescent |  | Standard A Lamp | 1 | 60 | Garage | 226889 | Garage | 0.0004784
Garage door opener | Incandescent |  | Standard A Lamp | 2 | 60 | Garage | 226889 | Garage | 0.0004784
Ceiling Fixture | Incandescent |  | Standard A Lamp | 1 | 60 | Hall | 2268810 | Hall | 0.0004784
Ceiling Fixture | Linear Fluorescent | 48 | T-8 | 2 | 32 | Kitchen | 2268811 | Kitchen | 0.0004784
Ceiling Fixture | Incandescent |  | Standard A Lamp | 3 | 60 | Laundry Room | 2268812 | Laundry Room | 0.0004784
Ceiling Fixture | Compact Fluorescent |  | Twist | 2 | 22 | Laundry Room | 2268812 | Laundry Room | 0.0004784
Ceiling Fan | Incandescent |  | Standard A Lamp | 3 | 60 | Living Room | 2268813 | Living Room | 0.0004784
Table | Incandescent |  | Standard A Lamp | 1 | 60 | Living Room | 2268813 | Living Room | 0.0004784
Ceiling Fixture | Incandescent |  | Standard A Lamp | 1 | 60 | Living Room | 2268813 | Living Room | 0.0004784
Table | Halogen |  | MR | 4 | 30 | Living Room | 2268813 | Living Room | 0.0004784
Ceiling Fixture | Incandescent |  | Standard A Lamp | 1 | 60 | Bathroom | 2268814 | Bathroom | 0.0004784
Wall Mount | Incandescent |  | Standard A Lamp | 2 | 60 | Bathroom | 2268814 | Bathroom | 0.0004784
Ceiling Fixture | Incandescent |  | Standard A Lamp | 1 | 60 | Closet | 2268815 | Closet | 0.0004784
Wall Mount | Incandescent |  | Globe | 4 | 60 | Bathroom | 226931 | Bathroom | 0.0030496
Track | Compact Fluorescent |  | Twist | 2 | 15 | Bedroom | 226932 | Bedroom | 0.0030496
Wall Mount | Incandescent |  | Globe | 1 | 60 | Closet | 226933 | Closet | 0.0030496
Ceiling Fixture | Incandescent |  | Standard A Lamp | 3 | 40 | Dining Room | 226934 | Dining Room | 0.0030496
Ceiling Fan | Compact Fluorescent |  | Twist | 1 | 15 | Family Room | 226935 | Family Room | 0.0030496
Wall Mount | Compact Fluorescent |  | Twist | 1 | 15 | Hall | 226936 | Hall | 0.0030496
Ceiling Fixture | Linear Fluorescent | 24 | T-12 | 2 | 20 | Kitchen | 226937 | Kitchen | 0.0030496
Torchiere | Halogen |  | Quartz Tube | 1 | 500 | Living Room | 226938 | Living Room | 0.0030496
Floor lamp | Compact Fluorescent |  | Twist | 1 | 15 | Living Room | 226938 | Living Room | 0.0030496
Chandelier (Hanging) | Compact Fluorescent |  | Twist | 1 | 15 | Living Room | 226938 | Living Room | 0.0030496
Wall Mount | Incandescent |  | Standard A Lamp | 1 | 60 | Bedroom | 226939 | Bedroom | 0.0030496
Wall Mount | Compact Fluorescent |  | Twist | 1 | 15 | Bedroom | 226939 | Bedroom | 0.0030496
Wall Mount | Incandescent |  | Standard A Lamp | 1 | 60 | Bedroom | 2269310 | Bedroom | 0.0030496
Wall Mount | Compact Fluorescent |  | Twist | 1 | 15 | Bedroom | 2269310 | Bedroom | 0.0030496
Wall Mount | Compact Fluorescent |  | Twist | 4 | 15 | Bathroom | 2269311 | Bathroom | 0.0030496
Torchiere | Halogen |  | Quartz Tube | 1 | 500 | Office | 2269312 | Office | 0.0030496
Wall Mount | Incandescent |  | Standard A Lamp | 1 | 60 | Office | 2269312 | Office | 0.0030496
Ceiling Fixture | Linear Fluorescent | 48 | T-8 | 2 | 40 | Other | 2269313 | Other | 0.0030496
Ceiling Fixture | Incandescent |  | Standard A Lamp | 1 | 60 | Laundry Room | 2269314 | Laundry Room | 0.0030496
Ceiling Fixture | Compact Fluorescent |  | Twist | 2 | 15 | Master Bedroom | 226941 | Master Bedroom | 0.0005169
Table | Incandescent |  | Decorative | 1 | 25 | Master Bedroom | 226941 | Master Bedroom | 0.0005169
Ceiling Fixture | Compact Fluorescent |  | Twist | 2 | 15 | Bedroom | 226942 | Bedroom | 0.0005169
Table | Incandescent |  | Standard A Lamp | 1 | 60 | Bedroom | 226942 | Bedroom | 0.0005169
Chandelier (Hanging) | Compact Fluorescent |  | Twist | 2 | 15 | Master Bedroom | 226943 | Master Bedroom | 0.0005169
Ceiling Fixture | Incandescent |  | Standard A Lamp | 1 | 60 | Bedroom | 226944 | Bedroom | 0.0005169
Table | Incandescent |  | Decorative | 1 | 40 | Bedroom | 226944 | Bedroom | 0.0005169
Chandelier (Hanging) | Compact Fluorescent |  | Twist | 3 | 15 | Dining Room | 226945 | Dining Room | 0.0005169
Recessed Can | Incandescent |  | Standard A Lamp | 1 | 60 | Bathroom | 226946 | Bathroom | 0.0005169
Recessed Can | Compact Fluorescent |  | Twist | 1 | 22 | Bathroom | 226946 | Bathroom | 0.0005169
Ceiling Fixture | Compact Fluorescent |  | Twist | 1 | 15 | Garage | 226947 | Garage | 0.0005169
Ceiling Fixture | Compact Fluorescent |  | Twist | 1 | 15 | Hall | 226948 | Hall | 0.0005169
Wall Mount | Compact Fluorescent |  | Twist | 1 | 15 | Hall | 226948 | Hall | 0.0005169
Ceiling Fixture | Linear Fluorescent | 48 | T-12 | 4 | 32 | Kitchen | 226949 | Kitchen | 0.0005169
Ceiling Fixture | Compact Fluorescent |  | Twist | 1 | 15 | Laundry Room | 2269410 | Laundry Room | 0.0005169
Ceiling Fan | Incandescent |  | Globe | 4 | 40 | Living Room | 2269411 | Living Room | 0.0005169
Table | Compact Fluorescent |  | Twist | 1 | 22 | Living Room | 2269411 | Living Room | 0.0005169
Wall Mount | Compact Fluorescent |  | Twist | 2 | 15 | Bathroom | 2269412 | Bathroom | 0.0005169
Table | Incandescent |  | Standard A Lamp | 1 | 60 | Bedroom | 226991 | Bedroom | 0.00040077
Table | Compact Fluorescent |  | Twist | 1 | 13 | Bedroom | 226991 | Bedroom | 0.00040077
Chandelier (Hanging) | Incandescent |  | Globe | 5 | 40 | Dining Room | 226992 | Dining Room | 0.00040077
Wall Mount | Incandescent |  | Standard A Lamp | 2 | 60 | Bathroom | 226993 | Bathroom | 0.00040077
Chandelier (Hanging) | Incandescent |  | Standard A Lamp | 5 | 40 | Hall | 226994 | Hall | 0.00040077
Table | Compact Fluorescent |  | Twist | 2 | 13 | Family Room | 226995 | Family Room | 0.00040077
Table | Compact Fluorescent |  | Twist | 1 | 22 | Family Room | 226995 | Family Room | 0.00040077
Floor lamp | Incandescent |  | 3-Way Incandescent | 1 | 100 | Family Room | 226995 | Family Room | 0.00040077
Table | Incandescent |  | Decorative | 1 | 40 | Family Room | 226995 | Family Room | 0.00040077
Track | Halogen |  | Quartz Tube | 3 | 35 | Kitchen | 226996 | Kitchen | 0.00040077
Ceiling Fixture | Linear Fluorescent | 12 | T-8 | 1 | 20 | Kitchen | 226996 | Kitchen | 0.00040077
Ceiling Fixture | Incandescent |  | Standard A Lamp | 1 | 75 | Laundry Room | 226997 | Laundry Room | 0.00040077
Chandelier (Hanging) | Incandescent |  | Standard A Lamp | 1 | 60 | Bathroom | 226998 | Bathroom | 0.00040077
Table | Incandescent |  | Decorative | 1 | 80 | Master Bedroom | 226999 | Master Bedroom | 0.00040077
Floor lamp | Incandescent |  | 3-Way Incandescent | 1 | 100 | Master Bedroom | 226999 | Master Bedroom | 0.00040077
Table | Incandescent |  | Standard A Lamp | 1 | 60 | Master Bedroom | 226999 | Master Bedroom | 0.00040077
Floor lamp | Compact Fluorescent |  | Straight Tube | 1 | 15 | Bedroom | 2269910 | Bedroom | 0.00040077
Chandelier (Hanging) | Incandescent |  | Standard A Lamp | 1 | 43 | Bedroom | 2269910 | Bedroom | 0.00040077
Chandelier (Hanging) | Incandescent |  | Decorative | 1 | 40 | Bathroom | 2269911 | Bathroom | 0.00040077
Chandelier (Hanging) | Incandescent |  | Standard A Lamp | 3 | 40 | Hall | 2269912 | Hall | 0.00040077
Ceiling Fixture | Incandescent |  | Standard A Lamp | 1 | 43 | Hall | 2269912 | Hall | 0.00040077
Ceiling Fixture | Linear Fluorescent | 48 | T-12 | 2 | 40 | Other | 227011 | Other | 0.0004784
Ceiling Fixture | Linear Fluorescent | 12 | Fluorescent Other | 1 | 23 | Other | 227011 | Other | 0.0004784
Table | Incandescent |  | Decorative | 1 | 40 | Other | 227011 | Other | 0.0004784
Wall Mount | Linear Fluorescent | 24 | T-8 | 1 | 20 | Bathroom | 227012 | Bathroom | 0.0004784
Wall Mount | Incandescent |  | Standard A Lamp | 3 | 60 | Bathroom | 227013 | Bathroom | 0.0004784
Ceiling Fan | Incandescent |  | Standard A Lamp | 1 | 60 | Bedroom | 227014 | Bedroom | 0.0004784
Table | Incandescent |  | Standard A Lamp | 1 | 60 | Bedroom | 227014 | Bedroom | 0.0004784
Ceiling Fixture | Compact Fluorescent |  | Twist | 1 | 18 | Bedroom | 227015 | Bedroom | 0.0004784
Table | Incandescent |  | Mini base | 1 | 40 | Bedroom | 227015 | Bedroom | 0.0004784
Ceiling Fan | Incandescent |  | Standard A Lamp | 1 | 60 | Bedroom | 227016 | Bedroom | 0.0004784
Ceiling Fixture | Linear Fluorescent | 48 | T-12 | 2 | 40 | Garage | 227017 | Garage | 0.0004784
Ceiling Fixture | Incandescent |  | Standard A Lamp | 1 | 50 | Hall | 227018 | Hall | 0.0004784
Ceiling Fixture | Incandescent |  | Standard A Lamp | 5 | 60 | Kitchen | 227019 | Kitchen | 0.0004784
Ceiling Fixture | Linear Fluorescent | 48 | T-8 | 2 | 32 | Kitchen | 227019 | Kitchen | 0.0004784
Ceiling Fan | Incandescent |  | Standard A Lamp | 1 | 60 | Living Room | 2270110 | Living Room | 0.0004784
Floor lamp | Incandescent |  | Standard A Lamp | 2 | 60 | Living Room | 2270110 | Living Room | 0.0004784
Ceiling Fixture | Incandescent |  | Standard A Lamp | 1 | 60 | Other | 2270111 | Other | 0.0004784
Wall Mount | Incandescent |  | Standard A Lamp | 6 | 60 | Bathroom | 227021 | Bathroom | 0.0010836
Wall Mount | Incandescent |  | Decorative | 3 | 40 | Bathroom | 227022 | Bathroom | 0.0010836
Ceiling Fixture | Incandescent |  | Standard A Lamp | 2 | 60 | Bathroom | 227022 | Bathroom | 0.0010836
Recessed Can | Incandescent |  | Reflector | 1 | 65 | Bedroom | 227023 | Bedroom | 0.0010836
Ceiling Fixture | Incandescent |  | Standard A Lamp | 3 | 60 | Bedroom | 227024 | Bedroom | 0.0010836
Ceiling Fixture | Incandescent |  | Standard A Lamp | 2 | 60 | Closet | 227025 | Closet | 0.0010836
Ceiling Fixture | Incandescent |  | Standard A Lamp | 2 | 60 | Closet | 227026 | Closet | 0.0010836
Recessed Can | Incandescent |  | Reflector | 1 | 65 | Office | 227027 | Office | 0.0010836
Chandelier (Hanging) | Incandescent |  | Mini base | 9 | 40 | Dining Room | 227028 | Dining Room | 0.0010836
Recessed Can | Incandescent |  | Reflector | 1 | 65 | Family Room | 227029 | Family Room | 0.0010836
Recessed Can | Incandescent |  | Reflector | 1 | 65 | Hall | 2270210 | Hall | 0.0010836
Chandelier (Hanging) | Incandescent |  | Standard A Lamp | 14 | 40 | Hall | 2270210 | Hall | 0.0010836
Ceiling Fixture | Incandescent |  | Standard A Lamp | 1 | 60 | Garage | 2270211 | Garage | 0.0010836
Garage door opener | Incandescent |  | Standard A Lamp | 1 | 60 | Garage | 2270211 | Garage | 0.0010836
Recessed Can | Compact Fluorescent |  | Reflector | 1 | 22 | Hall | 2270212 | Hall | 0.0010836
Track | Halogen |  | MR | 3 | 40 | Kitchen | 2270213 | Kitchen | 0.0010836
Recessed Can | Incandescent |  | Reflector | 1 | 65 | Kitchen | 2270213 | Kitchen | 0.0010836
Chandelier (Hanging) | Incandescent |  | Mini base | 7 | 25 | Kitchen | 2270213 | Kitchen | 0.0010836
Chandelier (Hanging) | Halogen |  | Quartz Tube | 1 | 30 | Kitchen | 2270213 | Kitchen | 0.0010836
Recessed Can | Compact Fluorescent |  | Reflector | 1 | 22 | Laundry Room | 2270214 | Laundry Room | 0.0010836
Recessed Can | Halogen |  | PAR | 1 | 75 | Living Room | 2270215 | Living Room | 0.0010836
Table | Incandescent |  | Standard A Lamp | 1 | 100 | Living Room | 2270215 | Living Room | 0.0010836
Wall Mount | Incandescent |  | Mini base | 3 | 25 | Bathroom | 2270216 | Bathroom | 0.0010836
Recessed Can | Incandescent |  | Reflector | 1 | 65 | Bathroom | 2270216 | Bathroom | 0.0010836
Recessed Can | Incandescent |  | Reflector | 1 | 65 | Master Bedroom | 2270217 | Master Bedroom | 0.0010836
Recessed Can | Incandescent |  | Reflector | 1 | 65 | Other | 2270218 | Other | 0.0010836
Wall Mount | Compact Fluorescent |  | Twist | 2 | 15 | Bathroom | 227031 | Bathroom | 0.0005169
Ceiling Fixture | Incandescent |  | Standard A Lamp | 1 | 60 | Bathroom | 227031 | Bathroom | 0.0005169
Wall Mount | Compact Fluorescent |  | Twist | 3 | 22 | Bathroom | 227032 | Bathroom | 0.0005169
Recessed Can | Compact Fluorescent |  | Twist | 1 | 15 | Bedroom | 227033 | Bedroom | 0.0005169
Table | Incandescent |  | Standard A Lamp | 1 | 60 | Bedroom | 227033 | Bedroom | 0.0005169
Ceiling Fixture | Incandescent |  | Standard A Lamp | 1 | 60 | Bedroom | 227034 | Bedroom | 0.0005169
Ceiling Fixture | Incandescent |  | Standard A Lamp | 1 | 60 | Bedroom | 227035 | Bedroom | 0.0005169
Ceiling Fixture | Incandescent |  | Standard A Lamp | 1 | 60 | Closet | 227036 | Closet | 0.0005169
Ceiling Fixture | Incandescent |  | Standard A Lamp | 1 | 25 | Garage | 227037 | Garage | 0.0005169
Garage door opener | Incandescent |  | Standard A Lamp | 1 | 60 | Garage | 227037 | Garage | 0.0005169
Recessed Can | Compact Fluorescent |  | Twist | 1 | 15 | Hall | 227038 | Hall | 0.0005169
Recessed Can | Compact Fluorescent |  | Twist | 1 | 15 | Kitchen | 227039 | Kitchen | 0.0005169
Ceiling Fixture | Incandescent |  | Standard A Lamp | 1 | 60 | Laundry Room | 2270310 | Laundry Room | 0.0005169
Wall Mount | Compact Fluorescent |  | Twist | 1 | 15 | Living Room | 2270311 | Living Room | 0.0005169
Ceiling Fan | Compact Fluorescent |  | Twist | 2 | 15 | Living Room | 2270311 | Living Room | 0.0005169
Table | Incandescent |  | Standard A Lamp | 1 | 60 | Living Room | 2270311 | Living Room | 0.0005169
Recessed Can | Compact Fluorescent |  | Twist | 1 | 15 | Living Room | 2270311 | Living Room | 0.0005169
Wall Mount | Compact Fluorescent |  | Twist | 2 | 7 | Bathroom | 227051 | Bathroom | 0.00028447
Ceiling Fixture | Compact Fluorescent |  | Circline (Screw Base) | 1 | 22 | Bathroom | 227052 | Bathroom | 0.00028447
Wall Mount | Incandescent |  | Standard A Lamp | 1 | 60 | Bathroom | 227052 | Bathroom | 0.00028447
Ceiling Fixture | Incandescent |  | Standard A Lamp | 1 | 60 | Bedroom | 227053 | Bedroom | 0.00028447
Ceiling Fixture | Incandescent |  | Standard A Lamp | 2 | 60 | Bedroom | 227054 | Bedroom | 0.00028447
Track | Compact Fluorescent |  | Twist | 2 | 15 | Bedroom | 227054 | Bedroom | 0.00028447
Ceiling Fixture | Incandescent |  | Standard A Lamp | 2 | 60 | Other | 227055 | Other | 0.00028447
Ceiling Fixture | Compact Fluorescent |  | Twist | 1 | 22 | Hall | 227056 | Hall | 0.00028447
Ceiling Fixture | Incandescent |  | Standard A Lamp | 1 | 60 | Hall | 227057 | Hall | 0.00028447
Chandelier (Hanging) | Compact Fluorescent |  | Twist | 3 | 15 | Kitchen | 227058 | Kitchen | 0.00028447
Ceiling Fixture | Linear Fluorescent | 48 | T-8 | 2 | 40 | Kitchen | 227058 | Kitchen | 0.00028447
Ceiling Fan | Incandescent |  | Standard A Lamp | 4 | 60 | Living Room | 227059 | Living Room | 0.00028447
Table | Incandescent |  | Standard A Lamp | 1 | 60 | Living Room | 227059 | Living Room | 0.00028447
Ceiling Fixture | Compact Fluorescent |  | Twist | 2 | 15 | Master Bedroom | 2270510 | Master Bedroom | 0.00028447
Ceiling Fixture | Incandescent |  | Standard A Lamp | 1 | 60 | Other | 2270511 | Other | 0.00028447
Ceiling Fixture | Incandescent |  | Standard A Lamp | 2 | 60 | Office | 2270512 | Office | 0.00028447
Ceiling Fixture | Incandescent |  | Standard A Lamp | 1 | 60 | Other | 2270513 | Other | 0.00028447
Wall Mount | Incandescent |  | Standard A Lamp | 3 | 60 | Bathroom | 227211 | Bathroom | 0.00052955
Ceiling Fixture | Incandescent |  | Standard A Lamp | 2 | 60 | Bedroom | 227212 | Bedroom | 0.00052955
Ceiling Fixture | Incandescent |  | Standard A Lamp | 2 | 60 | Bedroom | 227213 | Bedroom | 0.00052955
Ceiling Fixture | Incandescent |  | Standard A Lamp | 1 | 60 | Garage | 227214 | Garage | 0.00052955
Ceiling Fixture | Incandescent |  | Standard A Lamp | 2 | 60 | Kitchen | 227215 | Kitchen | 0.00052955
Ceiling Fixture | Incandescent |  | Standard A Lamp | 1 | 60 | Laundry Room | 227216 | Laundry Room | 0.00052955
Table | Incandescent |  | Standard A Lamp | 1 | 60 | Living Room | 227217 | Living Room | 0.00052955
Ceiling Fixture | Incandescent |  | Standard A Lamp | 1 | 40 | Kitchen | 227241 | Kitchen | 0.00094081
Ceiling Fixture | Compact Fluorescent |  | Twist | 2 | 15 | Kitchen | 227241 | Kitchen | 0.00094081
Ceiling Fan | Compact Fluorescent |  | Twist | 4 | 15 | Dining Room | 227242 | Dining Room | 0.00094081
Ceiling Fixture | Compact Fluorescent |  | Twist | 1 | 15 | Closet | 227243 | Closet | 0.00094081
Ceiling Fixture | Compact Fluorescent |  | Twist | 1 | 15 | Bedroom | 227244 | Bedroom | 0.00094081
Table | Incandescent |  | Standard A Lamp | 1 | 60 | Bedroom | 227244 | Bedroom | 0.00094081
Table | Compact Fluorescent |  | Twist | 1 | 15 | Bedroom | 227244 | Bedroom | 0.00094081
Wall Mount | Compact Fluorescent |  | Twist | 2 | 15 | Bathroom | 227245 | Bathroom | 0.00094081
Recessed - other | Incandescent |  | Heat Lamp | 2 | 250 | Bathroom | 227245 | Bathroom | 0.00094081
Ceiling Fixture | Incandescent |  | Standard A Lamp | 1 | 60 | Hall | 227246 | Hall | 0.00094081
Table | Incandescent |  | Standard A Lamp | 1 | 65 | Living Room | 227247 | Living Room | 0.00094081
Floor lamp | Compact Fluorescent |  | Twist | 1 | 22 | Living Room | 227247 | Living Room | 0.00094081
Ceiling Fixture | Incandescent |  | Standard A Lamp | 1 | 40 | Hall | 227248 | Hall | 0.00094081
Wall Mount | Incandescent |  | Clear | 4 | 40 | Bathroom | 227281 | Bathroom | 0.00028447
Wall Mount | Incandescent |  | Clear | 3 | 40 | Bathroom | 227282 | Bathroom | 0.00028447
Ceiling Fixture | Incandescent |  | Standard A Lamp | 2 | 60 | Bedroom | 227283 | Bedroom | 0.00028447
Table | Incandescent |  | Standard A Lamp | 1 | 60 | Bedroom | 227283 | Bedroom | 0.00028447
Ceiling Fixture | Incandescent |  | Standard A Lamp | 1 | 60 | Bedroom | 227284 | Bedroom | 0.00028447
Table | Incandescent |  | Standard A Lamp | 1 | 60 | Bedroom | 227284 | Bedroom | 0.00028447
Ceiling Fan | Incandescent |  | Standard A Lamp | 3 | 60 | Bedroom | 227285 | Bedroom | 0.00028447
Recessed Can | Incandescent |  | Reflector | 1 | 65 | Bedroom | 227285 | Bedroom | 0.00028447
Table | Incandescent |  | Standard A Lamp | 1 | 60 | Bedroom | 227285 | Bedroom | 0.00028447
Ceiling Fixture | Compact Fluorescent |  | Twist | 1 | 22 | Bedroom | 227286 | Bedroom | 0.00028447
Recessed Can | Incandescent |  | Reflector | 1 | 65 | Hall | 227287 | Hall | 0.00028447
Ceiling Fixture | Incandescent |  | Clear | 1 | 60 | Hall | 227287 | Hall | 0.00028447
Recessed Can | Incandescent |  | Reflector | 1 | 60 | Family Room | 227288 | Family Room | 0.00028447
Table | Incandescent |  | Standard A Lamp | 1 | 40 | Family Room | 227288 | Family Room | 0.00028447
Floor lamp | Incandescent |  | Standard A Lamp | 1 | 60 | Family Room | 227288 | Family Room | 0.00028447
Ceiling Fixture | Incandescent |  | Standard A Lamp | 1 | 60 | Garage | 227289 | Garage | 0.00028447
Recessed Can | Incandescent |  | Reflector | 1 | 65 | Kitchen | 2272810 | Kitchen | 0.00028447
Chandelier (Hanging) | Incandescent |  | Standard A Lamp | 3 | 40 | Kitchen | 2272810 | Kitchen | 0.00028447
Ceiling Fixture | Linear Fluorescent | 48 | T-8 | 4 | 40 | Laundry Room | 2272811 | Laundry Room | 0.00028447
Ceiling Fixture | Incandescent |  | Standard A Lamp | 2 | 40 | Kitchen | 227331 | Kitchen | 0.00029634
Ceiling Fixture | Incandescent |  | Standard A Lamp | 1 | 60 | Kitchen | 227331 | Kitchen | 0.00029634
Ceiling Fixture | Incandescent |  | Standard A Lamp | 2 | 60 | Bedroom | 227332 | Bedroom | 0.00029634
Table | Compact Fluorescent |  | Twist | 1 | 15 | Bedroom | 227332 | Bedroom | 0.00029634
Ceiling Fan | Incandescent |  | Standard A Lamp | 3 | 60 | Master Bedroom | 227333 | Master Bedroom | 0.00029634
Wall Mount | Incandescent |  | Standard A Lamp | 1 | 60 | Master Bedroom | 227333 | Master Bedroom | 0.00029634
Ceiling Fixture | Linear Fluorescent | 48 | T-8 | 2 | 32 | Office | 227334 | Office | 0.00029634
Ceiling Fixture | Incandescent |  | Standard A Lamp | 1 | 60 | Bathroom | 227335 | Bathroom | 0.00029634
Ceiling Fixture | Incandescent |  | Standard A Lamp | 2 | 60 | Bedroom | 227336 | Bedroom | 0.00029634
Table | Incandescent |  | Standard A Lamp | 1 | 60 | Bedroom | 227336 | Bedroom | 0.00029634
Ceiling Fan | Incandescent |  | Standard A Lamp | 3 | 60 | Bedroom | 227337 | Bedroom | 0.00029634
Ceiling Fixture | Linear Fluorescent | 48 | T-8 | 2 | 32 | Office | 227338 | Office | 0.00029634
Wall Mount | Incandescent |  | Standard A Lamp | 3 | 60 | Bathroom | 227339 | Bathroom | 0.00029634
Ceiling Fixture | Incandescent |  | Standard A Lamp | 1 | 40 | Bathroom | 227339 | Bathroom | 0.00029634
Ceiling Fixture | Incandescent |  | Clear | 1 | 60 | Hall | 2273310 | Hall | 0.00029634
Ceiling Fixture | Compact Fluorescent |  | Twist | 2 | 15 | Living Room | 2273311 | Living Room | 0.00029634
Ceiling Fan | Compact Fluorescent |  | Twist | 3 | 22 | Living Room | 2273311 | Living Room | 0.00029634
Table | Incandescent |  | Standard A Lamp | 1 | 60 | Living Room | 2273311 | Living Room | 0.00029634
Ceiling Fixture | Incandescent |  | Standard A Lamp | 2 | 60 | Bedroom | 2273312 | Bedroom | 0.00029634
Table | Incandescent |  | Standard A Lamp | 1 | 60 | Bedroom | 2273312 | Bedroom | 0.00029634
Ceiling Fixture | Linear Fluorescent | 48 | T-12 | 2 | 40 | Laundry Room | 2273313 | Laundry Room | 0.00029634
Wall Mount | Incandescent |  | Globe | 3 | 40 | Laundry Room | 2273313 | Laundry Room | 0.00029634
Ceiling Fixture | Compact Fluorescent |  | Twist | 1 | 22 | Bathroom | 2273314 | Bathroom | 0.00029634
Ceiling Fixture | Linear Fluorescent | 48 | T-12 | 4 | 40 | Family Room | 2273315 | Family Room | 0.00029634
Table | Compact Fluorescent |  | Twist | 1 | 22 | Family Room | 2273315 | Family Room | 0.00029634
Ceiling Fixture | Linear Fluorescent | 48 | T-8 | 2 | 32 | Other | 2273316 | Other | 0.00029634
Ceiling Fixture | Linear Fluorescent | 48 | T-8 | 4 | 32 | Other | 2273317 | Other | 0.00029634
Ceiling Fixture | Incandescent |  | Standard A Lamp | 1 | 100 | Other | 2273318 | Other | 0.00029634
Chandelier (Hanging) | Incandescent |  | Standard A Lamp | 1 | 60 | Kitchen | 227391 | Kitchen | 0.00029634
Chandelier (Hanging) | Incandescent |  | Mini base | 5 | 40 | Kitchen | 227391 | Kitchen | 0.00029634
Wall Mount | Incandescent |  | Globe | 4 | 60 | Bathroom | 227392 | Bathroom | 0.00029634
Recessed Can | Incandescent |  | Heat Lamp | 1 | 250 | Bathroom | 227392 | Bathroom | 0.00029634
Recessed Can | Incandescent |  | Standard A Lamp | 1 | 60 | Bathroom | 227392 | Bathroom | 0.00029634
Ceiling Fixture | Incandescent |  | Standard A Lamp | 3 | 60 | Bedroom | 227393 | Bedroom | 0.00029634
Ceiling Fixture | Incandescent |  | Standard A Lamp | 3 | 60 | Bedroom | 227394 | Bedroom | 0.00029634
Ceiling Fixture | Linear Fluorescent | 48 | T-12 | 2 | 40 | Garage | 227395 | Garage | 0.00029634
Recessed Can | Incandescent |  | Reflector | 1 | 75 | Living Room | 227396 | Living Room | 0.00029634
Table | Incandescent |  | 3-Way Incandescent | 1 | 100 | Living Room | 227396 | Living Room | 0.00029634
Table | Compact Fluorescent |  | Twist | 1 | 22 | Living Room | 227396 | Living Room | 0.00029634
Wall Mount | Incandescent |  | Clear | 4 | 60 | Bathroom | 227397 | Bathroom | 0.00029634
Chandelier (Hanging) | Incandescent |  | Standard A Lamp | 1 | 40 | Bathroom | 227397 | Bathroom | 0.00029634
Ceiling Fixture | Incandescent |  | Standard A Lamp | 1 | 60 | Bathroom | 227397 | Bathroom | 0.00029634
Recessed Can | Incandescent |  | Heat Lamp | 1 | 250 | Bathroom | 227397 | Bathroom | 0.00029634
Ceiling Fixture | Compact Fluorescent |  | Twist | 1 | 15 | Bathroom | 227397 | Bathroom | 0.00029634
Ceiling Fixture | Compact Fluorescent |  | A shape bulb | 1 | 15 | Master Bedroom | 227398 | Master Bedroom | 0.00029634
Table | Incandescent |  | 3-Way Incandescent | 1 | 100 | Master Bedroom | 227398 | Master Bedroom | 0.00029634
Table | Compact Fluorescent |  | Twist | 1 | 22 | Master Bedroom | 227398 | Master Bedroom | 0.00029634
Ceiling Fixture | Incandescent |  | Decorative | 1 | 60 | Closet | 227399 | Closet | 0.00029634
Ceiling Fixture | Incandescent |  | Decorative | 2 | 40 | Family Room | 2273910 | Family Room | 0.00029634
Ceiling Fixture | Incandescent |  | Standard A Lamp | 1 | 100 | Other | 2273911 | Other | 0.00029634
Ceiling Fixture | Incandescent |  | Standard A Lamp | 1 | 60 | Other | 2273912 | Other | 0.00029634
Chandelier (Hanging) | Incandescent |  | Standard A Lamp | 1 | 60 | Laundry Room | 2273913 | Laundry Room | 0.00029634
Wall Mount | Incandescent |  | Globe | 3 | 60 | Bathroom | 227431 | Bathroom | 0.00094081
Ceiling Fixture | Compact Fluorescent |  | Twist | 2 | 15 | Bedroom | 227432 | Bedroom | 0.00094081
Wall Mount | Compact Fluorescent |  | Twist | 1 | 22 | Bedroom | 227432 | Bedroom | 0.00094081
Ceiling Fixture | Halogen |  | Quartz Tube | 1 | 100 | Bedroom | 227432 | Bedroom | 0.00094081
Ceiling Fixture | Compact Fluorescent |  | Twist | 1 | 22 | Bedroom | 227433 | Bedroom | 0.00094081
Table | Compact Fluorescent |  | Twist | 1 | 15 | Bedroom | 227433 | Bedroom | 0.00094081
Ceiling Fixture | Compact Fluorescent |  | Twist | 2 | 15 | Family Room | 227434 | Family Room | 0.00094081
Table | Compact Fluorescent |  | Twist | 1 | 15 | Family Room | 227434 | Family Room | 0.00094081
Ceiling Fixture | Compact Fluorescent |  | Twist | 1 | 15 | Garage | 227435 | Garage | 0.00094081
Ceiling Fixture | Compact Fluorescent |  | Twist | 1 | 28 | Garage | 227435 | Garage | 0.00094081
Low bay | Linear Fluorescent | 48 | T-12 | 2 | 40 | Garage | 227435 | Garage | 0.00094081
Ceiling Fixture | Compact Fluorescent |  | Twist | 4 | 7 | Garage | 227435 | Garage | 0.00094081
Ceiling Fixture | Incandescent |  | Standard A Lamp | 1 | 60 | Garage | 227435 | Garage | 0.00094081
Ceiling Fixture | Compact Fluorescent |  | Twist | 3 | 15 | Hall | 227436 | Hall | 0.00094081
Ceiling Fixture | Incandescent |  | Standard A Lamp | 1 | 60 | Hall | 227436 | Hall | 0.00094081
Recessed Can | Compact Fluorescent |  | Reflector | 1 | 22 | Kitchen | 227437 | Kitchen | 0.00094081
Recessed Can | Incandescent |  | Reflector | 1 | 40 | Kitchen | 227437 | Kitchen | 0.00094081
Recessed Can | Compact Fluorescent |  | Twist | 1 | 15 | Kitchen | 227437 | Kitchen | 0.00094081
Recessed Can | Incandescent |  | Reflector | 1 | 60 | Kitchen | 227437 | Kitchen | 0.00094081
Ceiling Fan | Incandescent |  | Standard A Lamp | 3 | 60 | Family Room | 227438 | Family Room | 0.00094081
Ceiling Fixture | Incandescent |  | Standard A Lamp | 1 | 60 | Family Room | 227438 | Family Room | 0.00094081
Ceiling Fixture | Compact Fluorescent |  | Twist | 2 | 15 | Living Room | 227439 | Living Room | 0.00094081
Floor lamp | Incandescent |  | Standard A Lamp | 1 | 60 | Living Room | 227439 | Living Room | 0.00094081
Floor lamp | Compact Fluorescent |  | Twist | 1 | 22 | Living Room | 227439 | Living Room | 0.00094081
Table | Incandescent |  | Standard A Lamp | 1 | 60 | Living Room | 227439 | Living Room | 0.00094081
Recessed - other | Linear Fluorescent | 48 | T-12 | 2 | 40 | Bathroom | 2274310 | Bathroom | 0.00094081
Ceiling Fixture | Incandescent |  | Standard A Lamp | 2 | 60 | Bathroom | 2274310 | Bathroom | 0.00094081
Table | Compact Fluorescent |  | Twist | 1 | 22 | Master Bedroom | 2274311 | Master Bedroom | 0.00094081
Ceiling Fixture | Compact Fluorescent |  | Twist | 3 | 22 | Master Bedroom | 2274311 | Master Bedroom | 0.00094081
Recessed Can | Compact Fluorescent |  | Twist | 1 | 15 | Dining Room | 2274312 | Dining Room | 0.00094081
Chandelier (Hanging) | Compact Fluorescent |  | Mini base | 3 | 7 | Dining Room | 2274312 | Dining Room | 0.00094081
Recessed Can | Compact Fluorescent |  | Twist | 1 | 15 | Dining Room | 2274312 | Dining Room | 0.00094081
Ceiling Fixture | Compact Fluorescent |  | Twist | 2 | 15 | Bedroom | 2274313 | Bedroom | 0.00094081
Ceiling Fixture | Incandescent |  | Standard A Lamp | 1 | 60 | Bathroom | 227511 | Bathroom | 0.0004784
Ceiling Fixture | Incandescent |  | Standard A Lamp | 1 | 60 | Bedroom | 227512 | Bedroom | 0.0004784
Ceiling Fixture | Incandescent |  | Standard A Lamp | 1 | 60 | Bedroom | 227513 | Bedroom | 0.0004784
Ceiling Fan | Incandescent |  | Mini base | 1 | 40 | Kitchen | 227514 | Kitchen | 0.0004784
Ceiling Fixture | Incandescent |  | Standard A Lamp | 1 | 60 | Kitchen | 227514 | Kitchen | 0.0004784
Ceiling Fixture | Incandescent |  | Standard A Lamp | 1 | 100 | Laundry Room | 227515 | Laundry Room | 0.0004784
Ceiling Fixture | Incandescent |  | Standard A Lamp | 2 | 60 | Living Room | 227516 | Living Room | 0.0004784
Ceiling Fixture | Compact Fluorescent |  | Twist | 1 | 15 | Living Room | 227516 | Living Room | 0.0004784
Floor lamp | Incandescent |  | Standard A Lamp | 1 | 60 | Living Room | 227561 | Living Room | 0.00047324
Ceiling Fixture | Compact Fluorescent |  | Twist | 1 | 15 | Living Room | 227561 | Living Room | 0.00047324
Ceiling Fixture | Incandescent |  | Standard A Lamp | 2 | 60 | Family Room | 227562 | Family Room | 0.00047324
Table | Incandescent |  | Standard A Lamp | 1 | 60 | Family Room | 227562 | Family Room | 0.00047324
Chandelier (Hanging) | Incandescent |  | Standard A Lamp | 3 | 60 | Other | 227563 | Other | 0.00047324
Chandelier (Hanging) | Compact Fluorescent |  | Decorative | 1 | 15 | Other | 227563 | Other | 0.00047324
Wall Mount | Incandescent |  | Standard A Lamp | 1 | 60 | Other | 227563 | Other | 0.00047324
Chandelier (Hanging) | Incandescent |  | Decorative | 3 | 40 | Other | 227563 | Other | 0.00047324
Wall Mount | Compact Fluorescent |  | Twist | 1 | 15 | Closet | 227564 | Closet | 0.00047324
Ceiling Fixture | Compact Fluorescent |  | Twist | 1 | 15 | Bedroom | 227565 | Bedroom | 0.00047324
Table | Incandescent |  | Decorative | 1 | 40 | Bedroom | 227565 | Bedroom | 0.00047324
Floor lamp | Compact Fluorescent |  | Twist | 1 | 22 | Bedroom | 227565 | Bedroom | 0.00047324
Wall Mount | Incandescent |  | Standard A Lamp | 1 | 60 | Hall | 227566 | Hall | 0.00047324
Ceiling Fixture | Incandescent |  | Standard A Lamp | 1 | 60 | Bedroom | 227567 | Bedroom | 0.00047324
Table | Incandescent |  | Mini base | 2 | 60 | Bedroom | 227567 | Bedroom | 0.00047324
Wall Mount | Incandescent |  | Standard A Lamp | 4 | 60 | Bathroom | 227568 | Bathroom | 0.00047324
Recessed - other | Incandescent |  | Standard A Lamp | 2 | 40 | Bathroom | 227568 | Bathroom | 0.00047324
Ceiling Fixture | Linear Fluorescent | 48 | T-8 | 4 | 32 | Kitchen | 227569 | Kitchen | 0.00047324
Recessed Can | Compact Fluorescent |  | Flood | 1 | 28 | Kitchen | 227569 | Kitchen | 0.00047324
Chandelier (Hanging) | Incandescent |  | Mini base | 6 | 60 | Kitchen | 227569 | Kitchen | 0.00047324
Ceiling Fixture | Compact Fluorescent |  | Twist | 2 | 22 | Hall | 2275610 | Hall | 0.00047324
Ceiling Fixture | Incandescent |  | Standard A Lamp | 2 | 60 | Bedroom | 2275611 | Bedroom | 0.00047324
Wall Mount | Compact Fluorescent |  | Twist | 4 | 15 | Bathroom | 2275612 | Bathroom | 0.00047324
Ceiling Fixture | Incandescent |  | Standard A Lamp | 2 | 60 | Master Bedroom | 2275613 | Master Bedroom | 0.00047324
Table | Incandescent |  | Standard A Lamp | 1 | 60 | Master Bedroom | 2275613 | Master Bedroom | 0.00047324
Ceiling Fixture | Incandescent |  | Standard A Lamp | 2 | 60 | Bedroom | 2275614 | Bedroom | 0.00047324
Ceiling Fixture | Compact Fluorescent |  | Pin base | 1 | 22 | Laundry Room | 2275615 | Laundry Room | 0.00047324
Chandelier (Hanging) | Compact Fluorescent |  | Twist | 1 | 22 | Hall | 2275616 | Hall | 0.00047324
Ceiling Fixture | Compact Fluorescent |  | Twist | 1 | 15 | Bathroom | 227671 | Bathroom | 0.0005169
Ceiling Fixture | Incandescent |  | Reflector | 1 | 65 | Bathroom | 227671 | Bathroom | 0.0005169
Wall Mount | Compact Fluorescent |  | Twist | 2 | 15 | Bathroom | 227672 | Bathroom | 0.0005169
Recessed Can | Incandescent |  | Standard A Lamp | 1 | 60 | Bathroom | 227672 | Bathroom | 0.0005169
Ceiling Fixture | Compact Fluorescent |  | Twist | 2 | 15 | Bedroom | 227673 | Bedroom | 0.0005169
Ceiling Fixture | Incandescent |  | Standard A Lamp | 2 | 60 | Bedroom | 227674 | Bedroom | 0.0005169
Ceiling Fixture | Incandescent |  | Standard A Lamp | 1 | 60 | Bedroom | 227675 | Bedroom | 0.0005169
Ceiling Fixture | Compact Fluorescent |  | Twist | 1 | 15 | Bedroom | 227675 | Bedroom | 0.0005169
Ceiling Fixture | Compact Fluorescent |  | Twist | 2 | 15 | Master Bedroom | 227676 | Master Bedroom | 0.0005169
Ceiling Fixture | Compact Fluorescent |  | Twist | 1 | 15 | Living Room | 227677 | Living Room | 0.0005169
Ceiling Fixture | Compact Fluorescent |  | Twist | 2 | 15 | Family Room | 227678 | Family Room | 0.0005169
Ceiling Fixture | Incandescent |  | Clear | 1 | 150 | Garage | 227679 | Garage | 0.0005169
Ceiling Fixture | Linear Fluorescent | 48 | T-12 | 2 | 40 | Garage | 227679 | Garage | 0.0005169
Ceiling Fixture | Compact Fluorescent |  | Twist | 1 | 15 | Hall | 2276710 | Hall | 0.0005169
Ceiling Fixture | Linear Fluorescent | 48 | T-12 | 2 | 40 | Kitchen | 2276711 | Kitchen | 0.0005169
Ceiling Fixture | Linear Fluorescent | 24 | T-12 | 1 | 20 | Kitchen | 2276711 | Kitchen | 0.0005169
Ceiling Fan | Compact Fluorescent |  | Twist | 1 | 15 | Kitchen | 2276711 | Kitchen | 0.0005169
Ceiling Fixture | Incandescent |  | Standard A Lamp | 2 | 60 | Laundry Room | 2276712 | Laundry Room | 0.0005169
Ceiling Fixture | Incandescent |  | Standard A Lamp | 2 | 60 | Living Room | 2276713 | Living Room | 0.0005169
Ceiling Fan | Compact Fluorescent |  | Twist | 2 | 15 | Living Room | 2276713 | Living Room | 0.0005169
Table | Compact Fluorescent |  | Twist | 1 | 22 | Living Room | 2276713 | Living Room | 0.0005169
Table | Compact Fluorescent |  | Twist | 1 | 15 | Living Room | 2276713 | Living Room | 0.0005169
Wall Mount | Incandescent |  | Globe | 4 | 60 | Bathroom | 227741 | Bathroom | 0.00028447
Ceiling Fan | Compact Fluorescent |  | Twist | 1 | 15 | Bathroom | 227741 | Bathroom | 0.00028447
Ceiling Fixture | Incandescent |  | Standard A Lamp | 2 | 60 | Bedroom | 227742 | Bedroom | 0.00028447
Table | Incandescent |  | Standard A Lamp | 1 | 60 | Bedroom | 227742 | Bedroom | 0.00028447
Chandelier (Hanging) | Compact Fluorescent |  | Twist | 9 | 15 | Dining Room | 227743 | Dining Room | 0.00028447
Ceiling Fixture | Compact Fluorescent |  | Twist | 1 | 15 | Garage | 227744 | Garage | 0.00028447
Garage door opener | Incandescent |  | Clear | 2 | 40 | Garage | 227744 | Garage | 0.00028447
Ceiling Fixture | Incandescent |  | Globe | 1 | 65 | Hall | 227745 | Hall | 0.00028447
Chandelier (Hanging) | Compact Fluorescent |  | Twist | 5 | 15 | Kitchen | 227746 | Kitchen | 0.00028447
Ceiling Fan | Incandescent |  | Decorative | 3 | 40 | Kitchen | 227746 | Kitchen | 0.00028447
Table | Incandescent |  | Standard A Lamp | 1 | 60 | Kitchen | 227746 | Kitchen | 0.00028447
Table | Incandescent |  | Clear | 1 | 40 | Kitchen | 227746 | Kitchen | 0.00028447
Table | Incandescent |  | Globe | 1 | 40 | Kitchen | 227746 | Kitchen | 0.00028447
Table | Incandescent |  | Standard A Lamp | 1 | 60 | Living Room | 227747 | Living Room | 0.00028447
Wall Mount | Incandescent |  | Globe | 4 | 60 | Bathroom | 227748 | Bathroom | 0.00028447
Ceiling Fan | Compact Fluorescent |  | Twist | 1 | 15 | Bathroom | 227748 | Bathroom | 0.00028447
Ceiling Fixture | Incandescent |  | Standard A Lamp | 2 | 60 | Master Bedroom | 227749 | Master Bedroom | 0.00028447
Table | Incandescent |  | Standard A Lamp | 1 | 60 | Master Bedroom | 227749 | Master Bedroom | 0.00028447
Ceiling Fixture | Incandescent |  | Standard A Lamp | 2 | 60 | Other | 2277410 | Other | 0.00028447
Table | Linear Fluorescent | 96 | T-4 | 2 | 20 | Other | 2277410 | Other | 0.00028447
Wall Mount | Compact Fluorescent |  | Twist | 6 | 15 | Bathroom | 227851 | Bathroom | 0.0005169
Recessed - other | Incandescent |  | Standard A Lamp | 1 | 40 | Bathroom | 227851 | Bathroom | 0.0005169
Ceiling Fixture | Incandescent |  | Standard A Lamp | 1 | 60 | Bedroom | 227852 | Bedroom | 0.0005169
Ceiling Fixture | Compact Fluorescent |  | Twist | 1 | 22 | Bedroom | 227853 | Bedroom | 0.0005169
Ceiling Fixture | Linear Fluorescent | 48 | T-12 | 2 | 40 | Kitchen | 227854 | Kitchen | 0.0005169
Ceiling Fan | Incandescent |  | Standard A Lamp | 1 | 75 | Kitchen | 227854 | Kitchen | 0.0005169
Ceiling Fixture | Compact Fluorescent |  | Twist | 2 | 15 | Laundry Room | 227855 | Laundry Room | 0.0005169
Ceiling Fan | Compact Fluorescent |  | Twist | 2 | 15 | Living Room | 227856 | Living Room | 0.0005169
Ceiling Fixture | Incandescent |  | Standard A Lamp | 1 | 60 | Other | 227871 | Other | 0.00094081
Ceiling Fixture | Compact Fluorescent |  | Twist | 1 | 15 | Other | 227871 | Other | 0.00094081
Ceiling Fixture | Compact Fluorescent |  | Twist | 1 | 22 | Bathroom | 227872 | Bathroom | 0.00094081
Wall Mount | Compact Fluorescent |  | Twist | 2 | 22 | Bathroom | 227872 | Bathroom | 0.00094081
Wall Mount | Incandescent |  | Standard A Lamp | 2 | 60 | Bathroom | 227873 | Bathroom | 0.00094081
Ceiling Fixture | Compact Fluorescent |  | Twist | 2 | 15 | Bedroom | 227874 | Bedroom | 0.00094081
Ceiling Fan | Compact Fluorescent |  | Twist | 3 | 15 | Bedroom | 227875 | Bedroom | 0.00094081
Chandelier (Hanging) | Incandescent |  | Standard A Lamp | 3 | 60 | Dining Room | 227876 | Dining Room | 0.00094081
Ceiling Fan | Incandescent |  | Decorative | 3 | 40 | Family Room | 227877 | Family Room | 0.00094081
Ceiling Fixture | Compact Fluorescent |  | Twist | 2 | 15 | Family Room | 227877 | Family Room | 0.00094081
Garage door opener | Incandescent |  | Standard A Lamp | 1 | 60 | Garage | 227878 | Garage | 0.00094081
Ceiling Fixture | Incandescent |  | Standard A Lamp | 1 | 60 | Hall | 227879 | Hall | 0.00094081
Ceiling Fixture | Compact Fluorescent |  | Twist | 1 | 22 | Hall | 2278710 | Hall | 0.00094081
Ceiling Fixture | Incandescent |  | Standard A Lamp | 2 | 125 | Kitchen | 2278711 | Kitchen | 0.00094081
Ceiling Fixture | Compact Fluorescent |  | Twist | 1 | 15 | Kitchen | 2278711 | Kitchen | 0.00094081
Ceiling Fixture | Incandescent |  | Standard A Lamp | 1 | 60 | Laundry Room | 2278712 | Laundry Room | 0.00094081
Ceiling Fixture | Halogen |  | MR | 3 | 50 | Living Room | 2278713 | Living Room | 0.00094081
Wall Mount | Incandescent |  | Standard A Lamp | 3 | 60 | Bathroom | 2278714 | Bathroom | 0.00094081
Ceiling Fan | Compact Fluorescent |  | Twist | 3 | 15 | Bedroom | 2278715 | Bedroom | 0.00094081
Table | Incandescent |  | Standard A Lamp | 1 | 150 | Bedroom | 2278715 | Bedroom | 0.00094081
Ceiling Fixture | Linear Fluorescent | 48 | T-12 | 4 | 40 | Other | 2278717 | Other | 0.00094081
Track | Halogen |  | MR | 3 | 50 | Other | 2278717 | Other | 0.00094081
Ceiling Fan | Compact Fluorescent |  | Twist | 3 | 15 | Bedroom | 2278718 | Bedroom | 0.00094081
Ceiling Fixture | Incandescent |  | Standard A Lamp | 1 | 60 | Bathroom | 228221 | Bathroom | 0.00047324
Ceiling Fixture | Compact Fluorescent |  | Twist | 1 | 13 | Bedroom | 228222 | Bedroom | 0.00047324
Ceiling Fixture | Compact Fluorescent |  | Twist | 2 | 13 | Bedroom | 228223 | Bedroom | 0.00047324
Floor lamp | Incandescent |  | 3-Way Incandescent | 1 | 70 | Bedroom | 228223 | Bedroom | 0.00047324
Ceiling Fixture | Compact Fluorescent |  | Twist | 1 | 13 | Kitchen | 228224 | Kitchen | 0.00047324
Ceiling Fixture | Incandescent |  | Standard A Lamp | 1 | 60 | Laundry Room | 228225 | Laundry Room | 0.00047324
Floor lamp | Compact Fluorescent |  | Twist | 1 | 13 | Living Room | 228226 | Living Room | 0.00047324
Wall Mount | Incandescent |  | Standard A Lamp | 2 | 60 | Bathroom | 228321 | Bathroom | 0.00040077
Ceiling Fan | Incandescent |  | Reflector | 1 | 90 | Bathroom | 228321 | Bathroom | 0.00040077
Wall Mount | Compact Fluorescent |  | Twist | 2 | 15 | Bedroom | 228322 | Bedroom | 0.00040077
Table | Incandescent |  | Standard A Lamp | 1 | 60 | Bedroom | 228322 | Bedroom | 0.00040077
Ceiling Fixture | Linear Fluorescent | 24 | T-12 | 1 | 16 | Bedroom | 228323 | Bedroom | 0.00040077
Table | Compact Fluorescent |  | Twist | 1 | 15 | Bedroom | 228323 | Bedroom | 0.00040077
Table | Halogen |  | Quartz Tube | 1 | 75 | Bedroom | 228323 | Bedroom | 0.00040077
Wall Mount | Compact Fluorescent |  | A shape bulb | 4 | 15 | Bathroom | 228324 | Bathroom | 0.00040077
Ceiling Fixture | Incandescent |  | Reflector | 3 | 125 | Bathroom | 228324 | Bathroom | 0.00040077
Chandelier (Hanging) | Incandescent |  | Mini base | 5 | 40 | Dining Room | 228325 | Dining Room | 0.00040077
Ceiling Fixture | Linear Fluorescent | 48 | T-12 | 2 | 32 | Garage | 228326 | Garage | 0.00040077
Ceiling Fixture | Incandescent |  | Standard A Lamp | 1 | 100 | Garage | 228326 | Garage | 0.00040077
Garage door opener | Incandescent |  | Standard A Lamp | 1 | 60 | Garage | 228326 | Garage | 0.00040077
Chandelier (Hanging) | Incandescent |  | Standard A Lamp | 1 | 60 | Hall | 228327 | Hall | 0.00040077
Ceiling Fixture | Linear Fluorescent | 48 | T-12 | 2 | 20 | Kitchen | 228328 | Kitchen | 0.00040077
Ceiling Fixture | Incandescent |  | Standard A Lamp | 2 | 60 | Kitchen | 228328 | Kitchen | 0.00040077
Wall Mount | Incandescent |  | Standard A Lamp | 1 | 40 | Kitchen | 228328 | Kitchen | 0.00040077
Wall Mount | Incandescent |  | Standard A Lamp | 2 | 60 | Kitchen | 228328 | Kitchen | 0.00040077
Other | Incandescent |  | Standard A Lamp | 1 | 40 | Kitchen | 228328 | Kitchen | 0.00040077
Chandelier (Hanging) | Incandescent |  | Mini base | 3 | 40 | Living Room | 228329 | Living Room | 0.00040077
Table | Compact Fluorescent |  | Twist | 1 | 15 | Living Room | 228329 | Living Room | 0.00040077
Floor lamp | Compact Fluorescent |  | Twist | 1 | 15 | Living Room | 228329 | Living Room | 0.00040077
Wall Mount | Incandescent |  | Standard A Lamp | 1 | 60 | Master Bedroom | 2283210 | Master Bedroom | 0.00040077
Table | Incandescent |  | Standard A Lamp | 1 | 60 | Master Bedroom | 2283210 | Master Bedroom | 0.00040077
Wall Mount | Incandescent |  | Standard A Lamp | 4 | 60 | Bathroom | 228331 | Bathroom | 0.00094081
Ceiling Fixture | Incandescent |  | Standard A Lamp | 1 | 60 | Bathroom | 228331 | Bathroom | 0.00094081
Wall Mount | Incandescent |  | Globe | 4 | 40 | Bathroom | 228332 | Bathroom | 0.00094081
Ceiling Fixture | Incandescent |  | Standard A Lamp | 2 | 60 | Bathroom | 228332 | Bathroom | 0.00094081
Wall Mount | Incandescent |  | Standard A Lamp | 3 | 60 | Bathroom | 228333 | Bathroom | 0.00094081
Ceiling Fixture | Incandescent |  | Standard A Lamp | 1 | 60 | Bathroom | 228333 | Bathroom | 0.00094081
Ceiling Fixture | Incandescent |  | Standard A Lamp | 1 | 60 | Bedroom | 228334 | Bedroom | 0.00094081
Ceiling Fixture | Incandescent |  | Standard A Lamp | 2 | 60 | Bedroom | 228334 | Bedroom | 0.00094081
Ceiling Fixture | Incandescent |  | Standard A Lamp | 1 | 60 | Bedroom | 228335 | Bedroom | 0.00094081
Ceiling Fixture | Incandescent |  | Standard A Lamp | 1 | 60 | Family Room | 228336 | Family Room | 0.00094081
Recessed Can | Incandescent |  | Standard A Lamp | 1 | 65 | Family Room | 228336 | Family Room | 0.00094081
Ceiling Fixture | Incandescent |  | Standard A Lamp | 1 | 100 | Garage | 228337 | Garage | 0.00094081
Garage door opener | Incandescent |  | Standard A Lamp | 1 | 60 | Garage | 228337 | Garage | 0.00094081
Ceiling Fixture | Incandescent |  | Standard A Lamp | 1 | 60 | Hall | 228338 | Hall | 0.00094081
Ceiling Fixture | Incandescent |  | Standard A Lamp | 1 | 60 | Hall | 228339 | Hall | 0.00094081
Chandelier (Hanging) | Incandescent |  | Standard A Lamp | 5 | 60 | Kitchen | 2283310 | Kitchen | 0.00094081
Ceiling Fixture | Incandescent |  | Standard A Lamp | 2 | 60 | Kitchen | 2283310 | Kitchen | 0.00094081
Ceiling Fixture | Linear Fluorescent | 48 | T-12 | 4 | 40 | Kitchen | 2283310 | Kitchen | 0.00094081
Ceiling Fixture | Compact Fluorescent |  | Pin base | 1 | 22 | Kitchen | 2283310 | Kitchen | 0.00094081
Ceiling Fixture | Incandescent |  | Standard A Lamp | 1 | 60 | Other | 2283311 | Other | 0.00094081
Ceiling Fixture | Incandescent |  | Standard A Lamp | 1 | 60 | Living Room | 2283312 | Living Room | 0.00094081
Ceiling Fixture | Incandescent |  | Standard A Lamp | 1 | 60 | Other | 2283313 | Other | 0.00094081
Ceiling Fixture | Incandescent |  | Standard A Lamp | 1 | 60 | Bedroom | 2283314 | Bedroom | 0.00094081
Ceiling Fixture | Incandescent |  | Standard A Lamp | 1 | 60 | Bedroom | 2283315 | Bedroom | 0.00094081
Ceiling Fixture | Incandescent |  | Standard A Lamp | 1 | 60 | Bedroom | 2283316 | Bedroom | 0.00094081
Recessed Can | Compact Fluorescent |  | Twist | 1 | 22 | Other | 228451 | Other | 0.00028447
Wall Mount | Incandescent |  | Globe | 8 | 40 | Other | 228452 | Other | 0.00028447
Ceiling Fixture | Incandescent |  | Standard A Lamp | 3 | 60 | Other | 228452 | Other | 0.00028447
Recessed Can | Compact Fluorescent |  | Twist | 1 | 22 | Other | 228452 | Other | 0.00028447
Recessed Can | Compact Fluorescent |  | Twist | 2 | 22 | Bathroom | 228453 | Bathroom | 0.00028447
Wall Mount | Incandescent |  | Globe | 4 | 40 | Bathroom | 228453 | Bathroom | 0.00028447
Ceiling Fan | Compact Fluorescent |  | Twist | 3 | 22 | Bathroom | 228453 | Bathroom | 0.00028447
Floor lamp | Incandescent |  | Decorative | 1 | 60 | Bathroom | 228453 | Bathroom | 0.00028447
Recessed Can | Compact Fluorescent |  | Twist | 1 | 22 | Bathroom | 228453 | Bathroom | 0.00028447
Ceiling Fixture | Incandescent |  | Standard A Lamp | 2 | 60 | Bedroom | 228454 | Bedroom | 0.00028447
Wall Mount | Incandescent |  | Globe | 3 | 40 | Bedroom | 228454 | Bedroom | 0.00028447
Ceiling Fixture | Incandescent |  | Standard A Lamp | 1 | 60 | Garage | 228455 | Garage | 0.00028447
Recessed Can | Compact Fluorescent |  | A shape bulb | 1 | 22 | Hall | 228456 | Hall | 0.00028447
Ceiling Fan | Incandescent |  | Clear | 3 | 60 | Hall | 228457 | Hall | 0.00028447
Ceiling Fixture | Incandescent |  | Standard A Lamp | 3 | 60 | Hall | 228458 | Hall | 0.00028447
Floor lamp | Compact Fluorescent |  | Twist | 1 | 22 | Bedroom | 228459 | Bedroom | 0.00028447
Ceiling Fixture | Incandescent |  | Standard A Lamp | 2 | 60 | Bedroom | 228459 | Bedroom | 0.00028447
Recessed Can | Compact Fluorescent |  | Twist | 1 | 22 | Bedroom | 228459 | Bedroom | 0.00028447
Recessed Can | Compact Fluorescent |  | Twist | 1 | 22 | Kitchen | 2284510 | Kitchen | 0.00028447
Recessed Can | Compact Fluorescent |  | Twist | 1 | 22 | Laundry Room | 2284511 | Laundry Room | 0.00028447
Recessed Can | Compact Fluorescent |  | Twist | 1 | 28 | Dining Room | 2284512 | Dining Room | 0.00028447
Chandelier (Hanging) | Incandescent |  | Decorative | 6 | 40 | Dining Room | 2284512 | Dining Room | 0.00028447
Ceiling Fixture | Incandescent |  | Standard A Lamp | 1 | 75 | Other | 228541 | Other | 0.00028447
Recessed Can | Incandescent |  | Reflector | 1 | 65 | Dining Room | 228542 | Dining Room | 0.00028447
Chandelier (Hanging) | Incandescent |  | Standard A Lamp | 3 | 75 | Dining Room | 228542 | Dining Room | 0.00028447
Ceiling Fixture | Linear Fluorescent | 48 | T-12 | 2 | 32 | Garage | 228543 | Garage | 0.00028447
Ceiling Fixture | Incandescent |  | Standard A Lamp | 1 | 75 | Garage | 228543 | Garage | 0.00028447
Ceiling Fixture | Compact Fluorescent |  | Twist | 2 | 22 | Office | 228544 | Office | 0.00028447
Recessed Can | Incandescent |  | Reflector | 1 | 65 | Kitchen | 228545 | Kitchen | 0.00028447
Recessed Can | Incandescent |  | Reflector | 1 | 65 | Living Room | 228546 | Living Room | 0.00028447
Table | Incandescent |  | Standard A Lamp | 2 | 75 | Living Room | 228546 | Living Room | 0.00028447
Table | Incandescent |  | Standard A Lamp | 1 | 75 | Living Room | 228546 | Living Room | 0.00028447
Floor lamp | Incandescent |  | Standard A Lamp | 1 | 75 | Living Room | 228546 | Living Room | 0.00028447
Wall Mount | Incandescent |  | Standard A Lamp | 3 | 60 | Bathroom | 228547 | Bathroom | 0.00028447
Ceiling Fixture | Incandescent |  | Standard A Lamp | 1 | 65 | Hall | 228548 | Hall | 0.00028447
Recessed Can | Incandescent |  | Standard A Lamp | 1 | 65 | Other | 228549 | Other | 0.00028447
Wall Mount | Incandescent |  | Standard A Lamp | 3 | 60 | Bathroom | 2285410 | Bathroom | 0.00028447
Ceiling Fixture | Incandescent |  | Standard A Lamp | 1 | 75 | Closet | 2285411 | Closet | 0.00028447
Ceiling Fixture | Incandescent |  | Standard A Lamp | 3 | 75 | Bedroom | 2285412 | Bedroom | 0.00028447
Table | Compact Fluorescent |  | Twist | 1 | 15 | Bedroom | 2285412 | Bedroom | 0.00028447
Ceiling Fixture | Incandescent |  | Standard A Lamp | 3 | 75 | Bedroom | 2285413 | Bedroom | 0.00028447
Table | Incandescent |  | Standard A Lamp | 1 | 75 | Bedroom | 2285413 | Bedroom | 0.00028447
Wall Mount | Incandescent |  | Standard A Lamp | 1 | 40 | Bedroom | 2285413 | Bedroom | 0.00028447
Ceiling Fixture | Incandescent |  | Standard A Lamp | 2 | 75 | Hall | 2285414 | Hall | 0.00028447
Wall Mount | Incandescent |  | Standard A Lamp | 1 | 75 | Hall | 2285414 | Hall | 0.00028447
Ceiling Fixture | Incandescent |  | Standard A Lamp | 1 | 75 | Closet | 2285415 | Closet | 0.00028447
Ceiling Fixture | Incandescent |  | Standard A Lamp | 1 | 75 | Bathroom | 2285416 | Bathroom | 0.00028447
Wall Mount | Incandescent |  | Standard A Lamp | 2 | 75 | Bathroom | 2285416 | Bathroom | 0.00028447
Recessed Can | Incandescent |  | Reflector | 1 | 65 | Master Bedroom | 2285417 | Master Bedroom | 0.00028447
Table | Incandescent |  | Clear | 1 | 40 | Master Bedroom | 2285417 | Master Bedroom | 0.00028447
Table | Compact Fluorescent |  | Twist | 1 | 15 | Master Bedroom | 2285417 | Master Bedroom | 0.00028447
Recessed Can | Incandescent |  | Standard A Lamp | 1 | 65 | Laundry Room | 2285418 | Laundry Room | 0.00028447
Recessed Can | Incandescent |  | Reflector | 1 | 65 | Family Room | 228551 | Family Room | 0.0005169
Recessed Can | Compact Fluorescent |  | Twist | 1 | 15 | Family Room | 228551 | Family Room | 0.0005169
Wall Mount | Compact Fluorescent |  | Twist | 1 | 15 | Family Room | 228551 | Family Room | 0.0005169
Table | Compact Fluorescent |  | Twist | 1 | 15 | Family Room | 228551 | Family Room | 0.0005169
Table | Incandescent |  | Clear | 1 | 60 | Family Room | 228551 | Family Room | 0.0005169
Table | Incandescent |  | Mini base | 1 | 25 | Family Room | 228551 | Family Room | 0.0005169
Recessed Can | Compact Fluorescent |  | Twist | 1 | 15 | Kitchen | 228552 | Kitchen | 0.0005169
Table | Compact Fluorescent |  | Twist | 2 | 15 | Kitchen | 228552 | Kitchen | 0.0005169
Table | Compact Fluorescent |  | Twist | 1 | 15 | Bedroom | 228553 | Bedroom | 0.0005169
Ceiling Fixture | Compact Fluorescent |  | Twist | 1 | 15 | Bedroom | 228553 | Bedroom | 0.0005169
Wall Mount | Incandescent |  | Globe | 4 | 40 | Bathroom | 228554 | Bathroom | 0.0005169
Ceiling Fan | Compact Fluorescent |  | Straight Tube | 1 | 25 | Bathroom | 228554 | Bathroom | 0.0005169
Wall Mount | Incandescent |  | Standard A Lamp | 1 | 40 | Closet | 228555 | Closet | 0.0005169
Ceiling Fixture | Incandescent |  | Standard A Lamp | 1 | 60 | Closet | 228556 | Closet | 0.0005169
Ceiling Fixture | Incandescent |  | Standard A Lamp | 1 | 100 | Closet | 228556 | Closet | 0.0005169
Ceiling Fixture | Incandescent |  | Standard A Lamp | 1 | 60 | Other | 228557 | Other | 0.0005169
Ceiling Fixture | Incandescent |  | Reflector | 1 | 65 | Other | 228558 | Other | 0.0005169
Other | Linear Fluorescent | 16 | T-4 | 1 | 16 | Other | 228558 | Other | 0.0005169
Ceiling Fixture | Incandescent |  | Standard A Lamp | 1 | 60 | Garage | 228559 | Garage | 0.0005169
Ceiling Fixture | Linear Fluorescent | 48 | T-12 | 2 | 40 | Other | 2285510 | Other | 0.0005169
Other | Compact Fluorescent |  | Twist | 1 | 7 | Other | 2285510 | Other | 0.0005169
Wall Mount | Compact Fluorescent |  | Twist | 1 | 15 | Living Room | 2285511 | Living Room | 0.0005169
Ceiling Fixture | Compact Fluorescent |  | Twist | 1 | 15 | Hall | 2285512 | Hall | 0.0005169
Wall Mount | Compact Fluorescent |  | Twist | 1 | 15 | Bathroom | 2285513 | Bathroom | 0.0005169
Ceiling Fixture | Compact Fluorescent |  | Twist | 2 | 7 | Master Bedroom | 2285514 | Master Bedroom | 0.0005169
Table | Compact Fluorescent |  | Twist | 1 | 7 | Master Bedroom | 2285514 | Master Bedroom | 0.0005169
Wall Mount | Compact Fluorescent |  | Twist | 3 | 7 | Bathroom | 2285515 | Bathroom | 0.0005169
Ceiling Fixture | Compact Fluorescent |  | Twist | 1 | 15 | Bedroom | 2285516 | Bedroom | 0.0005169
Table | Incandescent |  | Standard A Lamp | 1 | 75 | Bedroom | 2285516 | Bedroom | 0.0005169
Wall Mount | Compact Fluorescent |  | Twist | 1 | 15 | Bedroom | 2285516 | Bedroom | 0.0005169
Ceiling Fixture | Compact Fluorescent |  | Twist | 1 | 15 | Laundry Room | 2285517 | Laundry Room | 0.0005169
Recessed Can | Compact Fluorescent |  | Reflector | 1 | 15 | Hall | 2285518 | Hall | 0.0005169
Wall Mount | Incandescent |  | Globe | 8 | 40 | Bathroom | 228691 | Bathroom | 0.0005169
Wall Mount | Incandescent |  | Globe | 4 | 40 | Bathroom | 228692 | Bathroom | 0.0005169
Ceiling Fixture | Incandescent |  | Standard A Lamp | 2 | 40 | Bedroom | 228693 | Bedroom | 0.0005169
Ceiling Fixture | Incandescent |  | Standard A Lamp | 1 | 40 | Bedroom | 228694 | Bedroom | 0.0005169
Ceiling Fan | Incandescent |  | Mini base | 4 | 40 | Dining Room | 228695 | Dining Room | 0.0005169
Recessed Can | Compact Fluorescent |  | Reflector | 1 | 28 | Hall | 228696 | Hall | 0.0005169
Recessed Can | Incandescent |  | Reflector | 1 | 60 | Family Room | 228697 | Family Room | 0.0005169
Ceiling Fixture | Incandescent |  | Standard A Lamp | 1 | 65 | Garage | 228698 | Garage | 0.0005169
Recessed Can | Compact Fluorescent |  | Reflector | 1 | 28 | Kitchen | 228699 | Kitchen | 0.0005169
Table | Incandescent |  | Standard A Lamp | 1 | 60 | Living Room | 2286910 | Living Room | 0.0005169
Wall Mount | Incandescent |  | Globe | 8 | 40 | Bathroom | 2286911 | Bathroom | 0.0005169
Ceiling Fixture | Incandescent |  | Standard A Lamp | 2 | 65 | Master Bedroom | 2286912 | Master Bedroom | 0.0005169
Ceiling Fixture | Incandescent |  | Standard A Lamp | 2 | 60 | Closet | 2286913 | Closet | 0.0005169
Ceiling Fixture | Incandescent |  | Standard A Lamp | 2 | 60 | Bedroom | 2286914 | Bedroom | 0.0005169
Wall Mount | Incandescent |  | Standard A Lamp | 1 | 65 | Hall | 2286915 | Hall | 0.0005169
Recessed Can | Compact Fluorescent |  | Reflector | 1 | 22 | Garage | 2286916 | Garage | 0.0005169
Ceiling Fixture | Incandescent |  | Standard A Lamp | 1 | 40 | Laundry Room | 2286917 | Laundry Room | 0.0005169
Ceiling Fan | Compact Fluorescent |  | Twist | 3 | 15 | Living Room | 228721 | Living Room | 0.00094081
Table | Compact Fluorescent |  | Twist | 1 | 15 | Living Room | 228721 | Living Room | 0.00094081
Ceiling Fixture | Incandescent |  | Mini base | 4 | 40 | Living Room | 228721 | Living Room | 0.00094081
Ceiling Fixture | Incandescent |  | Standard A Lamp | 2 | 60 | Bedroom | 228722 | Bedroom | 0.00094081
Ceiling Fixture | Incandescent |  | Standard A Lamp | 2 | 60 | Bedroom | 228723 | Bedroom | 0.00094081
Table | Compact Fluorescent |  | Twist | 1 | 15 | Bedroom | 228723 | Bedroom | 0.00094081
Ceiling Fixture | Incandescent |  | Standard A Lamp | 1 | 40 | Garage | 228724 | Garage | 0.00094081
Chandelier (Hanging) | Incandescent |  | Clear | 5 | 60 | Dining Room | 228725 | Dining Room | 0.00094081
Chandelier (Hanging) | Compact Fluorescent |  | Twist | 1 | 22 | Kitchen | 228726 | Kitchen | 0.00094081
Track | Compact Fluorescent |  | Twist | 3 | 15 | Kitchen | 228726 | Kitchen | 0.00094081
Ceiling Fixture | Compact Fluorescent |  | Twist | 2 | 22 | Kitchen | 228726 | Kitchen | 0.00094081
Wall Mount | Incandescent |  | Globe | 4 | 60 | Bathroom | 228727 | Bathroom | 0.00094081
Ceiling Fixture | Compact Fluorescent |  | Twist | 1 | 15 | Hall | 228728 | Hall | 0.00094081
Table | Compact Fluorescent |  | Twist | 1 | 15 | Hall | 228728 | Hall | 0.00094081
Ceiling Fixture | Compact Fluorescent |  | Twist | 1 | 15 | Closet | 228729 | Closet | 0.00094081
Wall Mount | Incandescent |  | Globe | 4 | 60 | Bathroom | 2287210 | Bathroom | 0.00094081
Table | Compact Fluorescent |  | Twist | 1 | 22 | Master Bedroom | 2287211 | Master Bedroom | 0.00094081
Architectural | Linear Fluorescent | 48 | T-8 | 1 | 32 | Master Bedroom | 2287211 | Master Bedroom | 0.00094081
Wall Mount | Incandescent |  | Globe | 2 | 60 | Bathroom | 2287212 | Bathroom | 0.00094081
Wall Mount | Incandescent |  | Globe | 5 | 40 | Bathroom | 228781 | Bathroom | 0.00094081
Wall Mount | Incandescent |  | Standard A Lamp | 1 | 65 | Bedroom | 228782 | Bedroom | 0.00094081
Ceiling Fixture | Compact Fluorescent |  | Twist | 3 | 22 | Bedroom | 228783 | Bedroom | 0.00094081
Wall Mount | Incandescent |  | Globe | 6 | 40 | Bathroom | 228784 | Bathroom | 0.00094081
Ceiling Fixture | Incandescent |  | Standard A Lamp | 1 | 60 | Bathroom | 228784 | Bathroom | 0.00094081
Ceiling Fixture | Linear Fluorescent | 48 | T-12 | 4 | 40 | Bathroom | 228784 | Bathroom | 0.00094081
Ceiling Fixture | Incandescent |  | Standard A Lamp | 2 | 60 | Bedroom | 228785 | Bedroom | 0.00094081
Table | Incandescent |  | Mini base | 1 | 25 | Bedroom | 228785 | Bedroom | 0.00094081
Ceiling Fixture | Linear Fluorescent | 48 | T-8 | 4 | 32 | Bedroom | 228786 | Bedroom | 0.00094081
Wall Mount | Incandescent |  | Standard A Lamp | 1 | 60 | Closet | 228787 | Closet | 0.00094081
Table | Incandescent |  | Standard A Lamp | 1 | 60 | Laundry Room | 228788 | Laundry Room | 0.00094081
Chandelier (Hanging) | Incandescent |  | Decorative | 7 | 40 | Hall | 228789 | Hall | 0.00094081
Ceiling Fixture | Incandescent |  | Decorative | 8 | 40 | Hall | 228789 | Hall | 0.00094081
Recessed Can | Incandescent |  | Reflector | 1 | 65 | Hall | 228789 | Hall | 0.00094081
Ceiling Fixture | Compact Fluorescent |  | Twist | 1 | 22 | Garage | 2287810 | Garage | 0.00094081
Ceiling Fixture | Incandescent |  | Standard A Lamp | 1 | 65 | Garage | 2287810 | Garage | 0.00094081
Ceiling Fixture | Incandescent |  | Standard A Lamp | 1 | 60 | Hall | 2287811 | Hall | 0.00094081
Recessed Can | Incandescent |  | Reflector | 1 | 65 | Hall | 2287812 | Hall | 0.00094081
Recessed Can | Incandescent |  | Reflector | 1 | 65 | Kitchen | 2287813 | Kitchen | 0.00094081
Recessed Can | Compact Fluorescent |  | Reflector | 1 | 15 | Kitchen | 2287813 | Kitchen | 0.00094081
Track | Incandescent |  | Mini base | 6 | 40 | Living Room | 2287814 | Living Room | 0.00094081
Table | Incandescent |  | Standard A Lamp | 1 | 65 | Living Room | 2287814 | Living Room | 0.00094081
Recessed Can | Incandescent |  | Reflector | 1 | 65 | Living Room | 2287814 | Living Room | 0.00094081
Wall Mount | Incandescent |  | Decorative | 1 | 40 | Bathroom | 2287815 | Bathroom | 0.00094081
Wall Mount | Incandescent |  | Standard A Lamp | 5 | 40 | Bathroom | 2287815 | Bathroom | 0.00094081
Ceiling Fan | Incandescent |  | Standard A Lamp | 1 | 65 | Bathroom | 2287815 | Bathroom | 0.00094081
Ceiling Fixture | Incandescent |  | Standard A Lamp | 1 | 60 | Bathroom | 2287815 | Bathroom | 0.00094081
Ceiling Fan | Incandescent |  | Standard A Lamp | 3 | 90 | Bedroom | 2287816 | Bedroom | 0.00094081
Wall Mount | Incandescent |  | Standard A Lamp | 1 | 100 | Other | 2287817 | Other | 0.00094081
Ceiling Fixture | Incandescent |  | Standard A Lamp | 2 | 60 | Hall | 2287818 | Hall | 0.00094081
Wall Mount | Incandescent |  | Standard A Lamp | 1 | 60 | Bedroom | 2287819 | Bedroom | 0.00094081
Table | Incandescent |  | Mini base | 1 | 25 | Bedroom | 2287819 | Bedroom | 0.00094081
Ceiling Fixture | Incandescent |  | Standard A Lamp | 1 | 65 | Other | 2287820 | Other | 0.00094081
Recessed Can | Incandescent |  | Reflector | 1 | 65 | Family Room | 2287821 | Family Room | 0.00094081
Wall Mount | Incandescent |  | Mini base | 5 | 40 | Bathroom | 2287822 | Bathroom | 0.00094081
Wall Mount | Compact Fluorescent |  | Twist | 5 | 20 | Bathroom | 228801 | Bathroom | 0.00040077
Ceiling Fixture | Incandescent |  | Standard A Lamp | 2 | 60 | Bathroom | 228801 | Bathroom | 0.00040077
Ceiling Fixture | Incandescent |  | Standard A Lamp | 2 | 60 | Bedroom | 228802 | Bedroom | 0.00040077
Ceiling Fixture | Incandescent |  | Standard A Lamp | 2 | 60 | Hall | 228803 | Hall | 0.00040077
Chandelier (Hanging) | Compact Fluorescent |  | Twist | 6 | 13 | Family Room | 228804 | Family Room | 0.00040077
Floor lamp | Compact Fluorescent |  | Twist | 1 | 13 | Family Room | 228804 | Family Room | 0.00040077
Floor lamp | Compact Fluorescent |  | Twist | 1 | 20 | Family Room | 228804 | Family Room | 0.00040077
Ceiling Fixture | Linear Fluorescent | 48 | T-12 | 2 | 40 | Garage | 228805 | Garage | 0.00040077
Ceiling Fixture | Compact Fluorescent |  | Twist | 1 | 20 | Garage | 228805 | Garage | 0.00040077
Ceiling Fixture | Incandescent |  | Standard A Lamp | 1 | 60 | Garage | 228805 | Garage | 0.00040077
Ceiling Fixture | Incandescent |  | Standard A Lamp | 2 | 60 | Hall | 228806 | Hall | 0.00040077
Wall Mount | Halogen |  | Quartz Tube | 1 | 300 | Hall | 228806 | Hall | 0.00040077
Recessed Can | Compact Fluorescent |  | Twist | 1 | 23 | Kitchen | 228807 | Kitchen | 0.00040077
Recessed Can | Incandescent |  | Standard A Lamp | 1 | 60 | Kitchen | 228807 | Kitchen | 0.00040077
Wall Mount | Incandescent |  | Standard A Lamp | 5 | 40 | Bathroom | 228808 | Bathroom | 0.00040077
Ceiling Fixture | Incandescent |  | Standard A Lamp | 2 | 60 | Master Bedroom | 228809 | Master Bedroom | 0.00040077
Floor lamp | Incandescent |  | Standard A Lamp | 1 | 25 | Master Bedroom | 228809 | Master Bedroom | 0.00040077
Floor lamp | Incandescent |  | 3-Way Incandescent | 1 | 100 | Master Bedroom | 228809 | Master Bedroom | 0.00040077
Ceiling Fixture | Incandescent |  | Standard A Lamp | 2 | 60 | Closet | 2288010 | Closet | 0.00040077
Ceiling Fixture | Compact Fluorescent |  | Twist | 1 | 22 | Bathroom | 228901 | Bathroom | 0.00047324
Wall Mount | Compact Fluorescent |  | Twist | 4 | 15 | Bathroom | 228901 | Bathroom | 0.00047324
Other | Incandescent |  | Other | 1 | 42 | Bathroom | 228901 | Bathroom | 0.00047324
Wall Mount | Compact Fluorescent |  | Twist | 1 | 22 | Other | 228902 | Other | 0.00047324
Table | Incandescent |  | Standard A Lamp | 1 | 100 | Other | 228902 | Other | 0.00047324
Ceiling Fixture | Compact Fluorescent |  | Twist | 1 | 15 | Other | 228902 | Other | 0.00047324
Table | Incandescent |  | Mini base | 2 | 25 | Other | 228902 | Other | 0.00047324
Ceiling Fixture | Compact Fluorescent |  | Twist | 1 | 22 | Other | 228903 | Other | 0.00047324
Chandelier (Hanging) | Compact Fluorescent |  | Twist | 1 | 15 | Master Bedroom | 228904 | Master Bedroom | 0.00047324
Ceiling Fan | Incandescent |  | Decorative | 3 | 60 | Master Bedroom | 228904 | Master Bedroom | 0.00047324
Table | Compact Fluorescent |  | Twist | 2 | 15 | Master Bedroom | 228904 | Master Bedroom | 0.00047324
Table | Incandescent |  | Standard A Lamp | 1 | 60 | Master Bedroom | 228904 | Master Bedroom | 0.00047324
Ceiling Fixture | Compact Fluorescent |  | Twist | 2 | 15 | Closet | 228905 | Closet | 0.00047324
Ceiling Fixture | Compact Fluorescent |  | Twist | 2 | 15 | Laundry Room | 228906 | Laundry Room | 0.00047324
Table | Compact Fluorescent |  | Twist | 1 | 15 | Bedroom | 228907 | Bedroom | 0.00047324
Wall Mount | Compact Fluorescent |  | Globe | 4 | 15 | Bathroom | 228908 | Bathroom | 0.00047324
Ceiling Fixture | Compact Fluorescent |  | Twist | 2 | 15 | Bathroom | 228908 | Bathroom | 0.00047324
Ceiling Fan | Incandescent |  | Reflector | 3 | 45 | Kitchen | 228909 | Kitchen | 0.00047324
Ceiling Fan | Compact Fluorescent |  | Reflector | 1 | 15 | Kitchen | 228909 | Kitchen | 0.00047324
Architectural | Incandescent |  | Mini base | 1 | 40 | Kitchen | 228909 | Kitchen | 0.00047324
Ceiling Fixture | Compact Fluorescent |  | Twist | 1 | 15 | Kitchen | 228909 | Kitchen | 0.00047324
Ceiling Fixture | Incandescent |  | Standard A Lamp | 1 | 40 | Hall | 2289010 | Hall | 0.00047324
Ceiling Fan | Compact Fluorescent |  | Twist | 4 | 15 | Living Room | 2289011 | Living Room | 0.00047324
Table | Compact Fluorescent |  | Twist | 1 | 22 | Living Room | 2289011 | Living Room | 0.00047324
Table | Compact Fluorescent |  | Twist | 1 | 15 | Living Room | 2289011 | Living Room | 0.00047324
Wall Mount | Incandescent |  | Clear | 4 | 40 | Bathroom | 228911 | Bathroom | 0.00094081
Recessed Can | Incandescent |  | Standard A Lamp | 1 | 125 | Bedroom | 228912 | Bedroom | 0.00094081
Floor lamp | Incandescent |  | Standard A Lamp | 3 | 60 | Bedroom | 228912 | Bedroom | 0.00094081
Ceiling Fixture | Incandescent |  | Standard A Lamp | 2 | 60 | Bedroom | 228913 | Bedroom | 0.00094081
Wall Mount | Incandescent |  | Globe | 4 | 40 | Bathroom | 228914 | Bathroom | 0.00094081
Ceiling Fixture | Incandescent |  | Standard A Lamp | 1 | 75 | Bedroom | 228915 | Bedroom | 0.00094081
Ceiling Fixture | Compact Fluorescent |  | Twist | 2 | 15 | Other | 228916 | Other | 0.00094081
Ceiling Fixture | Incandescent |  | Standard A Lamp | 2 | 60 | Family Room | 228917 | Family Room | 0.00094081
Ceiling Fixture | Compact Fluorescent |  | Twist | 2 | 22 | Kitchen | 228918 | Kitchen | 0.00094081
Ceiling Fixture | Compact Fluorescent |  | Twist | 1 | 22 | Laundry Room | 228919 | Laundry Room | 0.00094081
Ceiling Fan | Compact Fluorescent |  | Twist | 2 | 15 | Living Room | 2289110 | Living Room | 0.00094081
Ceiling Fixture | Compact Fluorescent |  | Twist | 1 | 15 | Other | 2289111 | Other | 0.00094081
Ceiling Fixture | Incandescent |  | Standard A Lamp | 2 | 60 | Hall | 2289112 | Hall | 0.00094081
Wall Mount | Incandescent |  | Globe | 4 | 40 | Bathroom | 228971 | Bathroom | 0.0005169
Ceiling Fixture | Incandescent |  | Standard A Lamp | 2 | 60 | Bedroom | 228972 | Bedroom | 0.0005169
Chandelier (Hanging) | Incandescent |  | Standard A Lamp | 5 | 60 | Dining Room | 228973 | Dining Room | 0.0005169
Ceiling Fixture | Incandescent |  | Standard A Lamp | 1 | 60 | Garage | 228974 | Garage | 0.0005169
Ceiling Fixture | Incandescent |  | Standard A Lamp | 1 | 60 | Hall | 228975 | Hall | 0.0005169
Ceiling Fan | Incandescent |  | Decorative | 4 | 25 | Kitchen | 228976 | Kitchen | 0.0005169
Recessed Can | Incandescent |  | Reflector | 1 | 65 | Kitchen | 228976 | Kitchen | 0.0005169
Recessed Can | Incandescent |  | Reflector | 1 | 40 | Kitchen | 228976 | Kitchen | 0.0005169
Ceiling Fixture | Linear Fluorescent | 48 | T-12 | 2 | 40 | Laundry Room | 228977 | Laundry Room | 0.0005169
Ceiling Fixture | Incandescent |  | Standard A Lamp | 3 | 40 | Living Room | 228978 | Living Room | 0.0005169
Table | Incandescent |  | Standard A Lamp | 1 | 40 | Living Room | 228978 | Living Room | 0.0005169
Table | Incandescent |  | 3-Way Incandescent | 1 | 100 | Living Room | 228978 | Living Room | 0.0005169
Table | Incandescent |  | Standard A Lamp | 1 | 100 | Living Room | 228978 | Living Room | 0.0005169
Torchiere | Incandescent |  | Standard A Lamp | 1 | 125 | Living Room | 228978 | Living Room | 0.0005169
Wall Mount | Incandescent |  | Globe | 4 | 40 | Bathroom | 228979 | Bathroom | 0.0005169
Ceiling Fixture | Incandescent |  | Standard A Lamp | 2 | 60 | Master Bedroom | 2289710 | Master Bedroom | 0.0005169
Table | Incandescent |  | Standard A Lamp | 1 | 60 | Master Bedroom | 2289710 | Master Bedroom | 0.0005169
Ceiling Fixture | Incandescent |  | Standard A Lamp | 2 | 60 | Office | 2289711 | Office | 0.0005169
Table | Incandescent |  | 3-Way Incandescent | 1 | 100 | Office | 2289711 | Office | 0.0005169
Ceiling Fixture | Incandescent |  | Standard A Lamp | 1 | 40 | Hall | 229021 | Hall | 0.00052955
Wall Mount | Linear Fluorescent | 24 | T-12 | 1 | 32 | Bathroom | 229022 | Bathroom | 0.00052955
Wall Mount | Linear Fluorescent | 24 | Fluorescent Unknown | 1 | 17 | Closet | 229023 | Closet | 0.00052955
Ceiling Fixture | Incandescent |  | Standard A Lamp | 1 | 60 | Bedroom | 229024 | Bedroom | 0.00052955
Wall Mount | Incandescent |  | Globe | 1 | 20 | Bedroom | 229024 | Bedroom | 0.00052955
Table | Incandescent |  | Globe | 1 | 20 | Bedroom | 229024 | Bedroom | 0.00052955
Chandelier (Hanging) | Incandescent |  | Decorative | 5 | 20 | Dining Room | 229025 | Dining Room | 0.00052955
Ceiling Fixture | Incandescent |  | Standard A Lamp | 1 | 60 | Other | 229026 | Other | 0.00052955
Ceiling Fixture | Incandescent |  | Standard A Lamp | 1 | 75 | Other | 229027 | Other | 0.00052955
Ceiling Fixture | Incandescent |  | Standard A Lamp | 1 | 60 | Laundry Room | 229028 | Laundry Room | 0.00052955
Ceiling Fixture | Incandescent |  | Standard A Lamp | 1 | 75 | Other | 229029 | Other | 0.00052955
Ceiling Fixture | Compact Fluorescent |  | Twist | 1 | 15 | Other | 2290210 | Other | 0.00052955
Wall Mount | Incandescent |  | Standard A Lamp | 1 | 100 | Family Room | 2290211 | Family Room | 0.00052955
Floor lamp | Compact Fluorescent |  | Twist | 1 | 22 | Family Room | 2290211 | Family Room | 0.00052955
Table | Compact Fluorescent |  | Twist | 1 | 22 | Family Room | 2290211 | Family Room | 0.00052955
Ceiling Fixture | Compact Fluorescent |  | Twist | 1 | 28 | Kitchen | 2290212 | Kitchen | 0.00052955
Wall Mount | Linear Fluorescent | 36 | T-8 | 1 | 20 | Kitchen | 2290212 | Kitchen | 0.00052955
Floor lamp | Incandescent |  | 3-Way Incandescent | 1 | 100 | Living Room | 2290213 | Living Room | 0.00052955
Table | Compact Fluorescent |  | Twist | 1 | 22 | Living Room | 2290213 | Living Room | 0.00052955
Floor lamp | Incandescent |  | Standard A Lamp | 3 | 60 | Office | 2290214 | Office | 0.00052955
Floor lamp | Incandescent |  | 3-Way Incandescent | 1 | 200 | Office | 2290214 | Office | 0.00052955
Wall Mount | Linear Fluorescent | 48 | T-12 | 1 | 32 | Bathroom | 2290215 | Bathroom | 0.00052955
Ceiling Fixture | Incandescent |  | Decorative | 4 | 40 | Bedroom | 2290216 | Bedroom | 0.00052955
Ceiling Fixture | Incandescent |  | Globe | 3 | 75 | Bedroom | 2290217 | Bedroom | 0.00052955
Table | Incandescent |  | Standard A Lamp | 1 | 40 | Bedroom | 2290217 | Bedroom | 0.00052955
Table | Incandescent |  | Standard A Lamp | 1 | 60 | Bedroom | 2290218 | Bedroom | 0.00052955
Wall Mount | Linear Fluorescent | 24 | T-12 | 1 | 15 | Closet | 2290219 | Closet | 0.00052955
Wall Mount | Compact Fluorescent |  | Twist | 1 | 15 | Closet | 2290220 | Closet | 0.00052955
Ceiling Fixture | Compact Fluorescent |  | Twist | 1 | 28 | Closet | 2290221 | Closet | 0.00052955
Ceiling Fixture | Compact Fluorescent |  | Twist | 1 | 22 | Hall | 2290222 | Hall | 0.00052955
Ceiling Fixture | Incandescent |  | Standard A Lamp | 2 | 60 | Bathroom | 229031 | Bathroom | 0.00047324
Wall Mount | Incandescent |  | Standard A Lamp | 1 | 40 | Bathroom | 229031 | Bathroom | 0.00047324
Ceiling Fixture | Incandescent |  | Clear | 2 | 60 | Closet | 229032 | Closet | 0.00047324
Recessed Can | Incandescent |  | Reflector | 1 | 65 | Bathroom | 229033 | Bathroom | 0.00047324
Wall Mount | Incandescent |  | Clear | 3 | 40 | Bathroom | 229033 | Bathroom | 0.00047324
Recessed Can | Incandescent |  | Reflector | 1 | 65 | Master Bedroom | 229034 | Master Bedroom | 0.00047324
Ceiling Fan | Incandescent |  | Clear | 2 | 60 | Master Bedroom | 229034 | Master Bedroom | 0.00047324
Table | Incandescent |  | Clear | 1 | 40 | Master Bedroom | 229034 | Master Bedroom | 0.00047324
Wall Mount | Incandescent |  | Decorative | 3 | 40 | Bathroom | 229035 | Bathroom | 0.00047324
Recessed Can | Incandescent |  | Reflector | 1 | 65 | Bathroom | 229035 | Bathroom | 0.00047324
Ceiling Fan | Incandescent |  | Clear | 2 | 60 | Bedroom | 229036 | Bedroom | 0.00047324
Table | Compact Fluorescent |  | Twist | 1 | 15 | Bedroom | 229036 | Bedroom | 0.00047324
Ceiling Fixture | Linear Fluorescent | 48 | T-8 | 2 | 32 | Garage | 229037 | Garage | 0.00047324
Garage door opener | Incandescent |  | Standard A Lamp | 2 | 60 | Garage | 229037 | Garage | 0.00047324
Chandelier (Hanging) | Incandescent |  | Standard A Lamp | 6 | 60 | Hall | 229038 | Hall | 0.00047324
Recessed Can | Incandescent |  | Reflector | 1 | 65 | Hall | 229038 | Hall | 0.00047324
Ceiling Fan | Incandescent |  | Standard A Lamp | 2 | 60 | Office | 229039 | Office | 0.00047324
Table | Compact Fluorescent |  | Twist | 1 | 28 | Office | 229039 | Office | 0.00047324
Chandelier (Hanging) | Incandescent |  | Standard A Lamp | 12 | 40 | Dining Room | 2290310 | Dining Room | 0.00047324
Recessed Can | Incandescent |  | Reflector | 1 | 65 | Dining Room | 2290310 | Dining Room | 0.00047324
Recessed Can | Incandescent |  | Reflector |  | 65 | Living Room | 2290311 | Living Room | 0.00047324
Ceiling Fan | Incandescent |  | Standard A Lamp | 2 | 60 | Living Room | 2290311 | Living Room | 0.00047324
Floor lamp | Incandescent |  | Clear | 1 | 60 | Living Room | 2290311 | Living Room | 0.00047324
Table | Incandescent |  | Clear | 1 | 40 | Living Room | 2290311 | Living Room | 0.00047324
Chandelier (Hanging) | Incandescent |  | Clear | 5 | 60 | Kitchen | 2290312 | Kitchen | 0.00047324
Recessed Can | Incandescent |  | Reflector | 1 | 65 | Kitchen | 2290312 | Kitchen | 0.00047324
Chandelier (Hanging) | Incandescent |  | Clear | 1 | 60 | Kitchen | 2290312 | Kitchen | 0.00047324
Recessed Can | Incandescent |  | Reflector | 1 | 65 | Closet | 2290313 | Closet | 0.00047324
Recessed Can | Incandescent |  | Reflector | 1 | 65 | Hall | 2290314 | Hall | 0.00047324
Ceiling Fixture | Linear Fluorescent | 48 | T-8 | 4 | 32 | Laundry Room | 2290315 | Laundry Room | 0.00047324
Chandelier (Hanging) | Incandescent |  | Standard A Lamp | 1 | 60 | Bedroom | 229041 | Bedroom | 0.00040077
Table | Incandescent |  | Standard A Lamp | 1 | 25 | Bedroom | 229041 | Bedroom | 0.00040077
Ceiling Fixture | Incandescent |  | Standard A Lamp | 1 | 65 | Hall | 229042 | Hall | 0.00040077
Track | Compact Fluorescent |  | Flood | 3 | 28 | Family Room | 229043 | Family Room | 0.00040077
Chandelier (Hanging) | Incandescent |  | Decorative | 6 | 40 | Dining Room | 229044 | Dining Room | 0.00040077
Table | Incandescent |  | 3-Way Incandescent | 1 | 125 | Dining Room | 229044 | Dining Room | 0.00040077
Ceiling Fixture | Incandescent |  | Reflector | 1 | 65 | Garage | 229045 | Garage | 0.00040077
Wall Mount | Incandescent |  | Globe | 3 | 60 | Bathroom | 229046 | Bathroom | 0.00040077
Recessed Can | Incandescent |  | Reflector | 1 | 65 | Bathroom | 229046 | Bathroom | 0.00040077
Track | Compact Fluorescent |  | Reflector | 2 | 28 | Hall | 229047 | Hall | 0.00040077
Recessed Can | Incandescent |  | Reflector | 1 | 65 | Hall | 229047 | Hall | 0.00040077
Wall Mount | Compact Fluorescent |  | Reflector | 1 | 28 | Hall | 229047 | Hall | 0.00040077
Track | Compact Fluorescent |  | Flood | 2 | 28 | Kitchen | 229048 | Kitchen | 0.00040077
Wall Mount | Incandescent |  | Standard A Lamp | 1 | 65 | Bathroom | 229049 | Bathroom | 0.00040077
Track | Compact Fluorescent |  | Reflector | 2 | 28 | Master Bedroom | 2290410 | Master Bedroom | 0.00040077
Table | Incandescent |  | Standard A Lamp | 1 | 25 | Master Bedroom | 2290410 | Master Bedroom | 0.00040077
Track | Halogen |  | MR | 2 | 30 | Office | 2290411 | Office | 0.00040077
Table | Incandescent |  | Standard A Lamp | 1 | 100 | Office | 2290411 | Office | 0.00040077
Wall Mount | Incandescent |  | Globe | 5 | 60 | Closet | 2290412 | Closet | 0.00040077
Ceiling Fan | Incandescent |  | Standard A Lamp | 3 | 60 | Bedroom | 229091 | Bedroom | 0.00094081
Ceiling Fixture | Incandescent |  | Standard A Lamp | 3 | 60 | Closet | 229092 | Closet | 0.00094081
Recessed Can | Incandescent |  | Reflector | 1 | 65 | Dining Room | 229093 | Dining Room | 0.00094081
Ceiling Fixture | Incandescent |  | Standard A Lamp | 1 | 60 | Garage | 229094 | Garage | 0.00094081
Garage door opener | Compact Fluorescent |  | Twist | 1 | 15 | Garage | 229094 | Garage | 0.00094081
Wall Mount | Incandescent |  | Standard A Lamp | 3 | 60 | Bathroom | 229095 | Bathroom | 0.00094081
Ceiling Fixture | Incandescent |  | Standard A Lamp | 2 | 60 | Bathroom | 229095 | Bathroom | 0.00094081
Chandelier (Hanging) | Compact Fluorescent |  | Twist | 3 | 15 | Hall | 229096 | Hall | 0.00094081
Recessed Can | Incandescent |  | Reflector | 1 | 65 | Hall | 229096 | Hall | 0.00094081
Recessed Can | Incandescent |  | Reflector | 1 | 65 | Kitchen | 229097 | Kitchen | 0.00094081
Ceiling Fixture | Incandescent |  | Standard A Lamp | 1 | 60 | Kitchen | 229097 | Kitchen | 0.00094081
Ceiling Fixture | Incandescent |  | Reflector | 3 | 65 | Laundry Room | 229098 | Laundry Room | 0.00094081
Recessed Can | Incandescent |  | Reflector | 1 | 65 | Living Room | 229099 | Living Room | 0.00094081
Table | Incandescent |  | 3-Way Incandescent | 1 | 100 | Living Room | 229099 | Living Room | 0.00094081
Floor lamp | Incandescent |  | Standard A Lamp | 4 | 40 | Living Room | 229099 | Living Room | 0.00094081
Ceiling Fan | Incandescent |  | Standard A Lamp | 3 | 65 | Master Bedroom | 2290910 | Master Bedroom | 0.00094081
Table | Incandescent |  | Standard A Lamp | 1 | 100 | Master Bedroom | 2290910 | Master Bedroom | 0.00094081
Table | Compact Fluorescent |  | Twist | 1 | 15 | Master Bedroom | 2290910 | Master Bedroom | 0.00094081
Ceiling Fixture | Incandescent |  | Standard A Lamp | 3 | 60 | Bathroom | 2290911 | Bathroom | 0.00094081
Wall Mount | Incandescent |  | Globe | 5 | 40 | Bathroom | 2290911 | Bathroom | 0.00094081
Recessed Can | Incandescent |  | Reflector | 1 | 65 | Other | 2290912 | Other | 0.00094081
Wall Mount | Compact Fluorescent |  | Twist | 2 | 15 | Bedroom | 229191 | Bedroom | 0.0005169
Wall Mount | Compact Fluorescent |  | Globe | 1 | 15 | Bedroom | 229191 | Bedroom | 0.0005169
Wall Mount | Compact Fluorescent |  | Globe | 4 | 15 | Bathroom | 229192 | Bathroom | 0.0005169
Wall Mount | Compact Fluorescent |  | Globe | 4 | 15 | Bathroom | 229193 | Bathroom | 0.0005169
Ceiling Fixture | Compact Fluorescent |  | Twist | 2 | 22 | Office | 229194 | Office | 0.0005169
Table | Incandescent |  | Standard A Lamp | 1 | 60 | Office | 229194 | Office | 0.0005169
Ceiling Fixture | Compact Fluorescent |  | Twist | 1 | 15 | Bedroom | 229195 | Bedroom | 0.0005169
Ceiling Fixture | Compact Fluorescent |  | Twist | 1 | 22 | Master Bedroom | 229196 | Master Bedroom | 0.0005169
Table | Incandescent |  | Standard A Lamp | 1 | 60 | Master Bedroom | 229196 | Master Bedroom | 0.0005169
Ceiling Fixture | Compact Fluorescent |  | Twist | 1 | 22 | Bedroom | 229197 | Bedroom | 0.0005169
Chandelier (Hanging) | Compact Fluorescent |  | Twist | 1 | 15 | Closet | 229198 | Closet | 0.0005169
Ceiling Fixture | Incandescent |  | Standard A Lamp | 1 | 60 | Closet | 229199 | Closet | 0.0005169
Chandelier (Hanging) | Incandescent |  | Decorative | 8 | 25 | Dining Room | 2291910 | Dining Room | 0.0005169
Table | Incandescent |  | Standard A Lamp | 1 | 75 | Dining Room | 2291910 | Dining Room | 0.0005169
Torchiere | Incandescent |  | Decorative | 1 | 60 | Living Room | 2291911 | Living Room | 0.0005169
Ceiling Fixture | Incandescent |  | Standard A Lamp | 1 | 60 | Garage | 2291912 | Garage | 0.0005169
Low bay | Incandescent |  | Standard A Lamp | 1 | 60 | Garage | 2291912 | Garage | 0.0005169
Ceiling Fixture | Compact Fluorescent |  | Twist | 1 | 15 | Hall | 2291913 | Hall | 0.0005169
Ceiling Fixture | Linear Fluorescent | 48 | T-12 | 2 | 40 | Kitchen | 2291914 | Kitchen | 0.0005169
Architectural | Incandescent |  | Standard A Lamp | 1 | 40 | Kitchen | 2291914 | Kitchen | 0.0005169
Ceiling Fixture | Incandescent |  | Standard A Lamp | 1 | 60 | Laundry Room | 2291915 | Laundry Room | 0.0005169
Chandelier (Hanging) | Compact Fluorescent |  | Decorative | 6 | 7 | Living Room | 2291916 | Living Room | 0.0005169
Table | Compact Fluorescent |  | Twist | 1 | 22 | Living Room | 2291916 | Living Room | 0.0005169
Wall Mount | Incandescent |  | Standard A Lamp | 3 | 60 | Bathroom | 229351 | Bathroom | 0.00029634
Ceiling Fixture | Compact Fluorescent |  | Twist | 1 | 15 | Bedroom | 229352 | Bedroom | 0.00029634
Table | Incandescent |  | Standard A Lamp | 1 | 40 | Bedroom | 229352 | Bedroom | 0.00029634
Other | Incandescent |  | Standard A Lamp | 1 | 60 | Bedroom | 229352 | Bedroom | 0.00029634
Ceiling Fixture | Compact Fluorescent |  | Twist | 1 | 22 | Other | 229353 | Other | 0.00029634
Ceiling Fixture | Compact Fluorescent |  | Twist | 1 | 15 | Office | 229354 | Office | 0.00029634
Other | Linear Fluorescent | 24 | T-12 | 1 | 20 | Office | 229354 | Office | 0.00029634
Chandelier (Hanging) | Incandescent |  | Standard A Lamp | 5 | 75 | Dining Room | 229355 | Dining Room | 0.00029634
Ceiling Fixture | Linear Fluorescent | 48 | T-12 | 2 | 40 | Bathroom | 229356 | Bathroom | 0.00029634
Ceiling Fixture | Linear Fluorescent | 48 | T-12 | 2 | 40 | Bedroom | 229357 | Bedroom | 0.00029634
Table | Incandescent |  | Standard A Lamp | 1 | 40 | Bedroom | 229357 | Bedroom | 0.00029634
Ceiling Fixture | Compact Fluorescent | 48 | Twist | 3 | 15 | Bedroom | 229358 | Bedroom | 0.00029634
Ceiling Fixture | Linear Fluorescent | 48 | T-12 | 2 | 40 | Hall | 229359 | Hall | 0.00029634
Ceiling Fixture | Linear Fluorescent | 48 | T-12 | 2 | 40 | Living Room | 2293510 | Living Room | 0.00029634
Ceiling Fixture | Linear Fluorescent | 48 | T-12 | 2 | 40 | Bedroom | 2293511 | Bedroom | 0.00029634
Table | Incandescent |  | Decorative | 1 | 25 | Bedroom | 2293511 | Bedroom | 0.00029634
Table | Incandescent |  | Other | 1 | 60 | Bedroom | 2293511 | Bedroom | 0.00029634
Ceiling Fan | Incandescent |  | Mini base | 3 | 40 | Family Room | 2293512 | Family Room | 0.00029634
Recessed Can | Incandescent |  | Reflector | 1 | 65 | Family Room | 2293512 | Family Room | 0.00029634
Ceiling Fixture | Linear Fluorescent | 96 | T-12 | 2 | 100 | Garage | 2293513 | Garage | 0.00029634
Ceiling Fixture | Linear Fluorescent | 48 | T-12 | 2 | 40 | Kitchen | 2293514 | Kitchen | 0.00029634
Other | Linear Fluorescent | 12 | T-4 | 1 | 16 | Kitchen | 2293514 | Kitchen | 0.00029634
Ceiling Fan | Compact Fluorescent |  | Twist | 2 | 22 | Living Room | 2293515 | Living Room | 0.00029634
Wall Mount | Compact Fluorescent |  | Twist | 1 | 15 | Living Room | 2293515 | Living Room | 0.00029634
Recessed Can | Compact Fluorescent |  | Reflector | 1 | 15 | Living Room | 2293515 | Living Room | 0.00029634
Ceiling Fixture | Compact Fluorescent |  | Twist | 1 | 15 | Closet | 2293516 | Closet | 0.00029634
Wall Mount | Compact Fluorescent |  | Twist | 2 | 15 | Bathroom | 2293517 | Bathroom | 0.00029634
Recessed Can | Incandescent |  | Standard A Lamp | 1 | 60 | Bathroom | 2293517 | Bathroom | 0.00029634
Ceiling Fixture | Compact Fluorescent |  | Twist | 2 | 15 | Master Bedroom | 2293518 | Master Bedroom | 0.00029634
Table | Incandescent |  | Standard A Lamp | 1 | 75 | Master Bedroom | 2293518 | Master Bedroom | 0.00029634
Ceiling Fixture | Linear Fluorescent | 48 | T-12 | 2 | 40 | Other | 2293519 | Other | 0.00029634
Ceiling Fixture | Linear Fluorescent | 48 | T-12 | 4 | 40 | Office | 2293520 | Office | 0.00029634
Ceiling Fixture | Compact Fluorescent |  | Twist | 1 | 15 | Hall | 2293521 | Hall | 0.00029634
Ceiling Fixture | Compact Fluorescent |  | Twist | 2 | 15 | Hall | 2293522 | Hall | 0.00029634
Wall Mount | Incandescent |  | Globe | 8 | 40 | Bathroom | 229381 | Bathroom | 0.0030496
Wall Mount | Incandescent |  | Globe | 6 | 40 | Bathroom | 229382 | Bathroom | 0.0030496
Ceiling Fixture | Compact Fluorescent |  | Twist | 2 | 13 | Bedroom | 229383 | Bedroom | 0.0030496
Table | Compact Fluorescent |  | Pin base | 1 | 27 | Bedroom | 229383 | Bedroom | 0.0030496
Table | Compact Fluorescent |  | Twist | 2 | 18 | Bedroom | 229384 | Bedroom | 0.0030496
Floor lamp | Incandescent |  | Other | 2 | 20 | Bedroom | 229384 | Bedroom | 0.0030496
Ceiling Fixture | Incandescent |  | Standard A Lamp | 2 | 60 | Bedroom | 229385 | Bedroom | 0.0030496
Ceiling Fixture | Incandescent |  | Clear | 1 | 60 | Bedroom | 229386 | Bedroom | 0.0030496
Ceiling Fan | Incandescent |  | Decorative | 4 | 40 | Dining Room | 229387 | Dining Room | 0.0030496
Ceiling Fixture | Linear Fluorescent | 48 | T-12 | 2 | 40 | Other | 229388 | Other | 0.0030496
Ceiling Fixture | Compact Fluorescent |  | Twist | 2 | 13 | Family Room | 229389 | Family Room | 0.0030496
Garage door opener | Incandescent |  | Standard A Lamp | 2 | 40 | Garage | 2293810 | Garage | 0.0030496
Ceiling Fixture | Incandescent |  | Standard A Lamp | 1 | 100 | Garage | 2293810 | Garage | 0.0030496
Ceiling Fixture | Incandescent |  | Standard A Lamp | 1 | 60 | Hall | 2293811 | Hall | 0.0030496
Ceiling Fixture | Incandescent |  | Clear | 1 | 60 | Hall | 2293812 | Hall | 0.0030496
Chandelier (Hanging) | Incandescent |  | Mini base | 4 | 40 | Hall | 2293812 | Hall | 0.0030496
Ceiling Fixture | Incandescent |  | Clear | 1 | 60 | Kitchen | 2293813 | Kitchen | 0.0030496
Ceiling Fixture | Incandescent |  | Standard A Lamp | 2 | 50 | Kitchen | 2293813 | Kitchen | 0.0030496
Ceiling Fixture | Incandescent |  | Clear | 2 | 60 | Laundry Room | 2293814 | Laundry Room | 0.0030496
Table | Compact Fluorescent |  | Twist | 1 | 23 | Living Room | 2293815 | Living Room | 0.0030496
Floor lamp | Compact Fluorescent |  | 3-Way CFL | 1 | 21 | Living Room | 2293815 | Living Room | 0.0030496
Ceiling Fixture | Incandescent |  | Standard A Lamp | 2 | 60 | Closet | 2293816 | Closet | 0.0030496
Wall Mount | Incandescent |  | Globe | 4 | 40 | Bathroom | 229441 | Bathroom | 0.0005169
Wall Mount | Incandescent |  | Standard A Lamp | 2 | 60 | Bathroom | 229442 | Bathroom | 0.0005169
Chandelier (Hanging) | Incandescent |  | Standard A Lamp | 2 | 60 | Master Bedroom | 229443 | Master Bedroom | 0.0005169
Table | Incandescent |  | Standard A Lamp | 1 | 60 | Master Bedroom | 229443 | Master Bedroom | 0.0005169
Wall Mount | Incandescent |  | Standard A Lamp | 1 | 40 | Master Bedroom | 229443 | Master Bedroom | 0.0005169
Ceiling Fan | Incandescent |  | Globe | 3 | 40 | Bedroom | 229444 | Bedroom | 0.0005169
Table | Incandescent |  | Globe | 2 | 40 | Bedroom | 229444 | Bedroom | 0.0005169
Ceiling Fan | Incandescent |  | Decorative | 3 | 40 | Family Room | 229445 | Family Room | 0.0005169
Table | Incandescent |  | 3-Way Incandescent | 1 | 100 | Family Room | 229445 | Family Room | 0.0005169
Wall Mount | Incandescent |  | Standard A Lamp | 1 | 40 | Family Room | 229445 | Family Room | 0.0005169
Table | Compact Fluorescent |  | Circline (Screw Base) | 1 | 28 | Family Room | 229445 | Family Room | 0.0005169
Ceiling Fixture | Incandescent |  | Standard A Lamp | 1 | 60 | Garage | 229446 | Garage | 0.0005169
Garage door opener | Incandescent |  | Standard A Lamp | 1 | 60 | Garage | 229446 | Garage | 0.0005169
Ceiling Fixture | Incandescent |  | Standard A Lamp | 1 | 60 | Hall | 229447 | Hall | 0.0005169
Ceiling Fixture | Compact Fluorescent |  | Twist | 3 | 15 | Kitchen | 229448 | Kitchen | 0.0005169
Chandelier (Hanging) | Compact Fluorescent |  | Twist | 5 | 15 | Kitchen | 229448 | Kitchen | 0.0005169
Recessed Can | Incandescent |  | Reflector | 1 | 40 | Kitchen | 229448 | Kitchen | 0.0005169
Ceiling Fixture | Incandescent |  | Standard A Lamp | 1 | 60 | Laundry Room | 229449 | Laundry Room | 0.0005169
Recessed Can | Halogen |  | Quartz Tube | 1 | 100 | Living Room | 2294410 | Living Room | 0.0005169
Floor lamp | Incandescent |  | Decorative | 2 | 40 | Living Room | 2294410 | Living Room | 0.0005169
Chandelier (Hanging) | Incandescent |  | Standard A Lamp | 1 | 40 | Living Room | 2294410 | Living Room | 0.0005169
Table | Incandescent |  | 3-Way Incandescent | 1 | 100 | Living Room | 2294410 | Living Room | 0.0005169
Floor lamp | Compact Fluorescent |  | Straight Tube | 1 | 22 | Living Room | 2294410 | Living Room | 0.0005169
Ceiling Fixture | Incandescent |  | Standard A Lamp | 1 | 40 | Living Room | 2294410 | Living Room | 0.0005169
Ceiling Fixture | Halogen |  | MR | 4 | 30 | Office | 2294411 | Office | 0.0005169
Ceiling Fixture | Compact Fluorescent |  | Twist | 1 | 26 | Bathroom | 229501 | Bathroom | 0.00052955
Wall Mount | Incandescent |  | Globe | 6 | 25 | Bathroom | 229501 | Bathroom | 0.00052955
Ceiling Fixture | Compact Fluorescent |  | Twist | 1 | 22 | Bedroom | 229502 | Bedroom | 0.00052955
Ceiling Fixture | Compact Fluorescent |  | Twist | 2 | 28 | Bedroom | 229503 | Bedroom | 0.00052955
Chandelier (Hanging) | Compact Fluorescent |  | Twist | 4 | 28 | Dining Room | 229504 | Dining Room | 0.00052955
Ceiling Fixture | Incandescent |  | Standard A Lamp | 1 | 60 | Bathroom | 229505 | Bathroom | 0.00052955
Wall Mount | Incandescent |  | Standard A Lamp | 3 | 60 | Bathroom | 229506 | Bathroom | 0.00052955
Ceiling Fixture | Compact Fluorescent |  | Twist | 1 | 26 | Bedroom | 229507 | Bedroom | 0.00052955
Table | Compact Fluorescent |  | Twist | 1 | 26 | Bedroom | 229507 | Bedroom | 0.00052955
Ceiling Fixture | Compact Fluorescent |  | Twist | 2 | 26 | Bedroom | 229508 | Bedroom | 0.00052955
Ceiling Fixture | Compact Fluorescent |  | Twist | 2 | 26 | Family Room | 229509 | Family Room | 0.00052955
Ceiling Fixture | Compact Fluorescent |  | Twist | 1 | 22 | Hall | 2295010 | Hall | 0.00052955
Ceiling Fixture | Compact Fluorescent |  | Twist | 1 | 26 | Hall | 2295011 | Hall | 0.00052955
Ceiling Fixture | Compact Fluorescent |  | Twist | 1 | 26 | Kitchen | 2295012 | Kitchen | 0.00052955
Ceiling Fixture | Linear Fluorescent | 48 | T-12 | 2 | 40 | Living Room | 2295013 | Living Room | 0.00052955
Ceiling Fixture | Linear Fluorescent | 48 | T-12 | 2 | 40 | Living Room | 2295013 | Living Room | 0.00052955
Ceiling Fixture | Compact Fluorescent |  | Twist | 1 | 22 | Hall | 2295014 | Hall | 0.00052955
Track | Incandescent |  | Clear | 4 | 60 | Kitchen | 2295015 | Kitchen | 0.00052955
Ceiling Fan | Incandescent |  | Decorative | 4 | 40 | Living Room | 2295016 | Living Room | 0.00052955
Ceiling Fixture | Incandescent |  | Standard A Lamp | 1 | 40 | Living Room | 2295016 | Living Room | 0.00052955
Table | Compact Fluorescent |  | Twist | 1 | 22 | Living Room | 2295016 | Living Room | 0.00052955
Ceiling Fan | Compact Fluorescent |  | Twist | 2 | 26 | Master Bedroom | 2295017 | Master Bedroom | 0.00052955
Table | Compact Fluorescent |  | Twist | 1 | 26 | Master Bedroom | 2295017 | Master Bedroom | 0.00052955
Ceiling Fixture | Incandescent |  | Standard A Lamp | 1 | 60 | Other | 2295018 | Other | 0.00052955
Ceiling Fixture | Linear Fluorescent | 48 | T-12 | 4 | 40 | Laundry Room | 2295019 | Laundry Room | 0.00052955
Chandelier (Hanging) | Compact Fluorescent |  | Twist | 2 | 26 | Laundry Room | 2295019 | Laundry Room | 0.00052955
Ceiling Fixture | Compact Fluorescent |  | Twist | 1 | 26 | Laundry Room | 2295019 | Laundry Room | 0.00052955
Wall Mount | Compact Fluorescent |  | Twist | 2 | 15 | Bathroom | 229531 | Bathroom | 0.00028447
Wall Mount | Incandescent |  | Globe | 1 | 100 | Bedroom | 229532 | Bedroom | 0.00028447
Table | Incandescent |  | Standard A Lamp | 2 | 60 | Bedroom | 229532 | Bedroom | 0.00028447
Wall Mount | Incandescent |  | Standard A Lamp | 1 | 60 | Bedroom | 229533 | Bedroom | 0.00028447
Floor lamp | Incandescent |  | Decorative | 5 | 25 | Bedroom | 229533 | Bedroom | 0.00028447
Wall Mount | Incandescent |  | Decorative | 1 | 60 | Hall | 229534 | Hall | 0.00028447
Wall Mount | Compact Fluorescent |  | Twist | 1 | 15 | Kitchen | 229535 | Kitchen | 0.00028447
Chandelier (Hanging) | Incandescent |  | Decorative | 6 | 40 | Kitchen | 229535 | Kitchen | 0.00028447
Recessed Can | Incandescent |  | Standard A Lamp | 1 | 60 | Laundry Room | 229536 | Laundry Room | 0.00028447
Ceiling Fan | Compact Fluorescent |  | Twist | 3 | 15 | Living Room | 229537 | Living Room | 0.00028447
Ceiling Fixture | Compact Fluorescent |  | Twist | 1 | 15 | Master Bedroom | 229538 | Master Bedroom | 0.00028447
Wall Mount | Incandescent |  | Globe | 4 | 40 | Bathroom | 229551 | Bathroom | 0.00094081
Wall Mount | Incandescent |  | Globe | 3 | 40 | Bathroom | 229552 | Bathroom | 0.00094081
Ceiling Fixture | Compact Fluorescent |  | Twist | 2 | 22 | Bedroom | 229553 | Bedroom | 0.00094081
Table | Compact Fluorescent |  | Twist | 1 | 22 | Bedroom | 229553 | Bedroom | 0.00094081
Ceiling Fixture | Compact Fluorescent |  | Twist | 2 | 22 | Bedroom | 229554 | Bedroom | 0.00094081
Ceiling Fixture | Compact Fluorescent |  | Twist | 2 | 22 | Bedroom | 229555 | Bedroom | 0.00094081
Table | Incandescent |  | Standard A Lamp | 1 | 40 | Bedroom | 229555 | Bedroom | 0.00094081
Ceiling Fixture | Compact Fluorescent |  | Twist | 1 | 22 | Bedroom | 229555 | Bedroom | 0.00094081
Ceiling Fixture | Compact Fluorescent |  | Twist | 1 | 22 | Garage | 229556 | Garage | 0.00094081
Garage door opener | Incandescent |  | Standard A Lamp | 1 | 60 | Garage | 229556 | Garage | 0.00094081
Ceiling Fixture | Linear Fluorescent | 48 | T-12 | 2 | 32 | Garage | 229556 | Garage | 0.00094081
Ceiling Fixture | Compact Fluorescent |  | Twist | 1 | 22 | Hall | 229557 | Hall | 0.00094081
Ceiling Fixture | Compact Fluorescent |  | Twist | 1 | 22 | Hall | 229558 | Hall | 0.00094081
Ceiling Fixture | Compact Fluorescent |  | Twist | 1 | 22 | Laundry Room | 229559 | Laundry Room | 0.00094081
Ceiling Fan | Compact Fluorescent |  | Twist | 3 | 22 | Living Room | 2295510 | Living Room | 0.00094081
Table | Compact Fluorescent |  | Twist | 1 | 22 | Living Room | 2295510 | Living Room | 0.00094081
Table | Compact Fluorescent |  | A shape bulb | 1 | 28 | Living Room | 2295510 | Living Room | 0.00094081
Floor lamp | Compact Fluorescent |  | Twist | 3 | 22 | Living Room | 2295510 | Living Room | 0.00094081
Ceiling Fixture | Compact Fluorescent |  | Twist | 2 | 22 | Office | 2295511 | Office | 0.00094081
Table | Compact Fluorescent |  | A shape bulb | 1 | 22 | Office | 2295511 | Office | 0.00094081
Ceiling Fixture | Compact Fluorescent |  | Twist | 3 | 22 | Kitchen | 2295512 | Kitchen | 0.00094081
Ceiling Fixture | Linear Fluorescent | 48 | T-8 | 2 | 32 | Kitchen | 2295512 | Kitchen | 0.00094081
Ceiling Fixture | Compact Fluorescent |  | Pin base | 1 | 22 | Kitchen | 2295512 | Kitchen | 0.00094081
Ceiling Fixture | Incandescent |  | Standard A Lamp | 1 | 60 | Bathroom | 229571 | Bathroom | 0.0004784
Wall Mount | Incandescent |  | Globe | 3 | 60 | Bathroom | 229571 | Bathroom | 0.0004784
Ceiling Fixture | Incandescent |  | Standard A Lamp | 2 | 60 | Bedroom | 229572 | Bedroom | 0.0004784
Ceiling Fixture | Incandescent |  | Standard A Lamp | 2 | 60 | Bedroom | 229573 | Bedroom | 0.0004784
Ceiling Fixture | Incandescent |  | Standard A Lamp | 2 | 60 | Bedroom | 229574 | Bedroom | 0.0004784
Ceiling Fixture | Incandescent |  | Standard A Lamp | 1 | 60 | Garage | 229575 | Garage | 0.0004784
Ceiling Fixture | Incandescent |  | Standard A Lamp | 1 | 50 | Garage | 229576 | Garage | 0.0004784
Ceiling Fixture | Incandescent |  | Standard A Lamp | 1 | 60 | Hall | 229577 | Hall | 0.0004784
Ceiling Fixture | Incandescent |  | Standard A Lamp | 2 | 60 | Kitchen | 229578 | Kitchen | 0.0004784
Wall Mount | Incandescent |  | Standard A Lamp | 1 | 60 | Kitchen | 229578 | Kitchen | 0.0004784
Exterior | Linear Fluorescent | 24 | T-5 | 1 | 20 | Kitchen | 229578 | Kitchen | 0.0004784
Ceiling Fixture | Incandescent |  | Standard A Lamp | 1 | 60 | Laundry Room | 229579 | Laundry Room | 0.0004784
Floor lamp | Incandescent |  | Standard A Lamp | 1 | 60 | Living Room | 2295710 | Living Room | 0.0004784
Wall Mount | Incandescent |  | Decorative | 1 | 40 | Living Room | 2295710 | Living Room | 0.0004784
Ceiling Fixture | Incandescent |  | Standard A Lamp | 1 | 60 | Living Room | 2295710 | Living Room | 0.0004784
Ceiling Fixture | Incandescent |  | Standard A Lamp | 1 | 60 | Other | 2295711 | Other | 0.0004784
Ceiling Fixture | Compact Fluorescent |  | Twist | 2 | 15 | Bathroom | 229601 | Bathroom | 0.00052955
Wall Mount | Compact Fluorescent |  | Twist | 2 | 15 | Bathroom | 229601 | Bathroom | 0.00052955
Recessed Can | Incandescent |  | Reflector | 1 | 60 | Bathroom | 229602 | Bathroom | 0.00052955
Wall Mount | Incandescent |  | Standard A Lamp | 2 | 40 | Bathroom | 229602 | Bathroom | 0.00052955
Ceiling Fixture | Compact Fluorescent |  | Pin base | 1 | 22 | Bedroom | 229603 | Bedroom | 0.00052955
Ceiling Fan | Compact Fluorescent |  | Twist | 2 | 22 | Bedroom | 229604 | Bedroom | 0.00052955
Chandelier (Hanging) | Compact Fluorescent |  | Twist | 2 | 36 | Dining Room | 229605 | Dining Room | 0.00052955
Ceiling Fan | Compact Fluorescent |  | Twist | 1 | 15 | Bathroom | 229606 | Bathroom | 0.00052955
Ceiling Fixture | Compact Fluorescent |  | Twist | 1 | 22 | Bedroom | 229607 | Bedroom | 0.00052955
Table | Incandescent |  | 3-Way Incandescent | 1 | 70 | Bedroom | 229607 | Bedroom | 0.00052955
Floor lamp | Other |  | Other | 1 | 1 | Family Room | 229608 | Family Room | 0.00052955
Table | Compact Fluorescent |  | Twist | 1 | 22 | Family Room | 229608 | Family Room | 0.00052955
Ceiling Fixture | Compact Fluorescent |  | Twist | 1 | 15 | Family Room | 229608 | Family Room | 0.00052955
Wall Mount | Compact Fluorescent |  | Twist | 1 | 15 | Office | 229609 | Office | 0.00052955
Ceiling Fixture | Linear Fluorescent | 48 | T-12 | 2 | 32 | Office | 229609 | Office | 0.00052955
Ceiling Fixture | Linear Fluorescent | 36 | T-12 | 2 | 40 | Office | 229609 | Office | 0.00052955
Ceiling Fixture | Linear Fluorescent | 48 | T-12 | 2 | 32 | Laundry Room | 2296010 | Laundry Room | 0.00052955
Garage door opener | Compact Fluorescent |  | Twist | 1 | 15 | Garage | 2296011 | Garage | 0.00052955
Ceiling Fixture | Compact Fluorescent |  | Twist | 1 | 15 | Hall | 2296012 | Hall | 0.00052955
Chandelier (Hanging) | Compact Fluorescent |  | Twist | 1 | 15 | Kitchen | 2296013 | Kitchen | 0.00052955
Recessed Can | Incandescent |  | Reflector | 1 | 65 | Kitchen | 2296013 | Kitchen | 0.00052955
Track | Compact Fluorescent |  | Pin base | 1 | 15 | Kitchen | 2296013 | Kitchen | 0.00052955
Track | Incandescent |  | Reflector | 1 | 65 | Family Room | 2296015 | Family Room | 0.00052955
Ceiling Fan | Incandescent |  | Standard A Lamp | 3 | 55 | Family Room | 2296015 | Family Room | 0.00052955
Table | Incandescent |  | 3-Way Incandescent | 1 | 100 | Family Room | 2296015 | Family Room | 0.00052955
Ceiling Fan | Compact Fluorescent |  | Twist | 3 | 15 | Family Room | 2296015 | Family Room | 0.00052955
Ceiling Fixture | Compact Fluorescent |  | Twist | 2 | 13 | Family Room | 229651 | Family Room | 0.00040077
Chandelier (Hanging) | Incandescent |  | Globe | 1 | 100 | Kitchen | 229652 | Kitchen | 0.00040077
Recessed Can | Compact Fluorescent |  | Twist | 1 | 23 | Kitchen | 229652 | Kitchen | 0.00040077
Recessed Can | Compact Fluorescent |  | Twist | 1 | 13 | Kitchen | 229652 | Kitchen | 0.00040077
Wall Mount | Compact Fluorescent |  | Twist | 2 | 13 | Bathroom | 229653 | Bathroom | 0.00040077
Ceiling Fan | Compact Fluorescent |  | Twist | 3 | 13 | Bedroom | 229654 | Bedroom | 0.00040077
Chandelier (Hanging) | Compact Fluorescent |  | Twist | 5 | 13 | Family Room | 229655 | Family Room | 0.00040077
Chandelier (Hanging) | Incandescent |  | Standard A Lamp | 1 | 40 | Family Room | 229655 | Family Room | 0.00040077
Floor lamp | Compact Fluorescent |  | Twist | 1 | 13 | Family Room | 229655 | Family Room | 0.00040077
Ceiling Fixture | Compact Fluorescent |  | Reflector | 1 | 23 | Garage | 229656 | Garage | 0.00040077
Chandelier (Hanging) | Compact Fluorescent |  | Twist | 3 | 13 | Hall | 229657 | Hall | 0.00040077
Recessed Can | Compact Fluorescent |  | Twist | 1 | 13 | Hall | 229657 | Hall | 0.00040077
Ceiling Fixture | Compact Fluorescent |  | Twist | 2 | 13 | Laundry Room | 229658 | Laundry Room | 0.00040077
Recessed Can | Compact Fluorescent |  | Twist | 1 | 23 | Living Room | 229659 | Living Room | 0.00040077
Torchiere | Compact Fluorescent |  | Twist | 1 | 23 | Living Room | 229659 | Living Room | 0.00040077
Wall Mount | Compact Fluorescent |  | Globe | 1 | 9 | Bathroom | 2296510 | Bathroom | 0.00040077
Floor lamp | Compact Fluorescent |  | Twist | 1 | 23 | Master Bedroom | 2296511 | Master Bedroom | 0.00040077
Ceiling Fixture | Compact Fluorescent |  | Twist | 2 | 13 | Closet | 2296512 | Closet | 0.00040077
Recessed Can | Compact Fluorescent |  | Twist | 1 | 13 | Hall | 2296513 | Hall | 0.00040077
Wall Mount | Compact Fluorescent |  | Globe | 4 | 9 | Bathroom | 2296514 | Bathroom | 0.00040077
Ceiling Fixture | Compact Fluorescent |  | Twist | 2 | 13 | Bedroom | 2296515 | Bedroom | 0.00040077
Floor lamp | Compact Fluorescent |  | Twist | 1 | 13 | Bedroom | 2296515 | Bedroom | 0.00040077
Ceiling Fixture | Compact Fluorescent |  | Twist | 1 | 13 | Bedroom | 2296516 | Bedroom | 0.00040077
Recessed Can | Compact Fluorescent |  | Twist | 1 | 13 | Hall | 2296517 | Hall | 0.00040077
Ceiling Fixture | Compact Fluorescent |  | Twist | 1 | 15 | Garage | 229661 | Garage | 0.00052955
Ceiling Fixture | Linear Fluorescent | 96 | T-12 | 2 | 100 | Garage | 229661 | Garage | 0.00052955
Ceiling Fixture | Compact Fluorescent |  | Twist | 1 | 15 | Other | 229662 | Other | 0.00052955
Wall Mount | Compact Fluorescent |  | Twist | 3 | 15 | Bathroom | 229663 | Bathroom | 0.00052955
Ceiling Fixture | Compact Fluorescent |  | Twist | 1 | 15 | Bedroom | 229664 | Bedroom | 0.00052955
Ceiling Fan | Compact Fluorescent |  | Twist | 2 | 15 | Dining Room | 229665 | Dining Room | 0.00052955
Table | Compact Fluorescent |  | Twist | 1 | 15 | Dining Room | 229665 | Dining Room | 0.00052955
Table | Compact Fluorescent |  | Twist | 1 | 15 | Family Room | 229666 | Family Room | 0.00052955
Ceiling Fixture | Linear Fluorescent | 48 | T-8 | 2 | 40 | Garage | 229667 | Garage | 0.00052955
Ceiling Fan | Compact Fluorescent |  | Twist | 3 | 15 | Kitchen | 229668 | Kitchen | 0.00052955
Ceiling Fixture | Compact Fluorescent |  | Twist | 2 | 23 | Bedroom | 229691 | Bedroom | 0.0005169
Floor lamp | Compact Fluorescent |  | Twist | 1 | 13 | Bedroom | 229691 | Bedroom | 0.0005169
Wall Mount | Incandescent |  | Standard A Lamp | 2 | 75 | Bathroom | 229692 | Bathroom | 0.0005169
Chandelier (Hanging) | Incandescent |  | Standard A Lamp | 9 | 60 | Other | 229693 | Other | 0.0005169
Ceiling Fixture | Compact Fluorescent |  | Twist | 1 | 13 | Other | 229693 | Other | 0.0005169
Chandelier (Hanging) | Incandescent |  | Globe | 5 | 40 | Other | 229693 | Other | 0.0005169
Ceiling Fixture | Compact Fluorescent |  | Twist | 1 | 23 | Garage | 229694 | Garage | 0.0005169
Chandelier (Hanging) | Incandescent |  | Standard A Lamp | 5 | 60 | Kitchen | 229695 | Kitchen | 0.0005169
Ceiling Fixture | Compact Fluorescent |  | Twist | 1 | 13 | Kitchen | 229695 | Kitchen | 0.0005169
Recessed Can | Incandescent |  | Reflector | 1 | 65 | Kitchen | 229695 | Kitchen | 0.0005169
Ceiling Fixture | Compact Fluorescent |  | Twist | 1 | 23 | Laundry Room | 229696 | Laundry Room | 0.0005169
Floor lamp | Compact Fluorescent |  | Twist | 1 | 13 | Living Room | 229697 | Living Room | 0.0005169
Torchiere | Incandescent |  | Reflector | 1 | 65 | Living Room | 229697 | Living Room | 0.0005169
Ceiling Fixture | Compact Fluorescent |  | Twist | 2 | 13 | Living Room | 229698 | Living Room | 0.0005169
Wall Mount | Incandescent |  | Globe | 8 | 40 | Bathroom | 229699 | Bathroom | 0.0005169
Ceiling Fan | Incandescent |  | Standard A Lamp | 3 | 60 | Master Bedroom | 2296910 | Master Bedroom | 0.0005169
Floor lamp | Incandescent |  | Standard A Lamp | 1 | 60 | Master Bedroom | 2296910 | Master Bedroom | 0.0005169
Torchiere | Compact Fluorescent |  | Twist | 1 | 23 | Office | 2296911 | Office | 0.0005169
Chandelier (Hanging) | Incandescent |  | Standard A Lamp | 5 | 60 | Dining Room | 2296912 | Dining Room | 0.0005169
Floor lamp | Compact Fluorescent |  | Twist | 1 | 13 | Dining Room | 2296912 | Dining Room | 0.0005169
Chandelier (Hanging) | Compact Fluorescent |  | Twist | 2 | 13 | Hall | 2296914 | Hall | 0.0005169
Wall Mount | Incandescent |  | Globe | 5 | 40 | Bathroom | 2296915 | Bathroom | 0.0005169
Ceiling Fixture | Compact Fluorescent |  | Twist | 1 | 23 | Hall | 2296916 | Hall | 0.0005169
Ceiling Fixture | Compact Fluorescent |  | Twist | 2 | 13 | Office | 2296917 | Office | 0.0005169
Low bay | Linear Fluorescent | 96 | T-12 | 2 | 100 | Other | 229771 | Other | 0.0004784
Wall Mount | Incandescent |  | Globe | 4 | 40 | Bathroom | 229772 | Bathroom | 0.0004784
Ceiling Fan | Incandescent |  | Standard A Lamp | 1 | 60 | Bathroom | 229772 | Bathroom | 0.0004784
Chandelier (Hanging) | Compact Fluorescent |  | Twist | 1 | 15 | Bedroom | 229773 | Bedroom | 0.0004784
Table | Compact Fluorescent |  | Twist | 1 | 15 | Bedroom | 229773 | Bedroom | 0.0004784
Floor lamp | Incandescent |  | Standard A Lamp | 1 | 75 | Bedroom | 229773 | Bedroom | 0.0004784
Wall Mount | Incandescent |  | Globe | 3 | 40 | Bathroom | 229774 | Bathroom | 0.0004784
Ceiling Fixture | Incandescent |  | Standard A Lamp | 1 | 60 | Closet | 229775 | Closet | 0.0004784
Ceiling Fixture | Incandescent |  | Standard A Lamp | 1 | 60 | Closet | 229776 | Closet | 0.0004784
Ceiling Fixture | Incandescent |  | Standard A Lamp | 1 | 60 | Closet | 229777 | Closet | 0.0004784
Ceiling Fixture | Linear Fluorescent | 40 | T-12 | 2 | 32 | Hall | 229778 | Hall | 0.0004784
Recessed Can | Incandescent |  | Reflector | 1 | 65 | Hall | 229778 | Hall | 0.0004784
Recessed Can | Incandescent |  | Reflector | 1 | 65 | Kitchen | 229779 | Kitchen | 0.0004784
Floor lamp | Compact Fluorescent |  | Straight Tube | 1 | 28 | Kitchen | 229779 | Kitchen | 0.0004784
Chandelier (Hanging) | Incandescent |  | Clear | 3 | 40 | Family Room | 2297710 | Family Room | 0.0004784
Chandelier (Hanging) | Incandescent |  | Globe | 1 | 75 | Family Room | 2297710 | Family Room | 0.0004784
Floor lamp | Incandescent |  | Standard A Lamp | 1 | 60 | Family Room | 2297710 | Family Room | 0.0004784
Low bay | Linear Fluorescent | 96 | T-12 | 2 | 100 | Garage | 2297711 | Garage | 0.0004784
Garage door opener | Incandescent |  | Standard A Lamp | 1 | 60 | Garage | 2297711 | Garage | 0.0004784
Recessed Can | Incandescent |  | Reflector | 1 | 65 | Kitchen | 2297712 | Kitchen | 0.0004784
Recessed Can | Incandescent |  | Reflector | 1 | 65 | Kitchen | 2297713 | Kitchen | 0.0004784
Recessed Can | Incandescent |  | Reflector | 1 | 65 | Kitchen | 2297713 | Kitchen | 0.0004784
Recessed Can | Compact Fluorescent |  | Reflector | 1 | 22 | Kitchen | 2297713 | Kitchen | 0.0004784
Wall Mount | Linear Fluorescent | 44 | T-8 | 1 | 32 | Kitchen | 2297713 | Kitchen | 0.0004784
Table | Compact Fluorescent |  | Straight Tube | 1 | 15 | Living Room | 2297714 | Living Room | 0.0004784
Table | Incandescent |  | 3-Way Incandescent | 1 | 75 | Living Room | 2297714 | Living Room | 0.0004784
Chandelier (Hanging) | Incandescent |  | Decorative | 4 | 60 | Living Room | 2297714 | Living Room | 0.0004784
Wall Mount | Incandescent |  | Globe | 5 | 40 | Bathroom | 2297715 | Bathroom | 0.0004784
Ceiling Fan | Incandescent |  | Standard A Lamp | 1 | 60 | Bathroom | 2297715 | Bathroom | 0.0004784
Ceiling Fan | Incandescent |  | Standard A Lamp | 1 | 60 | Bathroom | 2297715 | Bathroom | 0.0004784
Chandelier (Hanging) | Incandescent |  | Globe | 1 | 75 | Master Bedroom | 2297716 | Master Bedroom | 0.0004784
Floor lamp | Incandescent |  | Standard A Lamp | 1 | 60 | Master Bedroom | 2297716 | Master Bedroom | 0.0004784
Table | Compact Fluorescent |  | Twist | 1 | 15 | Master Bedroom | 2297716 | Master Bedroom | 0.0004784
Table | Incandescent |  | Standard A Lamp | 2 | 60 | Master Bedroom | 2297716 | Master Bedroom | 0.0004784
Table | Compact Fluorescent |  | Twist | 1 | 15 | Master Bedroom | 2297716 | Master Bedroom | 0.0004784
Recessed Can | Incandescent |  | Reflector | 1 | 65 | Closet | 2297717 | Closet | 0.0004784
Recessed Can | Compact Fluorescent |  | Twist | 1 | 15 | Office | 2297718 | Office | 0.0004784
Ceiling Fan | Incandescent |  | Reflector | 1 | 65 | Office | 2297718 | Office | 0.0004784
Recessed Can | Compact Fluorescent |  | Reflector | 1 | 15 | Office | 2297718 | Office | 0.0004784
Ceiling Fixture | Linear Fluorescent | 44 | T-12 | 2 | 32 | Closet | 2297719 | Closet | 0.0004784
Ceiling Fixture | Incandescent |  | Standard A Lamp | 1 | 90 | Other | 2297720 | Other | 0.0004784
Ceiling Fixture | Incandescent |  | Standard A Lamp | 2 | 60 | Laundry Room | 2297721 | Laundry Room | 0.0004784
Ceiling Fixture | Linear Fluorescent | 96 | T-12 | 2 | 100 | Closet | 2297722 | Closet | 0.0004784
Ceiling Fixture | Linear Fluorescent | 44 | T-12 | 2 | 40 | Other | 2297723 | Other | 0.0004784
Wall Mount | Incandescent |  | Globe | 8 | 40 | Bathroom | 229821 | Bathroom | 0.0005169
Ceiling Fixture | Incandescent |  | Standard A Lamp | 3 | 60 | Bedroom | 229822 | Bedroom | 0.0005169
Chandelier (Hanging) | Incandescent |  | Globe | 8 | 40 | Dining Room | 229823 | Dining Room | 0.0005169
Wall Mount | Incandescent |  | Standard A Lamp | 1 | 25 | Dining Room | 229823 | Dining Room | 0.0005169
Floor lamp | Incandescent |  | 3-Way Incandescent | 1 | 150 | Family Room | 229824 | Family Room | 0.0005169
Ceiling Fixture | Linear Fluorescent | 48 | T-12 | 2 | 40 | Garage | 229825 | Garage | 0.0005169
Wall Mount | Incandescent |  | Standard A Lamp | 1 | 60 | Bathroom | 229826 | Bathroom | 0.0005169
Recessed Can | Incandescent |  | Reflector | 1 | 75 | Other | 229827 | Other | 0.0005169
Chandelier (Hanging) | Incandescent |  | Decorative | 12 | 60 | Other | 229827 | Other | 0.0005169
Chandelier (Hanging) | Incandescent |  | Globe | 1 | 40 | Kitchen | 229828 | Kitchen | 0.0005169
Ceiling Fixture | Incandescent |  | Standard A Lamp | 1 | 40 | Laundry Room | 229829 | Laundry Room | 0.0005169
Floor lamp | Compact Fluorescent |  | Twist | 1 | 23 | Living Room | 2298210 | Living Room | 0.0005169
Floor lamp | Incandescent |  | Standard A Lamp | 1 | 60 | Living Room | 2298210 | Living Room | 0.0005169
Wall Mount | Incandescent |  | Globe | 8 | 40 | Bathroom | 2298211 | Bathroom | 0.0005169
Floor lamp | Incandescent |  | Standard A Lamp | 1 | 100 | Master Bedroom | 2298212 | Master Bedroom | 0.0005169
Ceiling Fixture | Incandescent |  | Standard A Lamp | 1 | 40 | Master Bedroom | 2298212 | Master Bedroom | 0.0005169
Floor lamp | Compact Fluorescent |  | Twist | 1 | 13 | Master Bedroom | 2298212 | Master Bedroom | 0.0005169
Ceiling Fixture | Compact Fluorescent |  | Twist | 2 | 13 | Office | 2298213 | Office | 0.0005169
Floor lamp | Halogen |  | Quartz Tube | 1 | 100 | Office | 2298213 | Office | 0.0005169
Ceiling Fixture | Linear Fluorescent | 48 | T-12 | 2 | 40 | Other | 2298214 | Other | 0.0005169
Ceiling Fixture | Compact Fluorescent |  | Twist | 2 | 13 | Bedroom | 2298215 | Bedroom | 0.0005169
Floor lamp | Compact Fluorescent |  | Twist | 1 | 13 | Bedroom | 2298215 | Bedroom | 0.0005169
Ceiling Fixture | Incandescent |  | Standard A Lamp | 2 | 60 | Bedroom | 2298216 | Bedroom | 0.0005169
Floor lamp | Compact Fluorescent |  | Twist | 1 | 15 | Bedroom | 2298216 | Bedroom | 0.0005169
Floor lamp | Incandescent |  | Standard A Lamp | 1 | 60 | Bedroom | 2298216 | Bedroom | 0.0005169
Recessed Can | Incandescent |  | Reflector | 1 | 75 | Hall | 2298217 | Hall | 0.0005169
Wall Mount | Halogen |  | PAR | 2 | 100 | Bathroom | 229851 | Bathroom | 0.0017229
Recessed Can | Compact Fluorescent |  | Flood | 1 | 13 | Closet | 229852 | Closet | 0.0017229
Ceiling Fixture | Compact Fluorescent |  | Twist | 1 | 13 | Closet | 229853 | Closet | 0.0017229
Recessed Can | Incandescent |  | Reflector | 1 | 50 | Other | 229854 | Other | 0.0017229
Ceiling Fixture | Incandescent |  | Standard A Lamp | 1 | 150 | Garage | 229855 | Garage | 0.0017229
Ceiling Fixture | Compact Fluorescent |  | Flood | 1 | 13 | Bedroom | 229856 | Bedroom | 0.0017229
Floor lamp | Compact Fluorescent |  | Twist | 1 | 18 | Bedroom | 229856 | Bedroom | 0.0017229
Ceiling Fixture | Incandescent |  | Standard A Lamp | 1 | 65 | Bathroom | 229857 | Bathroom | 0.0017229
Recessed Can | Compact Fluorescent |  | Flood | 1 | 13 | Hall | 229858 | Hall | 0.0017229
Recessed Can | Compact Fluorescent |  | Flood | 1 | 13 | Kitchen | 229859 | Kitchen | 0.0017229
Ceiling Fixture | Compact Fluorescent |  | Flood | 1 | 13 | Laundry Room | 2298510 | Laundry Room | 0.0017229
Torchiere | Incandescent |  | Standard A Lamp | 1 | 250 | Living Room | 2298511 | Living Room | 0.0017229
Floor lamp | Compact Fluorescent |  | Twist | 1 | 13 | Living Room | 2298511 | Living Room | 0.0017229
Recessed Can | Incandescent |  | Reflector | 1 | 65 | Living Room | 2298511 | Living Room | 0.0017229
Wall Mount | Halogen |  | PAR | 2 | 100 | Bathroom | 2298512 | Bathroom | 0.0017229
Recessed Can | Compact Fluorescent |  | Flood | 1 | 13 | Bathroom | 2298512 | Bathroom | 0.0017229
Chandelier (Hanging) | Incandescent |  | Decorative | 4 | 40 | Bathroom | 2298512 | Bathroom | 0.0017229
Ceiling Fan | Halogen |  | PAR | 1 | 100 | Master Bedroom | 2298513 | Master Bedroom | 0.0017229
Floor lamp | Compact Fluorescent |  | Twist | 1 | 18 | Office | 2298514 | Office | 0.0017229
Ceiling Fan | Halogen |  | PAR | 1 | 100 | Office | 2298514 | Office | 0.0017229
Recessed Can | Incandescent |  | Reflector | 1 | 50 | Family Room | 2298515 | Family Room | 0.0017229
Wall Mount | Incandescent |  | Standard A Lamp | 2 | 60 | Bathroom | 229931 | Bathroom | 0.0020539
Ceiling Fixture | Incandescent |  | Standard A Lamp | 1 | 60 | Bathroom | 229931 | Bathroom | 0.0020539
Wall Mount | Incandescent |  | Standard A Lamp | 4 | 60 | Bathroom | 229932 | Bathroom | 0.0020539
Ceiling Fixture | Incandescent |  | Standard A Lamp | 1 | 60 | Bathroom | 229932 | Bathroom | 0.0020539
Table | Incandescent |  | Standard A Lamp | 1 | 100 | Bedroom | 229933 | Bedroom | 0.0020539
Floor lamp | Incandescent |  | Standard A Lamp | 3 | 100 | Bedroom | 229933 | Bedroom | 0.0020539
Recessed - other | Incandescent |  | Reflector | 1 | 50 | Bedroom | 229934 | Bedroom | 0.0020539
Ceiling Fixture | Incandescent |  | Standard A Lamp | 1 | 60 | Closet | 229935 | Closet | 0.0020539
Ceiling Fixture | Linear Fluorescent | 48 | T-8 | 4 | 32 | Closet | 229935 | Closet | 0.0020539
Recessed - other | Incandescent |  | Standard A Lamp | 1 | 40 | Closet | 229935 | Closet | 0.0020539
Recessed Can | Incandescent |  | Reflector | 1 | 65 | Closet | 229936 | Closet | 0.0020539
Recessed Can | Incandescent |  | Reflector | 1 | 65 | Closet | 229937 | Closet | 0.0020539
Recessed Can | Incandescent |  | Reflector | 1 | 65 | Hall | 229938 | Hall | 0.0020539
Ceiling Fixture | Incandescent |  | Standard A Lamp | 1 | 100 | Hall | 229938 | Hall | 0.0020539
Chandelier (Hanging) | Incandescent |  | Globe | 4 | 60 | Kitchen | 229939 | Kitchen | 0.0020539
Ceiling Fixture | Incandescent |  | Reflector | 2 | 25 | Kitchen | 229939 | Kitchen | 0.0020539
Table | Incandescent |  | Standard A Lamp | 1 | 200 | Living Room | 2299310 | Living Room | 0.0020539
Table | Incandescent |  | Standard A Lamp | 1 | 60 | Living Room | 2299310 | Living Room | 0.0020539
Wall Mount | Halogen |  | PAR | 1 | 50 | Living Room | 2299310 | Living Room | 0.0020539
Ceiling Fixture | Incandescent |  | Standard A Lamp | 1 | 100 | Other | 2299311 | Other | 0.0020539
Ceiling Fixture | Halogen |  | MR | 1 | 100 | Other | 2299311 | Other | 0.0020539
Wall Mount | Incandescent |  | Standard A Lamp | 3 | 60 | Bathroom | 229941 | Bathroom | 0.00040077
Ceiling Fixture | Incandescent |  | Heat Lamp | 2 | 250 | Bathroom | 229941 | Bathroom | 0.00040077
Ceiling Fan | Incandescent |  | Decorative | 3 | 60 | Bedroom | 229942 | Bedroom | 0.00040077
Ceiling Fan | Incandescent |  | Standard A Lamp | 1 | 60 | Bedroom | 229943 | Bedroom | 0.00040077
Floor lamp | Compact Fluorescent |  | Twist | 1 | 13 | Bedroom | 229943 | Bedroom | 0.00040077
Chandelier (Hanging) | Incandescent |  | Decorative | 5 | 40 | Dining Room | 229944 | Dining Room | 0.00040077
Ceiling Fixture | Incandescent |  | Standard A Lamp | 1 | 60 | Hall | 229945 | Hall | 0.00040077
Ceiling Fixture | Incandescent |  | Standard A Lamp | 3 | 60 | Kitchen | 229946 | Kitchen | 0.00040077
Ceiling Fixture | Compact Fluorescent |  | Twist | 1 | 13 | Kitchen | 229946 | Kitchen | 0.00040077
Ceiling Fixture | Compact Fluorescent |  | Twist | 1 | 23 | Laundry Room | 229947 | Laundry Room | 0.00040077
Floor lamp | Incandescent |  | Standard A Lamp | 1 | 60 | Living Room | 229948 | Living Room | 0.00040077
Floor lamp | Compact Fluorescent |  | Twist | 3 | 13 | Living Room | 229948 | Living Room | 0.00040077
Wall Mount | Incandescent |  | Decorative | 1 | 40 | Hall | 229949 | Hall | 0.00040077
Ceiling Fixture | Incandescent |  | Standard A Lamp | 2 | 60 | Bathroom | 2299410 | Bathroom | 0.00040077
Ceiling Fan | Incandescent |  | Standard A Lamp | 1 | 60 | Bedroom | 2299411 | Bedroom | 0.00040077
Floor lamp | Incandescent |  | Standard A Lamp | 1 | 60 | Bedroom | 2299411 | Bedroom | 0.00040077
Ceiling Fixture | Linear Fluorescent | 48 | T-12 | 3 | 40 | Other | 230031 | Other | 0.0005169
Recessed Can | Incandescent |  | Reflector | 1 | 65 | Bathroom | 230032 | Bathroom | 0.0005169
Ceiling Fan | Incandescent |  | Globe | 4 | 40 | Bedroom | 230033 | Bedroom | 0.0005169
Table | Halogen |  | MR | 5 | 10 | Bedroom | 230033 | Bedroom | 0.0005169
Ceiling Fan | Incandescent |  | Globe | 4 | 60 | Office | 230034 | Office | 0.0005169
Ceiling Fixture | Compact Fluorescent |  | Twist | 1 | 15 | Hall | 230035 | Hall | 0.0005169
Ceiling Fixture | Halogen |  | MR | 1 | 50 | Kitchen | 230036 | Kitchen | 0.0005169
Chandelier (Hanging) | Incandescent |  | Globe | 3 | 40 | Kitchen | 230036 | Kitchen | 0.0005169
Chandelier (Hanging) | Halogen |  | Quartz Tube | 1 | 50 | Kitchen | 230036 | Kitchen | 0.0005169
Recessed Can | Incandescent |  | Reflector | 1 | 65 | Living Room | 230037 | Living Room | 0.0005169
Table | Incandescent |  | Decorative | 2 | 25 | Living Room | 230037 | Living Room | 0.0005169
Wall Mount | Incandescent |  | Decorative | 1 | 25 | Living Room | 230037 | Living Room | 0.0005169
Other | Compact Fluorescent |  | Mini base | 1 | 7 | Living Room | 230037 | Living Room | 0.0005169
Floor lamp | Halogen |  | MR | 5 | 20 | Living Room | 230037 | Living Room | 0.0005169
Ceiling Fixture | Incandescent |  | Standard A Lamp | 1 | 100 | Other | 230171 | Other | 0.00094081
Ceiling Fixture | Incandescent |  | Standard A Lamp | 1 | 100 | Other | 230172 | Other | 0.00094081
Wall Mount | Incandescent |  | Clear | 4 | 60 | Bathroom | 230173 | Bathroom | 0.00094081
Recessed Can | Incandescent |  | Reflector | 1 | 65 | Hall | 230174 | Hall | 0.00094081
Ceiling Fixture | Incandescent |  | Standard A Lamp | 1 | 60 | Garage | 230175 | Garage | 0.00094081
Recessed Can | Incandescent |  | Reflector | 1 | 65 | Kitchen | 230176 | Kitchen | 0.00094081
Chandelier (Hanging) | Incandescent |  | Decorative | 1 | 60 | Kitchen | 230176 | Kitchen | 0.00094081
Ceiling Fixture | Compact Fluorescent | 24 | Circline (Screw Base) | 2 | 28 | Laundry Room | 230177 | Laundry Room | 0.00094081
Recessed Can | Incandescent |  | Reflector | 1 | 65 | Living Room | 230178 | Living Room | 0.00094081
Wall Mount | Incandescent |  | Clear | 6 | 60 | Bathroom | 230179 | Bathroom | 0.00094081
Ceiling Fan | Incandescent |  | Standard A Lamp | 3 | 60 | Master Bedroom | 2301710 | Master Bedroom | 0.00094081
Recessed Can | Incandescent |  | Reflector | 1 | 65 | Master Bedroom | 2301710 | Master Bedroom | 0.00094081
Ceiling Fixture | Compact Fluorescent | 24 | Circline (Screw Base) | 2 | 28 | Closet | 2301711 | Closet | 0.00094081
Ceiling Fixture | Incandescent |  | Reflector | 1 | 65 | Office | 2301712 | Office | 0.00094081
Ceiling Fixture | Compact Fluorescent | 24 | Circline (Screw Base) | 2 | 26 | Closet | 2301713 | Closet | 0.00094081
Ceiling Fixture | Incandescent |  | Reflector | 1 | 65 | Other | 2301714 | Other | 0.00094081
Ceiling Fixture | Incandescent |  | Standard A Lamp | 1 | 60 | Bathroom | 230211 | Bathroom | 0.00028447
Wall Mount | Incandescent |  | Globe | 4 | 40 | Bathroom | 230211 | Bathroom | 0.00028447
Ceiling Fixture | Incandescent |  | Standard A Lamp | 2 | 60 | Closet | 230212 | Closet | 0.00028447
Ceiling Fan | Compact Fluorescent |  | Twist | 3 | 22 | Other | 230213 | Other | 0.00028447
Ceiling Fixture | Incandescent |  | Standard A Lamp | 2 | 60 | Hall | 230214 | Hall | 0.00028447
Ceiling Fixture | Incandescent |  | Decorative | 3 | 40 | Hall | 230215 | Hall | 0.00028447
Ceiling Fixture | Incandescent |  | Standard A Lamp | 1 | 65 | Hall | 230216 | Hall | 0.00028447
Recessed Can | Halogen |  | MR | 1 | 50 | Kitchen | 230217 | Kitchen | 0.00028447
Chandelier (Hanging) | Incandescent |  | Mini base | 1 | 40 | Kitchen | 230217 | Kitchen | 0.00028447
Ceiling Fan | Incandescent |  | Globe | 4 | 40 | Kitchen | 230217 | Kitchen | 0.00028447
Ceiling Fixture | Linear Fluorescent | 48 | T-12 | 2 | 40 | Laundry Room | 230218 | Laundry Room | 0.00028447
Table | Incandescent |  | 3-Way Incandescent | 1 | 90 | Living Room | 230219 | Living Room | 0.00028447
Floor lamp | Incandescent |  | 3-Way Incandescent | 1 | 75 | Living Room | 230219 | Living Room | 0.00028447
Wall Mount | Compact Fluorescent |  | Twist | 3 | 15 | Bathroom | 2302110 | Bathroom | 0.00028447
Ceiling Fixture | Incandescent |  | Standard A Lamp | 1 | 75 | Bathroom | 2302110 | Bathroom | 0.00028447
Ceiling Fan | Incandescent |  | Decorative | 3 | 60 | Master Bedroom | 2302111 | Master Bedroom | 0.00028447
Table | Incandescent |  | Decorative | 1 | 40 | Master Bedroom | 2302111 | Master Bedroom | 0.00028447
Chandelier (Hanging) | Compact Fluorescent |  | Twist | 1 | 22 | Family Room | 2302112 | Family Room | 0.00028447
Floor lamp | Compact Fluorescent |  | Straight Tube | 1 | 28 | Family Room | 2302112 | Family Room | 0.00028447
Table | Incandescent |  | Mini base | 1 | 40 | Family Room | 2302112 | Family Room | 0.00028447
Table | Compact Fluorescent |  | Twist | 2 | 15 | Office | 2302113 | Office | 0.00028447
Floor lamp | Halogen |  | MR | 2 | 150 | Office | 2302113 | Office | 0.00028447
Floor lamp | Compact Fluorescent |  | Straight Tube | 1 | 28 | Office | 2302113 | Office | 0.00028447
Wall Mount | Incandescent |  | Mini base | 3 | 60 | Bathroom | 230281 | Bathroom | 0.0030496
Wall Mount | Incandescent |  | Globe | 4 | 60 | Bathroom | 230282 | Bathroom | 0.0030496
Table | Incandescent |  | Decorative | 1 | 60 | Bedroom | 230283 | Bedroom | 0.0030496
Table | Incandescent |  | Standard A Lamp | 1 | 60 | Bedroom | 230283 | Bedroom | 0.0030496
Ceiling Fixture | Incandescent |  | Reflector | 1 | 75 | Bedroom | 230283 | Bedroom | 0.0030496
Ceiling Fixture | Compact Fluorescent |  | Twist | 2 | 13 | Bedroom | 230284 | Bedroom | 0.0030496
Table | Incandescent |  | Standard A Lamp | 1 | 40 | Bedroom | 230284 | Bedroom | 0.0030496
Table | Halogen |  | MR | 1 | 50 | Bedroom | 230284 | Bedroom | 0.0030496
Ceiling Fixture | Compact Fluorescent |  | Twist | 2 | 13 | Bedroom | 230285 | Bedroom | 0.0030496
Floor lamp | Compact Fluorescent |  | Twist | 3 | 26 | Bedroom | 230285 | Bedroom | 0.0030496
Table | Compact Fluorescent |  | Twist | 1 | 13 | Bedroom | 230285 | Bedroom | 0.0030496
Ceiling Fixture | Linear Fluorescent | 48 | T-12 | 2 | 40 | Bedroom | 230286 | Bedroom | 0.0030496
Table | Incandescent |  | Standard A Lamp | 1 | 40 | Bedroom | 230286 | Bedroom | 0.0030496
Ceiling Fixture | Linear Fluorescent | 48 | T-12 | 2 | 40 | Bedroom | 230287 | Bedroom | 0.0030496
Table | Incandescent |  | Decorative | 1 | 60 | Bedroom | 230287 | Bedroom | 0.0030496
Ceiling Fixture | Linear Fluorescent | 48 | T-12 | 2 | 40 | Bedroom | 230288 | Bedroom | 0.0030496
Table | Incandescent |  | Standard A Lamp | 1 | 75 | Bedroom | 230288 | Bedroom | 0.0030496
Chandelier (Hanging) | Incandescent |  | Mini base | 5 | 60 | Dining Room | 230289 | Dining Room | 0.0030496
Table | Incandescent |  | Standard A Lamp | 1 | 40 | Dining Room | 230289 | Dining Room | 0.0030496
Recessed Can | Compact Fluorescent |  | Twist | 1 | 26 | Family Room | 2302810 | Family Room | 0.0030496
Recessed Can | Incandescent |  | Reflector | 1 | 75 | Family Room | 2302810 | Family Room | 0.0030496
Ceiling Fixture | Compact Fluorescent |  | Twist | 1 | 26 | Other | 2302811 | Other | 0.0030496
Garage door opener | Incandescent |  | Standard A Lamp | 1 | 60 | Garage | 2302812 | Garage | 0.0030496
Ceiling Fixture | Incandescent |  | Reflector | 1 | 75 | Garage | 2302812 | Garage | 0.0030496
Wall Mount | Incandescent |  | Mini base | 1 | 60 | Hall | 2302813 | Hall | 0.0030496
Chandelier (Hanging) | Incandescent |  | Standard A Lamp | 3 | 60 | Hall | 2302813 | Hall | 0.0030496
Wall Mount | Incandescent |  | Standard A Lamp | 1 | 40 | Hall | 2302814 | Hall | 0.0030496
Chandelier (Hanging) | Halogen |  | MR | 1 | 50 | Kitchen | 2302815 | Kitchen | 0.0030496
Recessed Can | Incandescent |  | Reflector | 1 | 75 | Kitchen | 2302815 | Kitchen | 0.0030496
Ceiling Fixture | Linear Fluorescent | 48 | T-12 | 2 | 40 | Laundry Room | 2302816 | Laundry Room | 0.0030496
Recessed Can | Incandescent |  | Reflector | 1 | 65 | Living Room | 2302817 | Living Room | 0.0030496
Table | Compact Fluorescent |  | Twist | 1 | 26 | Living Room | 2302817 | Living Room | 0.0030496
Table | Compact Fluorescent |  | Twist | 1 | 20 | Living Room | 2302817 | Living Room | 0.0030496
Table | Incandescent |  | Mini base | 1 | 60 | Living Room | 2302817 | Living Room | 0.0030496
Wall Mount | Incandescent |  | Globe | 8 | 60 | Bathroom | 2302818 | Bathroom | 0.0030496
Ceiling Fixture | Incandescent |  | Standard A Lamp | 1 | 60 | Bathroom | 2302818 | Bathroom | 0.0030496
Track | Incandescent |  | Reflector | 2 | 75 | Master Bedroom | 2302819 | Master Bedroom | 0.0030496
Table | Incandescent |  | Standard A Lamp | 1 | 60 | Master Bedroom | 2302819 | Master Bedroom | 0.0030496
Table | Incandescent |  | Standard A Lamp | 1 | 40 | Master Bedroom | 2302819 | Master Bedroom | 0.0030496
Recessed Can | Incandescent |  | Reflector | 1 | 75 | Closet | 2302820 | Closet | 0.0030496
Ceiling Fixture | Linear Fluorescent | 48 | T-12 | 2 | 40 | Garage | 2302821 | Garage | 0.0030496
Architectural | Compact Fluorescent |  | Twist | 1 | 15 | Hall | 2302822 | Hall | 0.0030496
Chandelier (Hanging) | Incandescent |  | Decorative | 3 | 40 | Other | 230291 | Other | 0.00040077
Ceiling Fixture | Incandescent |  | Standard A Lamp | 1 | 60 | Garage | 230292 | Garage | 0.00040077
Garage door opener | Incandescent |  | Standard A Lamp | 2 | 40 | Garage | 230292 | Garage | 0.00040077
Recessed Can | Compact Fluorescent |  | Flood | 1 | 18 | Bedroom | 230293 | Bedroom | 0.00040077
Floor lamp | Incandescent |  | Standard A Lamp | 1 | 60 | Bedroom | 230293 | Bedroom | 0.00040077
Floor lamp | Incandescent |  | Reflector | 3 | 60 | Bedroom | 230293 | Bedroom | 0.00040077
Chandelier (Hanging) | Incandescent |  | Globe | 5 | 40 | Kitchen | 230294 | Kitchen | 0.00040077
Recessed Can | Compact Fluorescent |  | Flood | 1 | 18 | Kitchen | 230294 | Kitchen | 0.00040077
Ceiling Fixture | Incandescent |  | Standard A Lamp | 1 | 60 | Laundry Room | 230295 | Laundry Room | 0.00040077
Ceiling Fixture | Compact Fluorescent |  | Twist | 2 | 25 | Office | 230296 | Office | 0.00040077
Floor lamp | Incandescent |  | 3-Way Incandescent | 1 | 250 | Office | 230296 | Office | 0.00040077
Ceiling Fixture | Compact Fluorescent |  | Twist | 2 | 25 | Office | 230296 | Office | 0.00040077
Wall Mount | Incandescent |  | Decorative | 2 | 40 | Office | 230296 | Office | 0.00040077
Wall Mount | Incandescent |  | Standard A Lamp | 1 | 75 | Office | 230296 | Office | 0.00040077
Floor lamp | Compact Fluorescent |  | Twist | 1 | 15 | Living Room | 230297 | Living Room | 0.00040077
Floor lamp | Incandescent |  | 3-Way Incandescent | 1 | 150 | Living Room | 230297 | Living Room | 0.00040077
Floor lamp | Incandescent |  | Reflector | 2 | 65 | Living Room | 230297 | Living Room | 0.00040077
Wall Mount | Incandescent |  | Globe | 3 | 40 | Bathroom | 230298 | Bathroom | 0.00040077
Ceiling Fixture | Incandescent |  | Standard A Lamp | 1 | 60 | Hall | 230299 | Hall | 0.00040077
Ceiling Fixture | Incandescent |  | Standard A Lamp | 1 | 60 | Bathroom | 2302910 | Bathroom | 0.00040077
Ceiling Fan | Incandescent |  | Standard A Lamp | 4 | 40 | Master Bedroom | 2302911 | Master Bedroom | 0.00040077
Recessed Can | Compact Fluorescent |  | Flood | 1 | 18 | Master Bedroom | 2302911 | Master Bedroom | 0.00040077
Torchiere | Compact Fluorescent |  | Twist | 1 | 25 | Master Bedroom | 2302911 | Master Bedroom | 0.00040077
Floor lamp | Incandescent |  | 3-Way Incandescent | 1 | 150 | Master Bedroom | 2302911 | Master Bedroom | 0.00040077
Floor lamp | Compact Fluorescent |  | Twist | 1 | 25 | Master Bedroom | 2302911 | Master Bedroom | 0.00040077
Chandelier (Hanging) | Incandescent |  | Globe | 1 | 40 | Office | 2302912 | Office | 0.00040077
Floor lamp | Incandescent |  | Reflector | 3 | 50 | Office | 2302912 | Office | 0.00040077
Ceiling Fixture | Incandescent |  | Standard A Lamp | 4 | 40 | Bedroom | 2302913 | Bedroom | 0.00040077
Floor lamp | Compact Fluorescent |  | Twist | 1 | 25 | Bedroom | 2302913 | Bedroom | 0.00040077
Floor lamp | Incandescent |  | Mini base | 1 | 20 | Bedroom | 2302913 | Bedroom | 0.00040077
Recessed Can | Compact Fluorescent |  | Flood | 1 | 18 | Bedroom | 2302913 | Bedroom | 0.00040077
Chandelier (Hanging) | Incandescent |  | Standard A Lamp | 1 | 100 | Hall | 2302914 | Hall | 0.00040077
Ceiling Fixture | Compact Fluorescent |  | Twist | 1 | 25 | Bedroom | 2302915 | Bedroom | 0.00040077
Wall Mount | Incandescent |  | Globe | 3 | 40 | Bathroom | 2302916 | Bathroom | 0.00040077
Ceiling Fixture | Incandescent |  | Standard A Lamp | 1 | 25 | Bathroom | 2302916 | Bathroom | 0.00040077
Ceiling Fixture | Compact Fluorescent |  | Twist | 2 | 15 | Living Room | 230341 | Living Room | 0.00029634
Chandelier (Hanging) | Incandescent |  | Standard A Lamp | 3 | 40 | Hall | 230342 | Hall | 0.00029634
Ceiling Fixture | Incandescent |  | Standard A Lamp | 1 | 60 | Other | 230343 | Other | 0.00029634
Chandelier (Hanging) | Incandescent |  | Standard A Lamp | 2 | 100 | Dining Room | 230344 | Dining Room | 0.00029634
Recessed Can | Compact Fluorescent |  | Flood | 1 | 22 | Kitchen | 230345 | Kitchen | 0.00029634
Table | Compact Fluorescent |  | Twist | 1 | 15 | Bedroom | 230346 | Bedroom | 0.00029634
Wall Mount | Incandescent |  | Mini base | 1 | 60 | Hall | 230347 | Hall | 0.00029634
Wall Mount | Incandescent |  | Standard A Lamp | 3 | 40 | Bathroom | 230348 | Bathroom | 0.00029634
Ceiling Fan | Incandescent |  | Decorative | 3 | 25 | Master Bedroom | 230349 | Master Bedroom | 0.00029634
Wall Mount | Compact Fluorescent |  | Twist | 1 | 15 | Master Bedroom | 230349 | Master Bedroom | 0.00029634
Table | Compact Fluorescent |  | Twist | 1 | 15 | Master Bedroom | 230349 | Master Bedroom | 0.00029634
Table | Incandescent |  | Standard A Lamp | 2 | 60 | Office | 2303410 | Office | 0.00029634
Ceiling Fixture | Compact Fluorescent |  | Twist | 2 | 15 | Closet | 2303411 | Closet | 0.00029634
Ceiling Fixture | Incandescent |  | Clear | 1 | 40 | Other | 230491 | Other | 0.00094081
Table | Compact Fluorescent |  | Twist | 1 | 14 | Other | 230491 | Other | 0.00094081
Wall Mount | Compact Fluorescent |  | Twist | 2 | 14 | Bathroom | 230492 | Bathroom | 0.00094081
Ceiling Fixture | Compact Fluorescent |  | Twist | 3 | 14 | Bedroom | 230493 | Bedroom | 0.00094081
Ceiling Fixture | Compact Fluorescent |  | Twist | 3 | 14 | Bedroom | 230494 | Bedroom | 0.00094081
Ceiling Fixture | Compact Fluorescent |  | Twist | 3 | 14 | Bedroom | 230495 | Bedroom | 0.00094081
Ceiling Fixture | Compact Fluorescent |  | Twist | 1 | 14 | Hall | 230496 | Hall | 0.00094081
Ceiling Fixture | Compact Fluorescent |  | Twist | 2 | 14 | Family Room | 230497 | Family Room | 0.00094081
Torchiere | Halogen |  | Quartz Tube | 1 | 300 | Family Room | 230497 | Family Room | 0.00094081
Ceiling Fixture | Linear Fluorescent | 48 | T-12 | 2 | 40 | Garage | 230498 | Garage | 0.00094081
Ceiling Fixture | Compact Fluorescent |  | Twist | 1 | 14 | Garage | 230498 | Garage | 0.00094081
Track | Incandescent |  | Reflector | 8 | 75 | Hall | 230499 | Hall | 0.00094081
Ceiling Fixture | Halogen |  | PAR | 2 | 50 | Kitchen | 2304910 | Kitchen | 0.00094081
Track | Compact Fluorescent |  | Reflector | 3 | 15 | Kitchen | 2304910 | Kitchen | 0.00094081
Ceiling Fan | Compact Fluorescent |  | Twist | 1 | 14 | Kitchen | 2304910 | Kitchen | 0.00094081
Ceiling Fixture | Linear Fluorescent | 48 | T-12 | 2 | 40 | Laundry Room | 2304911 | Laundry Room | 0.00094081
Track | Compact Fluorescent |  | Reflector | 7 | 14 | Living Room | 2304912 | Living Room | 0.00094081
Torchiere | Halogen |  | Quartz Tube | 1 | 300 | Living Room | 2304912 | Living Room | 0.00094081
Ceiling Fixture | Compact Fluorescent |  | Twist | 5 | 14 | Bathroom | 2304913 | Bathroom | 0.00094081
Ceiling Fixture | Halogen |  | PAR | 1 | 50 | Master Bedroom | 2304914 | Master Bedroom | 0.00094081
Ceiling Fixture | Linear Fluorescent | 48 | T-12 | 2 | 40 | Master Bedroom | 2304914 | Master Bedroom | 0.00094081
Table | Compact Fluorescent |  | Twist | 1 | 14 | Office | 2304915 | Office | 0.00094081
Ceiling Fixture | Compact Fluorescent |  | Twist | 2 | 14 | Office | 2304916 | Office | 0.00094081
Wall Mount | Incandescent |  | Clear | 6 | 40 | Bathroom | 230841 | Bathroom | 0.0005169
Table | Incandescent |  | Standard A Lamp | 1 | 60 | Bedroom | 230842 | Bedroom | 0.0005169
Ceiling Fixture | Incandescent |  | Standard A Lamp | 1 | 60 | Bedroom | 230843 | Bedroom | 0.0005169
Chandelier (Hanging) | Incandescent |  | Clear | 5 | 60 | Dining Room | 230844 | Dining Room | 0.0005169
Recessed Can | Incandescent |  | Reflector | 1 | 65 | Dining Room | 230844 | Dining Room | 0.0005169
Recessed Can | Incandescent |  | Reflector | 1 | 65 | Other | 230845 | Other | 0.0005169
Recessed Can | Incandescent |  | Reflector | 1 | 65 | Family Room | 230846 | Family Room | 0.0005169
Ceiling Fixture | Incandescent |  | Decorative | 3 | 25 | Other | 230847 | Other | 0.0005169
Ceiling Fixture | Incandescent |  | Reflector | 3 | 65 | Garage | 230848 | Garage | 0.0005169
Garage door opener | Incandescent |  | Standard A Lamp | 1 | 60 | Garage | 230848 | Garage | 0.0005169
Ceiling Fixture | Linear Fluorescent | 96 | T-12 | 2 | 40 | Garage | 230848 | Garage | 0.0005169
Ceiling Fixture | Incandescent |  | Decorative | 3 | 25 | Hall | 230849 | Hall | 0.0005169
Recessed Can | Incandescent |  | Reflector | 1 | 65 | Kitchen | 2308410 | Kitchen | 0.0005169
Ceiling Fixture | Linear Fluorescent | 48 | T-12 | 2 | 32 | Laundry Room | 2308411 | Laundry Room | 0.0005169
Recessed Can | Incandescent |  | Reflector | 1 | 65 | Living Room | 2308412 | Living Room | 0.0005169
Table | Incandescent |  | 3-Way Incandescent | 1 | 150 | Living Room | 2308412 | Living Room | 0.0005169
Wall Mount | Incandescent |  | Clear | 6 | 40 | Bathroom | 2308413 | Bathroom | 0.0005169
Ceiling Fan | Incandescent |  | Standard A Lamp | 1 | 60 | Bathroom | 2308413 | Bathroom | 0.0005169
Recessed Can | Incandescent |  | Reflector | 1 | 65 | Bathroom | 2308413 | Bathroom | 0.0005169
Recessed Can | Incandescent |  | Reflector | 1 | 65 | Master Bedroom | 2308414 | Master Bedroom | 0.0005169
Table | Incandescent |  | Standard A Lamp | 1 | 60 | Master Bedroom | 2308414 | Master Bedroom | 0.0005169
Ceiling Fixture | Linear Fluorescent | 24 | T-4 | 1 | 20 | Other | 2308415 | Other | 0.0005169
Recessed Can | Incandescent |  | Reflector | 1 | 65 | Dining Room | 2308416 | Dining Room | 0.0005169
Track | Incandescent |  | Reflector | 3 | 65 | Office | 2308417 | Office | 0.0005169
Wall Mount | Incandescent |  | Clear | 5 | 40 | Bathroom | 2308418 | Bathroom | 0.0005169
Recessed Can | Incandescent |  | Clear | 1 | 65 | Bathroom | 2308418 | Bathroom | 0.0005169
Table | Incandescent |  | Standard A Lamp | 1 | 40 | Living Room | 231101 | Living Room | 0.00094081
Table | Incandescent |  | Standard A Lamp | 1 | 100 | Living Room | 231101 | Living Room | 0.00094081
Ceiling Fixture | Incandescent |  | Standard A Lamp | 4 | 100 | Living Room | 231101 | Living Room | 0.00094081
Wall Mount | Incandescent |  | Standard A Lamp | 1 | 40 | Living Room | 231101 | Living Room | 0.00094081
Ceiling Fixture | Incandescent |  | Standard A Lamp | 1 | 100 | Living Room | 231101 | Living Room | 0.00094081
Ceiling Fixture | Incandescent |  | Standard A Lamp | 1 | 40 | Hall | 231102 | Hall | 0.00094081
Ceiling Fixture | Incandescent |  | Standard A Lamp | 1 | 100 | Bedroom | 231103 | Bedroom | 0.00094081
Wall Mount | Incandescent |  | Standard A Lamp | 2 | 100 | Bathroom | 231104 | Bathroom | 0.00094081
Ceiling Fixture | Compact Fluorescent |  | Twist | 1 | 15 | Master Bedroom | 231105 | Master Bedroom | 0.00094081
Wall Mount | Incandescent |  | Standard A Lamp | 4 | 60 | Bathroom | 231111 | Bathroom | 0.00029634
Ceiling Fixture | Incandescent |  | Standard A Lamp | 3 | 60 | Bedroom | 231112 | Bedroom | 0.00029634
Table | Incandescent |  | Decorative | 1 | 60 | Bedroom | 231112 | Bedroom | 0.00029634
Ceiling Fixture | Incandescent |  | Standard A Lamp | 3 | 60 | Bedroom | 231113 | Bedroom | 0.00029634
Table | Incandescent |  | Decorative | 2 | 40 | Bedroom | 231113 | Bedroom | 0.00029634
Recessed Can | Incandescent |  | Reflector | 1 | 65 | Other | 231114 | Other | 0.00029634
Exit | Incandescent |  | Standard A Lamp | 2 | 60 | Garage | 231115 | Garage | 0.00029634
Ceiling Fixture | Incandescent |  | Standard A Lamp | 1 | 100 | Garage | 231115 | Garage | 0.00029634
Recessed Can | Incandescent |  | Reflector | 1 | 65 | Kitchen | 231116 | Kitchen | 0.00029634
Chandelier (Hanging) | Incandescent |  | Clear | 1 | 40 | Kitchen | 231116 | Kitchen | 0.00029634
Chandelier (Hanging) | Incandescent |  | Decorative | 6 | 40 | Kitchen | 231116 | Kitchen | 0.00029634
Ceiling Fixture | Incandescent |  | Standard A Lamp | 2 | 60 | Laundry Room | 231117 | Laundry Room | 0.00029634
Recessed Can | Incandescent |  | Reflector | 1 | 60 | Living Room | 231118 | Living Room | 0.00029634
Ceiling Fan | Incandescent |  | Standard A Lamp | 2 | 60 | Living Room | 231118 | Living Room | 0.00029634
Floor lamp | Incandescent |  | Standard A Lamp | 1 | 150 | Living Room | 231118 | Living Room | 0.00029634
Ceiling Fixture | Incandescent |  | Standard A Lamp | 2 | 60 | Bathroom | 231119 | Bathroom | 0.00029634
Wall Mount | Incandescent |  | Standard A Lamp | 3 | 60 | Bathroom | 231119 | Bathroom | 0.00029634
Recessed Can | Incandescent |  | Reflector | 1 | 65 | Bathroom | 231119 | Bathroom | 0.00029634
Ceiling Fixture | Incandescent |  | Standard A Lamp | 2 | 60 | Closet | 2311110 | Closet | 0.00029634
Ceiling Fan | Incandescent |  | Standard A Lamp | 2 | 60 | Master Bedroom | 2311111 | Master Bedroom | 0.00029634
Recessed Can | Incandescent |  | Clear | 1 | 40 | Master Bedroom | 2311111 | Master Bedroom | 0.00029634
Table | Incandescent |  | Standard A Lamp | 1 | 60 | Master Bedroom | 2311111 | Master Bedroom | 0.00029634
Wall Mount | Incandescent |  | Standard A Lamp | 2 | 60 | Other | 2311112 | Other | 0.00029634
Ceiling Fixture | Incandescent |  | Standard A Lamp | 2 | 60 | Other | 2311113 | Other | 0.00029634
Ceiling Fixture | Incandescent |  | Standard A Lamp | 3 | 60 | Office | 2311114 | Office | 0.00029634
Table | Incandescent |  | Decorative | 1 | 60 | Office | 2311114 | Office | 0.00029634
Wall Mount | Incandescent |  | Standard A Lamp | 3 | 60 | Bathroom | 2311115 | Bathroom | 0.00029634
Ceiling Fixture | Incandescent |  | Standard A Lamp | 2 | 60 | Hall | 2311116 | Hall | 0.00029634
Ceiling Fixture | Incandescent |  | Standard A Lamp | 3 | 60 | Hall | 2311116 | Hall | 0.00029634
Table | Incandescent |  | Decorative | 1 | 60 | Hall | 2311116 | Hall | 0.00029634
Ceiling Fixture | Incandescent |  | Standard A Lamp | 3 | 60 | Bedroom | 2311117 | Bedroom | 0.00029634
Ceiling Fixture | Incandescent |  | Standard A Lamp | 2 | 60 | Bedroom | 2311117 | Bedroom | 0.00029634
Table | Incandescent |  | Decorative | 3 | 40 | Bedroom | 2311117 | Bedroom | 0.00029634
Ceiling Fixture | Incandescent |  | Standard A Lamp | 1 | 60 | Other | 2311118 | Other | 0.00029634
Ceiling Fixture | Linear Fluorescent | 96 | T-12 | 2 | 60 | Other | 2311119 | Other | 0.00029634
Garage door opener | Incandescent |  | Standard A Lamp | 1 | 60 | Other | 2311119 | Other | 0.00029634
Ceiling Fixture | Incandescent |  | Standard A Lamp | 3 | 60 | Bedroom | 2311120 | Bedroom | 0.00029634
Ceiling Fixture | Incandescent |  | Standard A Lamp | 2 | 60 | Hall | 2311121 | Hall | 0.00029634
Chandelier (Hanging) | Incandescent |  | Decorative | 9 | 60 | Hall | 2311121 | Hall | 0.00029634
Wall Mount | Incandescent |  | Mini base | 1 | 25 | Hall | 2311122 | Hall | 0.00029634
Ceiling Fixture | Incandescent |  | Standard A Lamp | 3 | 60 | Other | 2311123 | Other | 0.00029634
Wall Mount | Incandescent |  | Standard A Lamp | 3 | 60 | Bathroom | 2311124 | Bathroom | 0.00029634
Wall Mount | Incandescent |  | Standard A Lamp | 2 | 60 | Bathroom | 231121 | Bathroom | 0.00047324
Ceiling Fixture | Incandescent |  | Heat Lamp | 1 | 150 | Bathroom | 231121 | Bathroom | 0.00047324
Ceiling Fixture | Incandescent |  | Standard A Lamp | 2 | 60 | Bedroom | 231122 | Bedroom | 0.00047324
Ceiling Fixture | Incandescent |  | Standard A Lamp | 1 | 60 | Garage | 231123 | Garage | 0.00047324
Garage door opener | Incandescent |  | Standard A Lamp | 1 | 60 | Garage | 231123 | Garage | 0.00047324
Recessed Can | Compact Fluorescent |  | Reflector | 1 | 22 | Hall | 231124 | Hall | 0.00047324
Chandelier (Hanging) | Incandescent |  | Standard A Lamp | 3 | 60 | Kitchen | 231125 | Kitchen | 0.00047324
Recessed Can | Compact Fluorescent |  | Reflector | 1 | 22 | Kitchen | 231125 | Kitchen | 0.00047324
Chandelier (Hanging) | Compact Fluorescent |  | Decorative | 1 | 7 | Kitchen | 231125 | Kitchen | 0.00047324
Ceiling Fixture | Compact Fluorescent |  | Twist | 2 | 22 | Laundry Room | 231126 | Laundry Room | 0.00047324
Recessed Can | Compact Fluorescent |  | Reflector | 1 | 22 | Living Room | 231127 | Living Room | 0.00047324
Architectural | Linear Fluorescent | 60 | T-8 | 1 | 32 | Living Room | 231127 | Living Room | 0.00047324
Table | Incandescent |  | Standard A Lamp | 1 | 60 | Living Room | 231127 | Living Room | 0.00047324
Wall Mount | Incandescent |  | Standard A Lamp | 4 | 40 | Bathroom | 231128 | Bathroom | 0.00047324
Ceiling Fixture | Incandescent |  | Standard A Lamp | 3 | 65 | Master Bedroom | 231129 | Master Bedroom | 0.00047324
Table | Incandescent |  | 3-Way Incandescent | 1 | 75 | Master Bedroom | 231129 | Master Bedroom | 0.00047324
Ceiling Fixture | Incandescent |  | Standard A Lamp | 2 | 60 | Office | 2311210 | Office | 0.00047324
Wall Mount | Incandescent |  | Globe | 4 | 60 | Bathroom | 231131 | Bathroom | 0.00028447
Wall Mount | Incandescent |  | Globe | 4 | 40 | Bathroom | 231132 | Bathroom | 0.00028447
Wall Mount | Incandescent |  | Standard A Lamp | 1 | 60 | Bathroom | 231132 | Bathroom | 0.00028447
Ceiling Fixture | Compact Fluorescent |  | Twist | 2 | 15 | Bedroom | 231133 | Bedroom | 0.00028447
Table | Linear Fluorescent | 72 | T-4 | 4 | 32 | Bedroom | 231133 | Bedroom | 0.00028447
Ceiling Fixture | Compact Fluorescent |  | Twist | 2 | 15 | Bedroom | 231134 | Bedroom | 0.00028447
Floor lamp | Linear Fluorescent | 72 | T-4 | 4 | 32 | Bedroom | 231134 | Bedroom | 0.00028447
Ceiling Fixture | Incandescent |  | Standard A Lamp | 1 | 60 | Closet | 231135 | Closet | 0.00028447
Ceiling Fan | Compact Fluorescent |  | Twist | 3 | 15 | Dining Room | 231136 | Dining Room | 0.00028447
Ceiling Fixture | Incandescent |  | Standard A Lamp | 2 | 65 | Family Room | 231137 | Family Room | 0.00028447
Floor lamp | Compact Fluorescent |  | Twist | 1 | 15 | Family Room | 231137 | Family Room | 0.00028447
Ceiling Fixture | Incandescent |  | Standard A Lamp | 1 | 60 | Garage | 231138 | Garage | 0.00028447
Ceiling Fixture | Linear Fluorescent | 48 | T-5 | 2 | 32 | Garage | 231138 | Garage | 0.00028447
Ceiling Fixture | Incandescent |  | Standard A Lamp | 1 | 60 | Hall | 231139 | Hall | 0.00028447
Ceiling Fixture | Linear Fluorescent | 60 | T-8 | 2 | 40 | Kitchen | 2311310 | Kitchen | 0.00028447
Recessed Can | Compact Fluorescent |  | Twist | 1 | 15 | Kitchen | 2311310 | Kitchen | 0.00028447
Ceiling Fixture | Incandescent |  | Standard A Lamp | 2 | 60 | Laundry Room | 2311311 | Laundry Room | 0.00028447
Ceiling Fan | Compact Fluorescent |  | Twist | 4 | 15 | Living Room | 2311312 | Living Room | 0.00028447
Floor lamp | Compact Fluorescent |  | Twist | 1 | 15 | Living Room | 2311312 | Living Room | 0.00028447
Ceiling Fixture | Incandescent |  | Standard A Lamp | 1 | 60 | Living Room | 2311312 | Living Room | 0.00028447
Wall Mount | Compact Fluorescent |  | Globe | 8 | 15 | Bathroom | 2311313 | Bathroom | 0.00028447
Ceiling Fixture | Compact Fluorescent |  | Twist | 2 | 15 | Master Bedroom | 2311314 | Master Bedroom | 0.00028447
Floor lamp | Incandescent |  | Standard A Lamp | 1 | 150 | Master Bedroom | 2311314 | Master Bedroom | 0.00028447
Floor lamp | Linear Fluorescent | 72 | T-4 | 4 | 32 | Master Bedroom | 2311314 | Master Bedroom | 0.00028447
Ceiling Fixture | Linear Fluorescent | 48 | T-8 | 2 | 32 | Office | 2311315 | Office | 0.00028447
Recessed Can | Incandescent |  | Standard A Lamp | 1 | 65 | Other | 231191 | Other | 0.00040077
Ceiling Fixture | Incandescent |  | Standard A Lamp | 1 | 60 | Bathroom | 231192 | Bathroom | 0.00040077
Wall Mount | Incandescent |  | Globe | 3 | 75 | Bathroom | 231193 | Bathroom | 0.00040077
Recessed Can | Incandescent |  | Standard A Lamp | 1 | 65 | Bathroom | 231193 | Bathroom | 0.00040077
Ceiling Fixture | Incandescent |  | Standard A Lamp | 2 | 65 | Bedroom | 231194 | Bedroom | 0.00040077
Chandelier (Hanging) | Incandescent |  | Standard A Lamp | 2 | 75 | Dining Room | 231195 | Dining Room | 0.00040077
Recessed Can | Incandescent |  | Reflector | 1 | 65 | Hall | 231196 | Hall | 0.00040077
Recessed - other | Compact Fluorescent |  | Reflector | 1 | 22 | Hall | 231197 | Hall | 0.00040077
Recessed - other | Compact Fluorescent |  | Reflector | 1 | 22 | Hall | 231198 | Hall | 0.00040077
Recessed - other | Compact Fluorescent |  | Reflector | 1 | 22 | Hall | 231199 | Hall | 0.00040077
Recessed Can | Incandescent |  | Reflector | 1 | 75 | Kitchen | 2311910 | Kitchen | 0.00040077
Track | Incandescent |  | Standard A Lamp | 2 | 60 | Kitchen | 2311910 | Kitchen | 0.00040077
Chandelier (Hanging) | Incandescent |  | Standard A Lamp | 1 | 60 | Kitchen | 2311910 | Kitchen | 0.00040077
Recessed Can | Incandescent |  | Reflector | 1 | 65 | Laundry Room | 2311911 | Laundry Room | 0.00040077
Floor lamp | Incandescent |  | Standard A Lamp | 1 | 100 | Living Room | 2311912 | Living Room | 0.00040077
Wall Mount | Incandescent |  | Standard A Lamp | 2 | 65 | Living Room | 2311912 | Living Room | 0.00040077
Chandelier (Hanging) | Incandescent |  | Standard A Lamp | 1 | 60 | Living Room | 2311912 | Living Room | 0.00040077
Recessed - other | Compact Fluorescent |  | Twist | 4 | 22 | Bathroom | 2311913 | Bathroom | 0.00040077
Wall Mount | Incandescent |  | Standard A Lamp | 1 | 60 | Bathroom | 2311913 | Bathroom | 0.00040077
Table | Compact Fluorescent |  | Twist | 1 | 22 | Bedroom | 2311914 | Bedroom | 0.00040077
Wall Mount | Incandescent |  | Standard A Lamp | 1 | 65 | Bedroom | 2311914 | Bedroom | 0.00040077
Recessed Can | Compact Fluorescent |  | Reflector | 1 | 22 | Closet | 2311915 | Closet | 0.00040077
Table | Compact Fluorescent |  | Twist | 1 | 22 | Office | 2311916 | Office | 0.00040077
Ceiling Fixture | Incandescent |  | Standard A Lamp | 3 | 60 | Bedroom | 2311917 | Bedroom | 0.00040077
Table | Incandescent |  | Standard A Lamp | 1 | 60 | Bedroom | 2311917 | Bedroom | 0.00040077
Low bay | Linear Fluorescent | 48 | T-12 | 2 | 40 | Other | 2311918 | Other | 0.00040077
Ceiling Fixture | Incandescent |  | Standard A Lamp | 1 | 65 | Other | 2311918 | Other | 0.00040077
Ceiling Fixture | Incandescent |  | Standard A Lamp | 1 | 65 | Other | 2311919 | Other | 0.00040077
Recessed Can | Incandescent |  | Standard A Lamp | 1 | 65 | Other | 2311920 | Other | 0.00040077
Wall Mount | Compact Fluorescent |  | Twist | 2 | 15 | Bathroom | 231221 | Bathroom | 0.0005169
Wall Mount | Compact Fluorescent |  | Twist | 2 | 15 | Bathroom | 231222 | Bathroom | 0.0005169
Wall Mount | Compact Fluorescent |  | Twist | 2 | 15 | Bathroom | 231223 | Bathroom | 0.0005169
Ceiling Fixture | Compact Fluorescent |  | Twist | 1 | 15 | Closet | 231224 | Closet | 0.0005169
Ceiling Fixture | Compact Fluorescent |  | Twist | 3 | 15 | Dining Room | 231225 | Dining Room | 0.0005169
Chandelier (Hanging) | Compact Fluorescent |  | Twist | 1 | 42 | Hall | 231226 | Hall | 0.0005169
Ceiling Fixture | Compact Fluorescent |  | Twist | 2 | 15 | Hall | 231226 | Hall | 0.0005169
Chandelier (Hanging) | Incandescent |  | Standard A Lamp | 5 | 60 | Family Room | 231227 | Family Room | 0.0005169
Torchiere | Compact Fluorescent |  | Twist | 1 | 36 | Family Room | 231227 | Family Room | 0.0005169
Floor lamp | Compact Fluorescent |  | Twist | 1 | 22 | Family Room | 231227 | Family Room | 0.0005169
Ceiling Fixture | Compact Fluorescent |  | Straight Tube | 1 | 22 | Garage | 231228 | Garage | 0.0005169
Ceiling Fixture | Linear Fluorescent | 48 | T-12 | 4 | 32 | Kitchen | 231229 | Kitchen | 0.0005169
Ceiling Fixture | Compact Fluorescent |  | Twist | 1 | 15 | Kitchen | 231229 | Kitchen | 0.0005169
Architectural | Halogen |  | Quartz Tube | 1 | 20 | Kitchen | 231229 | Kitchen | 0.0005169
Chandelier (Hanging) | Compact Fluorescent |  | Twist | 1 | 15 | Laundry Room | 2312210 | Laundry Room | 0.0005169
Torchiere | Compact Fluorescent |  | Twist | 1 | 36 | Living Room | 2312211 | Living Room | 0.0005169
Floor lamp | Compact Fluorescent |  | Twist | 1 | 22 | Living Room | 2312211 | Living Room | 0.0005169
Ceiling Fan | Incandescent |  | Standard A Lamp | 2 | 60 | Living Room | 2312211 | Living Room | 0.0005169
Ceiling Fixture | Compact Fluorescent |  | Twist | 2 | 22 | Master Bedroom | 2312212 | Master Bedroom | 0.0005169
Table | Compact Fluorescent |  | Twist | 1 | 15 | Master Bedroom | 2312212 | Master Bedroom | 0.0005169
Ceiling Fixture | Compact Fluorescent |  | Twist | 2 | 15 | Office | 2312213 | Office | 0.0005169
Ceiling Fixture | Compact Fluorescent |  | Twist | 2 | 15 | Bedroom | 2312214 | Bedroom | 0.0005169
Table | Incandescent |  | Standard A Lamp | 1 | 60 | Bedroom | 2312214 | Bedroom | 0.0005169
Ceiling Fixture | Compact Fluorescent |  | Circline (Screw Base) | 1 | 28 | Closet | 2312215 | Closet | 0.0005169
Ceiling Fixture | Compact Fluorescent |  | Twist | 2 | 15 | Bedroom | 2312216 | Bedroom | 0.0005169
Ceiling Fixture | Compact Fluorescent |  | Twist | 2 | 22 | Bathroom | 231231 | Bathroom | 0.00052955
Ceiling Fixture | Compact Fluorescent |  | Twist | 1 | 22 | Bedroom | 231232 | Bedroom | 0.00052955
Ceiling Fixture | Compact Fluorescent |  | Twist | 1 | 22 | Dining Room | 231233 | Dining Room | 0.00052955
Ceiling Fixture | Compact Fluorescent |  | Twist | 3 | 22 | Kitchen | 231234 | Kitchen | 0.00052955
Ceiling Fixture | Incandescent |  | Standard A Lamp | 1 | 60 | Laundry Room | 231235 | Laundry Room | 0.00052955
Floor lamp | Compact Fluorescent |  | Twist | 1 | 22 | Living Room | 231236 | Living Room | 0.00052955
Table | Compact Fluorescent |  | Twist | 1 | 22 | Living Room | 231236 | Living Room | 0.00052955
Ceiling Fixture | Compact Fluorescent |  | Twist | 1 | 22 | Living Room | 231236 | Living Room | 0.00052955
Ceiling Fixture | Compact Fluorescent |  | Twist | 1 | 22 | Office | 231237 | Office | 0.00052955
Table | Compact Fluorescent |  | Twist | 1 | 22 | Office | 231237 | Office | 0.00052955
Wall Mount | Compact Fluorescent |  | Twist | 2 | 13 | Bathroom | 231381 | Bathroom | 0.00047324
Wall Mount | Incandescent |  | Globe | 4 | 60 | Bathroom | 231382 | Bathroom | 0.00047324
Ceiling Fan | Compact Fluorescent |  | Twist | 3 | 13 | Master Bedroom | 231383 | Master Bedroom | 0.00047324
Table | Incandescent |  | Decorative | 2 | 60 | Master Bedroom | 231383 | Master Bedroom | 0.00047324
Ceiling Fixture | Compact Fluorescent |  | Twist | 2 | 13 | Bedroom | 231384 | Bedroom | 0.00047324
Ceiling Fixture | Compact Fluorescent |  | Twist | 2 | 13 | Bedroom | 231385 | Bedroom | 0.00047324
Table | Incandescent |  | Standard A Lamp | 1 | 60 | Bedroom | 231385 | Bedroom | 0.00047324
Ceiling Fixture | Compact Fluorescent |  | Twist | 2 | 13 | Bedroom | 231386 | Bedroom | 0.00047324
Table | Compact Fluorescent |  | Twist | 1 | 13 | Bedroom | 231386 | Bedroom | 0.00047324
Ceiling Fixture | Compact Fluorescent |  | Twist | 2 | 13 | Bedroom | 231387 | Bedroom | 0.00047324
Table | Compact Fluorescent |  | Twist | 1 | 13 | Bedroom | 231387 | Bedroom | 0.00047324
Chandelier (Hanging) | Compact Fluorescent |  | Twist | 3 | 13 | Dining Room | 231388 | Dining Room | 0.00047324
Ceiling Fixture | Compact Fluorescent |  | Twist | 2 | 15 | Family Room | 231389 | Family Room | 0.00047324
Other | Linear Fluorescent | 24 | T-8 | 1 | 20 | Family Room | 231389 | Family Room | 0.00047324
Other | Linear Fluorescent | 18 | T-8 | 1 | 15 | Family Room | 231389 | Family Room | 0.00047324
Ceiling Fixture | Linear Fluorescent | 48 | T-12 | 4 | 40 | Garage | 2313810 | Garage | 0.00047324
Ceiling Fixture | Incandescent |  | Standard A Lamp | 1 | 60 | Garage | 2313810 | Garage | 0.00047324
Ceiling Fixture | Linear Fluorescent | 96 | T-12 | 1 | 75 | Garage | 2313810 | Garage | 0.00047324
Ceiling Fixture | Incandescent |  | Standard A Lamp | 1 | 60 | Hall | 2313811 | Hall | 0.00047324
Chandelier (Hanging) | Compact Fluorescent |  | Twist | 6 | 15 | Kitchen | 2313812 | Kitchen | 0.00047324
Ceiling Fixture | Compact Fluorescent |  | Twist | 3 | 13 | Kitchen | 2313812 | Kitchen | 0.00047324
Ceiling Fixture | Incandescent |  | Standard A Lamp | 1 | 60 | Kitchen | 2313812 | Kitchen | 0.00047324
Architectural | Incandescent |  | Mini base | 2 | 40 | Kitchen | 2313812 | Kitchen | 0.00047324
Recessed Can | Incandescent |  | Reflector | 1 | 65 | Kitchen | 2313812 | Kitchen | 0.00047324
Other | Linear Fluorescent | 18 | T-8 | 1 | 12 | Living Room | 2313813 | Living Room | 0.00047324
Table | Incandescent |  | Standard A Lamp | 1 | 40 | Living Room | 2313813 | Living Room | 0.00047324
Ceiling Fixture | Compact Fluorescent |  | Twist | 2 | 15 | Office | 2313814 | Office | 0.00047324
Table | Incandescent |  | Standard A Lamp | 1 | 60 | Office | 2313814 | Office | 0.00047324
Ceiling Fixture | Incandescent |  | Standard A Lamp | 1 | 60 | Other | 2313815 | Other | 0.00047324
Ceiling Fixture | Linear Fluorescent | 48 | T-12 | 4 | 40 | Other | 2313815 | Other | 0.00047324
Ceiling Fixture | Compact Fluorescent |  | Twist | 1 | 13 | Other | 2313815 | Other | 0.00047324
Wall Mount | Compact Fluorescent |  | Twist | 3 | 15 | Bathroom | 231451 | Bathroom | 0.00094081
Wall Mount | Compact Fluorescent |  | Twist | 4 | 15 | Bathroom | 231452 | Bathroom | 0.00094081
Ceiling Fixture | Compact Fluorescent |  | Twist | 2 | 15 | Bedroom | 231453 | Bedroom | 0.00094081
Floor lamp | Incandescent |  | Standard A Lamp | 1 | 100 | Bedroom | 231453 | Bedroom | 0.00094081
Ceiling Fixture | Compact Fluorescent |  | Twist | 2 | 15 | Bedroom | 231454 | Bedroom | 0.00094081
Ceiling Fixture | Compact Fluorescent |  | Twist | 2 | 15 | Bedroom | 231455 | Bedroom | 0.00094081
Table | Incandescent |  | Decorative | 1 | 40 | Bedroom | 231455 | Bedroom | 0.00094081
Ceiling Fixture | Incandescent |  | Standard A Lamp | 2 | 60 | Bedroom | 231456 | Bedroom | 0.00094081
Ceiling Fixture | Incandescent |  | Clear | 1 | 60 | Dining Room | 231457 | Dining Room | 0.00094081
Garage door opener | Incandescent |  | Standard A Lamp | 1 | 60 | Dining Room | 231457 | Dining Room | 0.00094081
Ceiling Fixture | Incandescent |  | Standard A Lamp | 2 | 60 | Laundry Room | 231458 | Laundry Room | 0.00094081
Floor lamp | Incandescent |  | Standard A Lamp | 1 | 75 | Kitchen | 231459 | Kitchen | 0.00094081
Chandelier (Hanging) | Compact Fluorescent |  | Twist | 4 | 15 | Kitchen | 231459 | Kitchen | 0.00094081
Wall Mount | Incandescent |  | Clear | 1 | 60 | Kitchen | 231459 | Kitchen | 0.00094081
Recessed Can | Incandescent |  | Reflector | 1 | 65 | Kitchen | 231459 | Kitchen | 0.00094081
Ceiling Fixture | Incandescent |  | Standard A Lamp | 2 | 60 | Kitchen | 231459 | Kitchen | 0.00094081
Chandelier (Hanging) | Compact Fluorescent |  | Twist | 5 | 15 | Living Room | 2314510 | Living Room | 0.00094081
Ceiling Fixture | Compact Fluorescent |  | Twist | 1 | 15 | Living Room | 2314510 | Living Room | 0.00094081
Ceiling Fixture | Compact Fluorescent |  | Twist | 2 | 15 | Bathroom | 2314511 | Bathroom | 0.00094081
Wall Mount | Compact Fluorescent |  | Twist | 4 | 15 | Bathroom | 2314511 | Bathroom | 0.00094081
Ceiling Fixture | Compact Fluorescent |  | Twist | 2 | 15 | Master Bedroom | 2314512 | Master Bedroom | 0.00094081
Table | Compact Fluorescent |  | Twist | 1 | 15 | Master Bedroom | 2314512 | Master Bedroom | 0.00094081
Table | Incandescent |  | Clear | 1 | 60 | Master Bedroom | 2314512 | Master Bedroom | 0.00094081
Ceiling Fixture | Compact Fluorescent |  | Twist | 1 | 15 | Hall | 2314513 | Hall | 0.00094081
Chandelier (Hanging) | Incandescent |  | Decorative | 3 | 60 | Hall | 2314513 | Hall | 0.00094081
Wall Mount | Incandescent |  | Globe | 4 | 60 | Bathroom | 231511 | Bathroom | 0.0030496
Wall Mount | Incandescent |  | Globe | 8 | 60 | Bathroom | 231512 | Bathroom | 0.0030496
Ceiling Fixture | Incandescent |  | Standard A Lamp | 2 | 60 | Bedroom | 231513 | Bedroom | 0.0030496
Table | Halogen |  | Quartz Tube | 1 | 30 | Bedroom | 231513 | Bedroom | 0.0030496
Torchiere | Halogen |  | Quartz Tube | 1 | 150 | Master Bedroom | 231514 | Master Bedroom | 0.0030496
Ceiling Fixture | Incandescent |  | Standard A Lamp | 2 | 60 | Master Bedroom | 231514 | Master Bedroom | 0.0030496
Table | Incandescent |  | Mini base | 1 | 25 | Master Bedroom | 231514 | Master Bedroom | 0.0030496
Ceiling Fixture | Incandescent |  | Standard A Lamp | 2 | 60 | Bedroom | 231515 | Bedroom | 0.0030496
Table | Incandescent |  | Standard A Lamp | 1 | 40 | Bedroom | 231515 | Bedroom | 0.0030496
Ceiling Fixture | Incandescent |  | Standard A Lamp | 2 | 60 | Bedroom | 231516 | Bedroom | 0.0030496
Ceiling Fixture | Incandescent |  | Standard A Lamp | 2 | 60 | Closet | 231517 | Closet | 0.0030496
Ceiling Fixture | Incandescent |  | Standard A Lamp | 1 | 60 | Closet | 231518 | Closet | 0.0030496
Chandelier (Hanging) | Incandescent |  | Mini base | 8 | 25 | Dining Room | 231519 | Dining Room | 0.0030496
Ceiling Fixture | Incandescent |  | Standard A Lamp | 1 | 100 | Hall | 2315110 | Hall | 0.0030496
Ceiling Fixture | Compact Fluorescent |  | Twist | 1 | 15 | Hall | 2315111 | Hall | 0.0030496
Ceiling Fixture | Incandescent |  | Standard A Lamp | 2 | 60 | Hall | 2315112 | Hall | 0.0030496
Chandelier (Hanging) | Incandescent |  | Mini base | 16 | 40 | Hall | 2315112 | Hall | 0.0030496
Ceiling Fixture | Linear Fluorescent | 48 | T-8 | 4 | 40 | Kitchen | 2315113 | Kitchen | 0.0030496
Recessed Can | Incandescent |  | Reflector | 1 | 75 | Kitchen | 2315113 | Kitchen | 0.0030496
Architectural | Incandescent |  | Mini base | 2 | 40 | Kitchen | 2315113 | Kitchen | 0.0030496
Ceiling Fixture | Linear Fluorescent | 48 | T-8 | 2 | 40 | Laundry Room | 2315114 | Laundry Room | 0.0030496
Torchiere | Incandescent |  | Standard A Lamp | 2 | 75 | Living Room | 2315115 | Living Room | 0.0030496
Table | Incandescent |  | Standard A Lamp | 1 | 100 | Living Room | 2315115 | Living Room | 0.0030496
Ceiling Fan | Incandescent |  | Reflector | 4 | 75 | Living Room | 2315115 | Living Room | 0.0030496
Wall Mount | Incandescent |  | Globe | 8 | 60 | Bathroom | 2315116 | Bathroom | 0.0030496
Recessed - other | Incandescent |  | Clear | 1 | 75 | Bathroom | 2315116 | Bathroom | 0.0030496
Recessed Can | Incandescent |  | Reflector | 1 | 75 | Bathroom | 2315116 | Bathroom | 0.0030496
Torchiere | Incandescent |  | Standard A Lamp | 2 | 60 | Family Room | 2315117 | Family Room | 0.0030496
Recessed Can | Incandescent |  | Reflector | 1 | 75 | Family Room | 2315117 | Family Room | 0.0030496
Ceiling Fixture | Incandescent |  | Standard A Lamp | 3 | 60 | Family Room | 2315117 | Family Room | 0.0030496
Ceiling Fixture | Linear Fluorescent | 96 | T-12 | 2 | 100 | Garage | 2315118 | Garage | 0.0030496
Garage door opener | Compact Fluorescent |  | Twist | 4 | 22 | Garage | 2315118 | Garage | 0.0030496
Wall Mount | Compact Fluorescent |  | Twist | 1 | 15 | Bathroom | 231551 | Bathroom | 0.0005169
Ceiling Fan | Incandescent |  | Standard A Lamp | 1 | 60 | Bathroom | 231551 | Bathroom | 0.0005169
Wall Mount | Incandescent |  | Globe | 4 | 40 | Bathroom | 231552 | Bathroom | 0.0005169
Ceiling Fan | Incandescent |  | Standard A Lamp | 1 | 60 | Bathroom | 231552 | Bathroom | 0.0005169
Recessed Can | Incandescent |  | Reflector | 1 | 100 | Bathroom | 231552 | Bathroom | 0.0005169
Table | Incandescent |  | Mini base | 1 | 5 | Bedroom | 231553 | Bedroom | 0.0005169
Floor lamp | Halogen |  | Quartz Tube | 1 | 100 | Bedroom | 231554 | Bedroom | 0.0005169
Ceiling Fixture | Incandescent |  | Standard A Lamp | 1 | 60 | Closet | 231555 | Closet | 0.0005169
Ceiling Fixture | Incandescent |  | Standard A Lamp | 1 | 60 | Closet | 231556 | Closet | 0.0005169
Recessed Can | Incandescent |  | Reflector | 1 | 40 | Family Room | 231557 | Family Room | 0.0005169
Garage door opener | Incandescent |  | Standard A Lamp | 1 | 100 | Garage | 231558 | Garage | 0.0005169
Ceiling Fixture | Incandescent |  | Standard A Lamp | 1 | 40 | Hall | 231559 | Hall | 0.0005169
Recessed Can | Incandescent |  | Standard A Lamp | 1 | 60 | Hall | 2315510 | Hall | 0.0005169
Recessed - other | Linear Fluorescent | 48 | T-12 | 2 | 32 | Kitchen | 2315511 | Kitchen | 0.0005169
Chandelier (Hanging) | Halogen |  | MR | 1 | 20 | Living Room | 2315512 | Living Room | 0.0005169
Table | Incandescent |  | Standard A Lamp | 1 | 60 | Living Room | 2315512 | Living Room | 0.0005169
Recessed Can | Incandescent |  | Reflector | 1 | 60 | Hall | 2315513 | Hall | 0.0005169
Ceiling Fixture | Compact Fluorescent |  | Twist | 2 | 15 | Kitchen | 231781 | Kitchen | 0.00094081
Ceiling Fan | Compact Fluorescent |  | Twist | 1 | 22 | Kitchen | 231781 | Kitchen | 0.00094081
Ceiling Fixture | Incandescent |  | Standard A Lamp | 2 | 60 | Bathroom | 231782 | Bathroom | 0.00094081
Table | Compact Fluorescent |  | Twist | 1 | 15 | Office | 231783 | Office | 0.00094081
Ceiling Fixture | Compact Fluorescent |  | Twist | 1 | 22 | Office | 231783 | Office | 0.00094081
Table | Incandescent |  | Standard A Lamp | 1 | 40 | Master Bedroom | 231784 | Master Bedroom | 0.00094081
Ceiling Fixture | Incandescent |  | Decorative | 2 | 40 | Master Bedroom | 231784 | Master Bedroom | 0.00094081
Table | Compact Fluorescent |  | Twist | 1 | 22 | Master Bedroom | 231784 | Master Bedroom | 0.00094081
Garage door opener | Incandescent |  | Standard A Lamp | 2 | 60 | Garage | 231785 | Garage | 0.00094081
Chandelier (Hanging) | Incandescent |  | Standard A Lamp | 1 | 60 | Living Room | 231786 | Living Room | 0.00094081
Table | Compact Fluorescent |  | 3-Way CFL | 1 | 18 | Living Room | 231786 | Living Room | 0.00094081
Ceiling Fixture | Linear Fluorescent | 48 | T-8 | 2 | 32 | Living Room | 231786 | Living Room | 0.00094081
Ceiling Fixture | Linear Fluorescent | 48 | T-8 | 2 | 32 | Laundry Room | 231787 | Laundry Room | 0.00094081
Ceiling Fixture | Incandescent |  | Standard A Lamp | 1 | 60 | Hall | 231788 | Hall | 0.00094081
Ceiling Fixture | Compact Fluorescent |  | Twist | 2 | 15 | Bathroom | 231789 | Bathroom | 0.00094081
Ceiling Fixture | Incandescent |  | Standard A Lamp | 1 | 60 | Bedroom | 2317810 | Bedroom | 0.00094081
Table | Compact Fluorescent |  | Twist | 3 | 15 | Bedroom | 2317810 | Bedroom | 0.00094081
Ceiling Fixture | Linear Fluorescent | 48 | T-8 | 2 | 32 | Office | 2317811 | Office | 0.00094081
Table | Compact Fluorescent |  | Twist | 1 | 22 | Office | 2317811 | Office | 0.00094081
Ceiling Fixture | Compact Fluorescent |  | Twist | 3 | 15 | Living Room | 2317812 | Living Room | 0.00094081
Table | Compact Fluorescent |  | 3-Way CFL | 1 | 15 | Living Room | 2317812 | Living Room | 0.00094081
Torchiere | Compact Fluorescent |  | Twist | 1 | 15 | Living Room | 2317812 | Living Room | 0.00094081
Ceiling Fixture | Compact Fluorescent |  | Twist | 1 | 15 | Hall | 2317813 | Hall | 0.00094081
Ceiling Fixture | Incandescent |  | Decorative | 2 | 60 | Bathroom | 231831 | Bathroom | 0.00094081
Track | Incandescent |  | Standard A Lamp | 3 | 60 | Bathroom | 231831 | Bathroom | 0.00094081
Wall Mount | Incandescent |  | Clear | 8 | 60 | Bathroom | 231831 | Bathroom | 0.00094081
Recessed Can | Compact Fluorescent |  | Reflector | 1 | 22 | Kitchen | 231832 | Kitchen | 0.00094081
Chandelier (Hanging) | Incandescent |  | Standard A Lamp | 1 | 60 | Kitchen | 231832 | Kitchen | 0.00094081
Ceiling Fan | Incandescent |  | Decorative | 4 | 60 | Living Room | 231833 | Living Room | 0.00094081
Table | Incandescent |  | Standard A Lamp | 2 | 60 | Living Room | 231833 | Living Room | 0.00094081
Ceiling Fixture | Linear Fluorescent | 48 | T-8 | 2 | 32 | Laundry Room | 231834 | Laundry Room | 0.00094081
Torchiere | Compact Fluorescent |  | 3-Way CFL | 1 | 22 | Office | 231835 | Office | 0.00094081
Table | Incandescent |  | Standard A Lamp | 2 | 60 | Office | 231835 | Office | 0.00094081
Ceiling Fixture | Incandescent |  | Standard A Lamp | 1 | 60 | Hall | 231836 | Hall | 0.00094081
Track | Compact Fluorescent |  | Flood | 3 | 28 | Bedroom | 231837 | Bedroom | 0.00094081
Ceiling Fixture | Incandescent |  | Standard A Lamp | 1 | 90 | Hall | 231838 | Hall | 0.00094081
Chandelier (Hanging) | Incandescent |  | Decorative | 6 | 60 | Dining Room | 231839 | Dining Room | 0.00094081
Wall Mount | Incandescent |  | Globe | 4 | 60 | Bathroom | 2318310 | Bathroom | 0.00094081
Ceiling Fan | Incandescent |  | Standard A Lamp | 2 | 60 | Other | 2318311 | Other | 0.00094081
Ceiling Fixture | Incandescent |  | Standard A Lamp | 2 | 60 | Master Bedroom | 2318312 | Master Bedroom | 0.00094081
Ceiling Fixture | Incandescent |  | Standard A Lamp | 1 | 65 | Family Room | 231851 | Family Room | 0.00028447
Ceiling Fixture | Linear Fluorescent | 48 | T-12 | 2 | 60 | Family Room | 231851 | Family Room | 0.00028447
Floor lamp | Incandescent |  | Standard A Lamp | 2 | 60 | Family Room | 231851 | Family Room | 0.00028447
Recessed Can | Incandescent |  | Heat Lamp | 2 | 150 | Bathroom | 231852 | Bathroom | 0.00028447
Wall Mount | Incandescent |  | Standard A Lamp | 4 | 60 | Bathroom | 231852 | Bathroom | 0.00028447
Ceiling Fixture | Incandescent |  | Standard A Lamp | 1 | 100 | Closet | 231853 | Closet | 0.00028447
Ceiling Fixture | Incandescent |  | Standard A Lamp | 1 | 40 | Closet | 231854 | Closet | 0.00028447
Chandelier (Hanging) | Incandescent |  | Mini base | 5 | 40 | Dining Room | 231855 | Dining Room | 0.00028447
Recessed Can | Incandescent |  | Reflector | 2 | 65 | Dining Room | 231855 | Dining Room | 0.00028447
Ceiling Fixture | Incandescent |  | Standard A Lamp | 2 | 40 | Hall | 231856 | Hall | 0.00028447
Ceiling Fixture | Incandescent |  | Standard A Lamp | 2 | 60 | Bedroom | 231857 | Bedroom | 0.00028447
Table | Incandescent |  | Standard A Lamp | 1 | 60 | Bedroom | 231857 | Bedroom | 0.00028447
Wall Mount | Incandescent |  | Globe | 2 | 40 | Bathroom | 231858 | Bathroom | 0.00028447
Recessed Can | Incandescent |  | Reflector | 1 | 65 | Kitchen | 231859 | Kitchen | 0.00028447
Ceiling Fixture | Linear Fluorescent | 48 | T-8 | 4 | 32 | Kitchen | 231859 | Kitchen | 0.00028447
Ceiling Fixture | Linear Fluorescent | 48 | T-12 | 2 | 60 | Laundry Room | 2318510 | Laundry Room | 0.00028447
Recessed Can | Incandescent |  | Reflector | 1 | 65 | Living Room | 2318511 | Living Room | 0.00028447
Recessed Can | Halogen |  | PAR | 1 | 75 | Living Room | 2318511 | Living Room | 0.00028447
Table | Compact Fluorescent |  | Twist | 1 | 22 | Living Room | 2318511 | Living Room | 0.00028447
Floor lamp | Compact Fluorescent |  | A shape bulb | 1 | 15 | Living Room | 2318511 | Living Room | 0.00028447
Ceiling Fixture | Incandescent |  | Standard A Lamp | 2 | 60 | Master Bedroom | 2318512 | Master Bedroom | 0.00028447
Table | Compact Fluorescent |  | A shape bulb | 1 | 15 | Master Bedroom | 2318512 | Master Bedroom | 0.00028447
Ceiling Fixture | Incandescent |  | Standard A Lamp | 1 | 100 | Closet | 2318513 | Closet | 0.00028447
Wall Mount | Incandescent |  | Standard A Lamp | 1 | 100 | Closet | 2318513 | Closet | 0.00028447
Ceiling Fixture | Incandescent |  | Standard A Lamp | 2 | 65 | Office | 2318514 | Office | 0.00028447
Recessed Can | Halogen |  | Other | 1 | 50 | Office | 2318514 | Office | 0.00028447
Chandelier (Hanging) | Incandescent |  | Mini base | 4 | 40 | Hall | 2318515 | Hall | 0.00028447
Ceiling Fixture | Incandescent |  | Standard A Lamp | 1 | 60 | Hall | 2318516 | Hall | 0.00028447
Ceiling Fixture | Incandescent |  | Standard A Lamp | 1 | 100 | Closet | 2318517 | Closet | 0.00028447
Recessed Can | Incandescent |  | Reflector | 1 | 65 | Bathroom | 2318518 | Bathroom | 0.00028447
Wall Mount | Incandescent |  | Globe | 5 | 40 | Bathroom | 2318518 | Bathroom | 0.00028447
Ceiling Fixture | Incandescent |  | Standard A Lamp | 2 | 65 | Bedroom | 2318519 | Bedroom | 0.00028447
Table | Incandescent |  | Standard A Lamp | 1 | 60 | Bedroom | 2318519 | Bedroom | 0.00028447
Ceiling Fixture | Linear Fluorescent | 24 | T-12 | 1 | 60 | Closet | 2318520 | Closet | 0.00028447
Recessed Can | Incandescent |  | Reflector | 1 | 65 | Family Room | 2318521 | Family Room | 0.00028447
Wall Mount | Incandescent |  | Standard A Lamp | 6 | 40 | Closet | 2318522 | Closet | 0.00028447
Ceiling Fixture | Incandescent |  | Standard A Lamp | 2 | 60 | Closet | 2318522 | Closet | 0.00028447
Ceiling Fixture | Incandescent |  | Standard A Lamp | 1 | 75 | Other | 2318523 | Other | 0.00028447
Table | Incandescent |  | Standard A Lamp | 1 | 60 | Other | 2318523 | Other | 0.00028447
Ceiling Fixture | Incandescent |  | Standard A Lamp | 1 | 60 | Bathroom | 231881 | Bathroom | 0.0005169
Wall Mount | Incandescent |  | Standard A Lamp | 4 | 60 | Bathroom | 231881 | Bathroom | 0.0005169
Ceiling Fixture | Incandescent |  | Standard A Lamp | 1 | 60 | Bathroom | 231881 | Bathroom | 0.0005169
Ceiling Fixture | Compact Fluorescent |  | Twist | 2 | 15 | Bedroom | 231882 | Bedroom | 0.0005169
Ceiling Fixture | Compact Fluorescent |  | Twist | 1 | 15 | Bedroom | 231883 | Bedroom | 0.0005169
Ceiling Fixture | Incandescent |  | Standard A Lamp | 1 | 60 | Bedroom | 231884 | Bedroom | 0.0005169
Chandelier (Hanging) | Incandescent |  | Standard A Lamp | 1 | 60 | Bedroom | 231885 | Bedroom | 0.0005169
Table | Compact Fluorescent |  | Twist | 1 | 22 | Bedroom | 231885 | Bedroom | 0.0005169
Ceiling Fixture | Incandescent |  | Standard A Lamp | 1 | 60 | Hall | 231886 | Hall | 0.0005169
Ceiling Fixture | Linear Fluorescent | 48 | T-12 | 2 | 32 | Laundry Room | 231887 | Laundry Room | 0.0005169
Architectural | Linear Fluorescent | 18 | T-4 | 2 | 100 | Laundry Room | 231887 | Laundry Room | 0.0005169
Ceiling Fixture | Linear Fluorescent | 42 | T-12 | 2 | 32 | Laundry Room | 231888 | Laundry Room | 0.0005169
Ceiling Fan | Incandescent |  | Standard A Lamp | 2 | 60 | Living Room | 231889 | Living Room | 0.0005169
Ceiling Fan | Compact Fluorescent |  | Twist | 4 | 15 | Living Room | 231889 | Living Room | 0.0005169
Floor lamp | Incandescent |  | Standard A Lamp | 1 | 60 | Living Room | 231889 | Living Room | 0.0005169
Table | Incandescent |  | 3-Way Incandescent | 1 | 75 | Living Room | 231889 | Living Room | 0.0005169
Ceiling Fixture | Compact Fluorescent |  | Twist | 1 | 15 | Hall | 2318810 | Hall | 0.0005169
Wall Mount | Incandescent |  | Globe | 4 | 60 | Bathroom | 231921 | Bathroom | 0.00047324
Wall Mount | Incandescent |  | Globe | 4 | 60 | Bathroom | 231922 | Bathroom | 0.00047324
Ceiling Fan | Compact Fluorescent |  | A shape bulb | 4 | 15 | Bedroom | 231923 | Bedroom | 0.00047324
Table | Compact Fluorescent |  | Twist | 1 | 15 | Bedroom | 231923 | Bedroom | 0.00047324
Ceiling Fixture | Incandescent |  | Standard A Lamp | 2 | 60 | Bedroom | 231924 | Bedroom | 0.00047324
Ceiling Fan | Compact Fluorescent |  | Twist | 3 | 15 | Bedroom | 231925 | Bedroom | 0.00047324
Ceiling Fixture | Incandescent |  | Standard A Lamp | 2 | 60 | Bedroom | 231926 | Bedroom | 0.00047324
Ceiling Fixture | Incandescent |  | Standard A Lamp | 1 | 75 | Closet | 231927 | Closet | 0.00047324
Chandelier (Hanging) | Compact Fluorescent |  | Twist | 3 | 15 | Dining Room | 231928 | Dining Room | 0.00047324
Ceiling Fan | Incandescent |  | Standard A Lamp | 2 | 60 | Family Room | 231929 | Family Room | 0.00047324
Floor lamp | Compact Fluorescent |  | Twist | 2 | 15 | Family Room | 231929 | Family Room | 0.00047324
Table | Compact Fluorescent |  | Twist | 1 | 28 | Family Room | 231929 | Family Room | 0.00047324
Ceiling Fan | Incandescent |  | Standard A Lamp | 3 | 60 | Family Room | 2319210 | Family Room | 0.00047324
Ceiling Fixture | Compact Fluorescent |  | Twist | 2 | 15 | Family Room | 2319210 | Family Room | 0.00047324
Ceiling Fixture | Compact Fluorescent |  | Twist | 1 | 22 | Garage | 2319211 | Garage | 0.00047324
Ceiling Fixture | Compact Fluorescent |  | Twist | 2 | 15 | Hall | 2319212 | Hall | 0.00047324
Recessed Can | Incandescent |  | Reflector | 1 | 65 | Kitchen | 2319213 | Kitchen | 0.00047324
Architectural | Incandescent |  | Mini base | 2 | 40 | Kitchen | 2319213 | Kitchen | 0.00047324
Ceiling Fixture | Incandescent |  | Standard A Lamp | 2 | 60 | Laundry Room | 2319214 | Laundry Room | 0.00047324
Wall Mount | Incandescent |  | Globe | 4 | 60 | Bathroom | 2319215 | Bathroom | 0.00047324
Recessed Can | Compact Fluorescent |  | Reflector | 1 | 15 | Bathroom | 2319215 | Bathroom | 0.00047324
Recessed - other | Incandescent |  | Reflector | 1 | 65 | Bathroom | 2319215 | Bathroom | 0.00047324
Ceiling Fan | Incandescent |  | Standard A Lamp | 3 | 60 | Master Bedroom | 2319216 | Master Bedroom | 0.00047324
Table | Incandescent |  | Clear | 1 | 60 | Master Bedroom | 2319216 | Master Bedroom | 0.00047324
Ceiling Fixture | Compact Fluorescent |  | Twist | 1 | 15 | Closet | 2319217 | Closet | 0.00047324
Ceiling Fixture | Compact Fluorescent |  | Twist | 2 | 15 | Office | 2319218 | Office | 0.00047324
Table | Incandescent |  | Standard A Lamp | 1 | 60 | Office | 2319218 | Office | 0.00047324
Table | Halogen |  | MR | 1 | 20 | Office | 2319218 | Office | 0.00047324
Ceiling Fixture | Compact Fluorescent |  | Twist | 1 | 15 | Living Room | 2319219 | Living Room | 0.00047324
Floor lamp | Incandescent |  | Standard A Lamp | 1 | 60 | Living Room | 2319219 | Living Room | 0.00047324
Table | Compact Fluorescent |  | Twist | 1 | 15 | Living Room | 2319219 | Living Room | 0.00047324
Ceiling Fixture | Compact Fluorescent |  | Pin base | 2 | 15 | Other | 2319220 | Other | 0.00047324
Low bay | Incandescent |  | Standard A Lamp | 3 | 60 | Dining Room | 231961 | Dining Room | 0.0005169
Ceiling Fixture | Incandescent |  | Standard A Lamp | 2 | 60 | Office | 231962 | Office | 0.0005169
Ceiling Fixture | Incandescent |  | Standard A Lamp | 1 | 60 | Family Room | 231963 | Family Room | 0.0005169
Wall Mount | Linear Fluorescent | 18 | Fluorescent Other | 1 | 16 | Bathroom | 231964 | Bathroom | 0.0005169
Ceiling Fixture | Compact Fluorescent |  | Twist | 1 | 15 | Hall | 231965 | Hall | 0.0005169
Ceiling Fixture | Incandescent |  | Standard A Lamp | 1 | 75 | Kitchen | 231966 | Kitchen | 0.0005169
Ceiling Fixture | Incandescent |  | Standard A Lamp | 1 | 60 | Kitchen | 231966 | Kitchen | 0.0005169
Ceiling Fixture | Incandescent |  | Standard A Lamp | 1 | 60 | Laundry Room | 231967 | Laundry Room | 0.0005169
Table | Incandescent |  | 3-Way Incandescent | 1 | 150 | Garage | 231968 | Garage | 0.0005169
Torchiere | Halogen |  | Quartz Tube | 1 | 300 | Garage | 231968 | Garage | 0.0005169
Ceiling Fixture | Incandescent |  | Clear | 2 | 60 | Garage | 231968 | Garage | 0.0005169
Wall Mount | Incandescent |  | Globe | 1 | 40 | Bathroom | 231969 | Bathroom | 0.0005169
Ceiling Fixture | Incandescent |  | Standard A Lamp | 2 | 60 | Master Bedroom | 2319610 | Master Bedroom | 0.0005169
Ceiling Fixture | Incandescent |  | Standard A Lamp | 1 | 60 | Other | 2319611 | Other | 0.0005169
Ceiling Fixture | Linear Fluorescent | 48 | T-12 | 2 | 40 | Other | 2319612 | Other | 0.0005169
Ceiling Fixture | Incandescent |  | Standard A Lamp | 2 | 60 | Bathroom | 232111 | Bathroom | 0.00052955
Wall Mount | Incandescent |  | Standard A Lamp | 1 | 60 | Bathroom | 232111 | Bathroom | 0.00052955
Recessed Can | Halogen |  | PAR | 1 | 50 | Bathroom | 232112 | Bathroom | 0.00052955
Recessed Can | Halogen |  | Quartz Tube | 1 | 30 | Bathroom | 232112 | Bathroom | 0.00052955
Ceiling Fixture | Incandescent |  | Standard A Lamp | 2 | 60 | Bathroom | 232113 | Bathroom | 0.00052955
Wall Mount | Incandescent |  | Standard A Lamp | 1 | 60 | Bathroom | 232113 | Bathroom | 0.00052955
Ceiling Fixture | Incandescent |  | Standard A Lamp | 2 | 60 | Bedroom | 232114 | Bedroom | 0.00052955
Ceiling Fixture | Incandescent |  | Standard A Lamp | 2 | 60 | Bedroom | 232115 | Bedroom | 0.00052955
Ceiling Fixture | Incandescent |  | Standard A Lamp | 3 | 60 | Bedroom | 232116 | Bedroom | 0.00052955
Ceiling Fixture | Incandescent |  | Standard A Lamp | 2 | 60 | Bedroom | 232117 | Bedroom | 0.00052955
Table | Incandescent |  | Standard A Lamp | 2 | 75 | Bedroom | 232117 | Bedroom | 0.00052955
Table | Incandescent |  | 3-Way Incandescent | 1 | 150 | Family Room | 232118 | Family Room | 0.00052955
Architectural | Linear Fluorescent | 60 | T-8 | 2 | 40 | Family Room | 232118 | Family Room | 0.00052955
Ceiling Fixture | Incandescent |  | Standard A Lamp | 3 | 60 | Family Room | 232118 | Family Room | 0.00052955
Recessed Can | Incandescent |  | Reflector | 1 | 65 | Family Room | 232118 | Family Room | 0.00052955
Recessed Can | Halogen |  | MR | 1 | 75 | Hall | 232119 | Hall | 0.00052955
Chandelier (Hanging) | Incandescent |  | Standard A Lamp | 5 | 75 | Kitchen | 2321110 | Kitchen | 0.00052955
Ceiling Fixture | Linear Fluorescent | 48 | T-12 | 2 | 40 | Kitchen | 2321110 | Kitchen | 0.00052955
Ceiling Fixture | Compact Fluorescent |  | Circline (Screw Base) | 1 | 28 | Kitchen | 2321110 | Kitchen | 0.00052955
Ceiling Fixture | Incandescent |  | Standard A Lamp | 1 | 65 | Kitchen | 2321110 | Kitchen | 0.00052955
Recessed Can | Incandescent |  | Reflector | 1 | 65 | Laundry Room | 2321111 | Laundry Room | 0.00052955
Ceiling Fan | Compact Fluorescent |  | Twist | 2 | 15 | Living Room | 2321112 | Living Room | 0.00052955
Recessed Can | Incandescent |  | Standard A Lamp | 1 | 60 | Living Room | 2321112 | Living Room | 0.00052955
Table | Compact Fluorescent |  | Twist | 1 | 15 | Living Room | 2321112 | Living Room | 0.00052955
Wall Mount | Incandescent |  | Mini base | 1 | 60 | Living Room | 2321112 | Living Room | 0.00052955
Ceiling Fixture | Incandescent |  | Standard A Lamp | 1 | 60 | Living Room | 2321112 | Living Room | 0.00052955
Ceiling Fixture | Incandescent |  | Standard A Lamp | 3 | 65 | Master Bedroom | 2321113 | Master Bedroom | 0.00052955
Table | Incandescent |  | Standard A Lamp | 1 | 40 | Master Bedroom | 2321113 | Master Bedroom | 0.00052955
Ceiling Fixture | Incandescent |  | Standard A Lamp | 1 | 60 | Closet | 2321114 | Closet | 0.00052955
Ceiling Fixture | Linear Fluorescent | 48 | T-8 | 4 | 60 | Office | 2321115 | Office | 0.00052955
Table | Incandescent |  | Standard A Lamp | 2 | 60 | Office | 2321115 | Office | 0.00052955
Track | Halogen |  | MR | 15 | 50 | Other | 2321116 | Other | 0.00052955
Ceiling Fixture | Linear Fluorescent | 36 | T-8 | 4 | 60 | Other | 2321116 | Other | 0.00052955
Table | Compact Fluorescent |  | Twist | 1 | 22 | Other | 2321116 | Other | 0.00052955
Ceiling Fixture | Incandescent |  | Standard A Lamp | 1 | 60 | Hall | 2321117 | Hall | 0.00052955
Ceiling Fixture | Incandescent |  | Standard A Lamp | 1 | 60 | Closet | 2321118 | Closet | 0.00052955
Ceiling Fixture | Incandescent |  | Standard A Lamp | 1 | 60 | Closet | 2321119 | Closet | 0.00052955
Ceiling Fixture | Incandescent |  | Standard A Lamp | 1 | 65 | Closet | 2321120 | Closet | 0.00052955
Ceiling Fixture | Halogen |  | PAR | 4 | 50 | Other | 232131 | Other | 0.00052955
Ceiling Fixture | Incandescent |  | Decorative | 3 | 25 | Bathroom | 232132 | Bathroom | 0.00052955
Ceiling Fixture | Incandescent |  | Standard A Lamp | 1 | 100 | Bathroom | 232133 | Bathroom | 0.00052955
Ceiling Fixture | Linear Fluorescent | 24 | T-5 | 1 | 40 | Bathroom | 232133 | Bathroom | 0.00052955
Ceiling Fixture | Incandescent |  | Standard A Lamp | 2 | 60 | Bedroom | 232134 | Bedroom | 0.00052955
Table | Incandescent |  | Decorative | 1 | 40 | Bedroom | 232134 | Bedroom | 0.00052955
Ceiling Fixture | Incandescent |  | Standard A Lamp | 1 | 60 | Bedroom | 232135 | Bedroom | 0.00052955
Ceiling Fixture | Linear Fluorescent | 36 | T-8 | 2 | 60 | Bedroom | 232136 | Bedroom | 0.00052955
Table | Incandescent |  | Decorative | 1 | 40 | Bedroom | 232136 | Bedroom | 0.00052955
Ceiling Fixture | Incandescent |  | Standard A Lamp | 1 | 65 | Dining Room | 232137 | Dining Room | 0.00052955
Ceiling Fixture | Incandescent |  | Standard A Lamp | 1 | 60 | Other | 232138 | Other | 0.00052955
Ceiling Fixture | Incandescent |  | Standard A Lamp | 1 | 60 | Hall | 232139 | Hall | 0.00052955
Ceiling Fixture | Linear Fluorescent | 36 | T-8 | 2 | 60 | Hall | 2321310 | Hall | 0.00052955
Ceiling Fixture | Linear Fluorescent | 48 | T-8 | 4 | 60 | Kitchen | 2321311 | Kitchen | 0.00052955
Ceiling Fixture | Incandescent |  | Standard A Lamp | 1 | 60 | Laundry Room | 2321312 | Laundry Room | 0.00052955
Table | Compact Fluorescent |  | Twist | 1 | 28 | Living Room | 2321313 | Living Room | 0.00052955
Ceiling Fixture | Compact Fluorescent |  | Twist | 2 | 22 | Office | 2321314 | Office | 0.00052955
Ceiling Fixture | Incandescent |  | Decorative | 4 | 40 | Office | 2321315 | Office | 0.00052955
Table | Incandescent |  | Standard A Lamp | 1 | 60 | Office | 2321315 | Office | 0.00052955
Ceiling Fixture | Linear Fluorescent | 36 | T-8 | 2 | 60 | Office | 2321316 | Office | 0.00052955
Ceiling Fixture | Incandescent |  | Standard A Lamp | 1 | 60 | Other | 2321317 | Other | 0.00052955
Ceiling Fixture | Compact Fluorescent |  | Twist | 1 | 22 | Other | 2321318 | Other | 0.00052955
Ceiling Fixture | Incandescent |  | Standard A Lamp | 1 | 60 | Bathroom | 232331 | Bathroom | 0.00047324
Wall Mount | Incandescent |  | Globe | 4 | 60 | Bathroom | 232331 | Bathroom | 0.00047324
Wall Mount | Incandescent |  | Globe | 6 | 60 | Bathroom | 232332 | Bathroom | 0.00047324
Chandelier (Hanging) | Incandescent |  | Decorative | 6 | 40 | Bedroom | 232333 | Bedroom | 0.00047324
Table | Compact Fluorescent |  | Pin base | 1 | 15 | Bedroom | 232333 | Bedroom | 0.00047324
Ceiling Fixture | Incandescent |  | Standard A Lamp | 3 | 60 | Bedroom | 232334 | Bedroom | 0.00047324
Ceiling Fan | Incandescent |  | Standard A Lamp | 1 | 60 | Bedroom | 232335 | Bedroom | 0.00047324
Table | Compact Fluorescent |  | Pin base | 1 | 15 | Bedroom | 232335 | Bedroom | 0.00047324
Table | Incandescent |  | Standard A Lamp | 1 | 40 | Bedroom | 232335 | Bedroom | 0.00047324
Ceiling Fixture | Linear Fluorescent | 48 | T-12 | 2 | 40 | Bedroom | 232336 | Bedroom | 0.00047324
Table | Compact Fluorescent |  | Twist | 1 | 15 | Bedroom | 232336 | Bedroom | 0.00047324
Ceiling Fixture | Compact Fluorescent |  | Circline (Screw Base) | 1 | 22 | Closet | 232337 | Closet | 0.00047324
Recessed Can | Compact Fluorescent |  | Reflector | 1 | 22 | Other | 232338 | Other | 0.00047324
Ceiling Fixture | Linear Fluorescent | 48 | T-8 | 2 | 32 | Garage | 232339 | Garage | 0.00047324
Ceiling Fixture | Linear Fluorescent | 48 | T-12 | 1 | 40 | Garage | 232339 | Garage | 0.00047324
Garage door opener | Incandescent |  | Standard A Lamp | 2 | 60 | Garage | 232339 | Garage | 0.00047324
Ceiling Fixture | Linear Fluorescent | 48 | T-12 | 4 | 40 | Kitchen | 2323310 | Kitchen | 0.00047324
Ceiling Fixture | Linear Fluorescent | 48 | T-12 | 2 | 40 | Laundry Room | 2323311 | Laundry Room | 0.00047324
Recessed Can | Incandescent |  | Reflector | 1 | 65 | Living Room | 2323312 | Living Room | 0.00047324
Ceiling Fan | Incandescent |  | Standard A Lamp | 5 | 60 | Living Room | 2323312 | Living Room | 0.00047324
Ceiling Fixture | Incandescent |  | Standard A Lamp | 1 | 60 | Living Room | 2323312 | Living Room | 0.00047324
Ceiling Fixture | Incandescent |  | Standard A Lamp | 1 | 60 | Other | 2323313 | Other | 0.00047324
Ceiling Fixture | Linear Fluorescent | 48 | T-12 | 2 | 40 | Other | 2323314 | Other | 0.00047324
Recessed Can | Incandescent |  | Reflector | 1 | 65 | Other | 2323315 | Other | 0.00047324
Ceiling Fan | Incandescent |  | Decorative | 4 | 60 | Other | 2323315 | Other | 0.00047324
Ceiling Fixture | Compact Fluorescent |  | Twist | 1 | 15 | Hall | 232351 | Hall | 0.00040077
Ceiling Fixture | Incandescent |  | Standard A Lamp | 1 | 60 | Bedroom | 232352 | Bedroom | 0.00040077
Ceiling Fixture | Incandescent |  | Standard A Lamp | 1 | 60 | Kitchen | 232353 | Kitchen | 0.00040077
Ceiling Fixture | Compact Fluorescent |  | Twist | 1 | 15 | Laundry Room | 232354 | Laundry Room | 0.00040077
Ceiling Fixture | Compact Fluorescent |  | Twist | 1 | 15 | Living Room | 232355 | Living Room | 0.00040077
Ceiling Fixture | Incandescent |  | Standard A Lamp | 1 | 60 | Bathroom | 232356 | Bathroom | 0.00040077
Ceiling Fixture | Incandescent |  | Standard A Lamp | 1 | 60 | Closet | 232357 | Closet | 0.00040077
Ceiling Fixture | Incandescent |  | Standard A Lamp | 1 | 60 | Bedroom | 232358 | Bedroom | 0.00040077
Ceiling Fixture | Incandescent |  | Standard A Lamp | 1 | 60 | Bedroom | 232359 | Bedroom | 0.00040077
Table | Incandescent |  | Standard A Lamp | 1 | 60 | Office | 2323510 | Office | 0.00040077
Ceiling Fixture | Compact Fluorescent |  | Twist | 1 | 22 | Kitchen | 232411 | Kitchen | 0.0005169
Wall Mount | Compact Fluorescent |  | Twist | 3 | 15 | Bathroom | 232412 | Bathroom | 0.0005169
Ceiling Fixture | Incandescent |  | Standard A Lamp | 2 | 60 | Bathroom | 232412 | Bathroom | 0.0005169
Recessed - other | Halogen |  | PAR | 1 | 20 | Bathroom | 232412 | Bathroom | 0.0005169
Ceiling Fixture | Incandescent |  | Standard A Lamp | 1 | 75 | Other | 232413 | Other | 0.0005169
Ceiling Fixture | Linear Fluorescent | 48 | T-12 | 2 | 40 | Other | 232414 | Other | 0.0005169
Table | Incandescent |  | Standard A Lamp | 1 | 60 | Other | 232414 | Other | 0.0005169
Ceiling Fixture | Linear Fluorescent | 72 | T-12 | 2 | 60 | Other | 232414 | Other | 0.0005169
Track | Compact Fluorescent |  | Twist | 1 | 15 | Other | 232414 | Other | 0.0005169
Ceiling Fixture | Incandescent |  | Standard A Lamp | 1 | 60 | Closet | 232415 | Closet | 0.0005169
Ceiling Fixture | Linear Fluorescent | 48 | T-12 | 2 | 40 | Garage | 232416 | Garage | 0.0005169
Garage door opener | Incandescent |  | Standard A Lamp | 1 | 40 | Garage | 232416 | Garage | 0.0005169
Ceiling Fixture | Incandescent |  | Standard A Lamp | 1 | 60 | Garage | 232416 | Garage | 0.0005169
Ceiling Fixture | Compact Fluorescent |  | A shape bulb | 1 | 22 | Dining Room | 232417 | Dining Room | 0.0005169
Recessed Can | Compact Fluorescent |  | Twist | 1 | 15 | Living Room | 232418 | Living Room | 0.0005169
Wall Mount | Incandescent |  | Standard A Lamp | 1 | 25 | Laundry Room | 232419 | Laundry Room | 0.0005169
Track | Compact Fluorescent |  | Twist | 3 | 22 | Hall | 2324110 | Hall | 0.0005169
Ceiling Fixture | Compact Fluorescent |  | Twist | 1 | 15 | Hall | 2324110 | Hall | 0.0005169
Ceiling Fixture | Incandescent |  | Clear | 1 | 40 | Bathroom | 2324111 | Bathroom | 0.0005169
Track | Compact Fluorescent |  | Twist | 1 | 15 | Bathroom | 2324111 | Bathroom | 0.0005169
Ceiling Fixture | Compact Fluorescent |  | Twist | 2 | 15 | Office | 2324112 | Office | 0.0005169
Table | Halogen |  | MR | 1 | 30 | Office | 2324112 | Office | 0.0005169
Other | Incandescent |  | Other | 1 | 60 | Office | 2324112 | Office | 0.0005169
Ceiling Fixture | Compact Fluorescent |  | Twist | 1 | 15 | Bedroom | 2324113 | Bedroom | 0.0005169
Table | Compact Fluorescent |  | Twist | 1 | 15 | Master Bedroom | 2324114 | Master Bedroom | 0.0005169
Table | Halogen |  | MR | 1 | 50 | Master Bedroom | 2324114 | Master Bedroom | 0.0005169
Recessed Can | Incandescent |  | Reflector | 1 | 65 | Bathroom | 232601 | Bathroom | 0.00047324
Table | Incandescent |  | Standard A Lamp | 1 | 75 | Bathroom | 232601 | Bathroom | 0.00047324
Recessed Can | Incandescent |  | Reflector | 1 | 65 | Bathroom | 232602 | Bathroom | 0.00047324
Table | Incandescent |  | Standard A Lamp | 1 | 100 | Living Room | 232603 | Living Room | 0.00047324
Table | Incandescent |  | Standard A Lamp | 1 | 60 | Living Room | 232603 | Living Room | 0.00047324
Recessed Can | Compact Fluorescent |  | Twist | 1 | 15 | Kitchen | 232604 | Kitchen | 0.00047324
Recessed Can | Incandescent |  | Reflector | 1 | 65 | Hall | 232605 | Hall | 0.00047324
Recessed Can | Incandescent |  | Reflector | 1 | 65 | Laundry Room | 232606 | Laundry Room | 0.00047324
Recessed Can | Incandescent |  | Reflector | 1 | 65 | Bedroom | 232607 | Bedroom | 0.00047324
Recessed Can | Incandescent |  | Reflector | 1 | 65 | Bathroom | 232608 | Bathroom | 0.00047324
Recessed Can | Incandescent |  | Reflector | 1 | 65 | Bedroom | 232609 | Bedroom | 0.00047324
Recessed Can | Compact Fluorescent |  | Reflector | 1 | 22 | Bathroom | 232621 | Bathroom | 0.00040077
Wall Mount | Compact Fluorescent |  | A shape bulb | 1 | 15 | Bathroom | 232621 | Bathroom | 0.00040077
Wall Mount | Incandescent |  | Globe | 3 | 75 | Bathroom | 232622 | Bathroom | 0.00040077
Chandelier (Hanging) | Incandescent |  | Standard A Lamp | 1 | 60 | Bedroom | 232623 | Bedroom | 0.00040077
Table | Incandescent |  | Standard A Lamp | 1 | 60 | Bedroom | 232623 | Bedroom | 0.00040077
Chandelier (Hanging) | Incandescent |  | Standard A Lamp | 1 | 60 | Bedroom | 232624 | Bedroom | 0.00040077
Ceiling Fixture | Compact Fluorescent |  | Twist | 3 | 15 | Bedroom | 232625 | Bedroom | 0.00040077
Table | Incandescent |  | Standard A Lamp | 1 | 60 | Bedroom | 232625 | Bedroom | 0.00040077
Chandelier (Hanging) | Incandescent |  | Globe | 1 | 75 | Dining Room | 232626 | Dining Room | 0.00040077
Recessed Can | Compact Fluorescent |  | Reflector | 1 | 22 | Dining Room | 232626 | Dining Room | 0.00040077
Ceiling Fixture | Compact Fluorescent |  | Twist | 1 | 22 | Family Room | 232627 | Family Room | 0.00040077
Floor lamp | Incandescent |  | Standard A Lamp | 1 | 60 | Family Room | 232627 | Family Room | 0.00040077
Ceiling Fixture | Compact Fluorescent |  | Twist | 1 | 42 | Garage | 232628 | Garage | 0.00040077
Garage door opener | Incandescent |  | Standard A Lamp | 1 | 60 | Garage | 232628 | Garage | 0.00040077
Chandelier (Hanging) | Compact Fluorescent |  | Twist | 2 | 22 | Hall | 232629 | Hall | 0.00040077
Ceiling Fan | Compact Fluorescent |  | Twist | 2 | 22 | Kitchen | 2326210 | Kitchen | 0.00040077
Ceiling Fixture | Incandescent |  | Standard A Lamp | 1 | 65 | Laundry Room | 2326211 | Laundry Room | 0.00040077
Floor lamp | Compact Fluorescent |  | Twist | 1 | 22 | Bedroom | 2326212 | Bedroom | 0.00040077
Table | Compact Fluorescent |  | Straight Tube | 1 | 22 | Bedroom | 2326212 | Bedroom | 0.00040077
Ceiling Fixture | Incandescent |  | Standard A Lamp | 3 | 60 | Other | 232671 | Other | 0.0020539
Ceiling Fixture | Incandescent |  | Standard A Lamp | 1 | 75 | Bedroom | 232672 | Bedroom | 0.0020539
Table | Incandescent |  | Standard A Lamp | 1 | 60 | Bedroom | 232672 | Bedroom | 0.0020539
Ceiling Fan | Incandescent |  | Standard A Lamp | 1 | 65 | Other | 232673 | Other | 0.0020539
Table | Incandescent |  | Standard A Lamp | 1 | 60 | Other | 232673 | Other | 0.0020539
Ceiling Fan | Incandescent |  | Standard A Lamp | 1 | 75 | Dining Room | 232674 | Dining Room | 0.0020539
Ceiling Fan | Incandescent |  | Decorative | 4 | 40 | Dining Room | 232674 | Dining Room | 0.0020539
Table | Incandescent |  | Standard A Lamp | 1 | 60 | Dining Room | 232674 | Dining Room | 0.0020539
Ceiling Fixture | Linear Fluorescent | 96 | T-12 | 2 | 80 | Garage | 232675 | Garage | 0.0020539
Ceiling Fixture | Linear Fluorescent | 48 | T-12 | 2 | 40 | Garage | 232675 | Garage | 0.0020539
Ceiling Fixture | Incandescent |  | Standard A Lamp | 1 | 55 | Kitchen | 232677 | Kitchen | 0.0020539
Ceiling Fixture | Compact Fluorescent |  | 3-Way CFL | 1 | 23 | Kitchen | 232677 | Kitchen | 0.0020539
Ceiling Fixture | Incandescent |  | Standard A Lamp | 1 | 60 | Laundry Room | 232678 | Laundry Room | 0.0020539
Ceiling Fan | Incandescent |  | Standard A Lamp | 1 | 60 | Living Room | 232679 | Living Room | 0.0020539
Floor lamp | Incandescent |  | Standard A Lamp | 1 | 65 | Living Room | 232679 | Living Room | 0.0020539
Floor lamp | Incandescent |  | Decorative | 4 | 40 | Living Room | 232679 | Living Room | 0.0020539
Ceiling Fixture | Incandescent |  | Standard A Lamp | 1 | 65 | Bathroom | 2326710 | Bathroom | 0.0020539
Ceiling Fixture | Incandescent |  | Standard A Lamp | 1 | 65 | Master Bedroom | 2326711 | Master Bedroom | 0.0020539
Table | Incandescent |  | Standard A Lamp | 1 | 50 | Master Bedroom | 2326711 | Master Bedroom | 0.0020539
Ceiling Fan | Incandescent |  | Standard A Lamp | 4 | 40 | Other | 2326712 | Other | 0.0020539
Table | Incandescent |  | Standard A Lamp | 1 | 60 | Bedroom | 232741 | Bedroom | 0.00028447
Recessed Can | Incandescent |  | Reflector | 1 | 60 | Bedroom | 232741 | Bedroom | 0.00028447
Ceiling Fixture | Incandescent |  | Standard A Lamp | 1 | 60 | Bedroom | 232742 | Bedroom | 0.00028447
Recessed Can | Incandescent |  | Reflector | 1 | 60 | Bedroom | 232742 | Bedroom | 0.00028447
Table | Incandescent |  | Standard A Lamp | 1 | 60 | Bedroom | 232743 | Bedroom | 0.00028447
Ceiling Fixture | Incandescent |  | Standard A Lamp | 1 | 60 | Bedroom | 232743 | Bedroom | 0.00028447
Recessed Can | Incandescent |  | Reflector | 1 | 60 | Family Room | 232744 | Family Room | 0.00028447
Recessed Can | Incandescent |  | Reflector | 1 | 60 | Family Room | 232745 | Family Room | 0.00028447
Floor lamp | Incandescent |  | Standard A Lamp | 1 | 60 | Family Room | 232745 | Family Room | 0.00028447
Chandelier (Hanging) | Incandescent |  | Standard A Lamp | 1 | 60 | Family Room | 232745 | Family Room | 0.00028447
Garage door opener | Incandescent |  | Clear | 2 | 40 | Garage | 232746 | Garage | 0.00028447
Ceiling Fixture | Incandescent |  | Standard A Lamp | 1 | 60 | Garage | 232746 | Garage | 0.00028447
Ceiling Fixture | Linear Fluorescent | 48 | T-4 | 2 | 40 | Other | 232747 | Other | 0.00028447
Chandelier (Hanging) | Incandescent |  | Standard A Lamp | 6 | 60 | Kitchen | 232748 | Kitchen | 0.00028447
Recessed Can | Incandescent |  | Reflector | 1 | 60 | Kitchen | 232748 | Kitchen | 0.00028447
Ceiling Fixture | Incandescent |  | Standard A Lamp | 1 | 60 | Laundry Room | 232749 | Laundry Room | 0.00028447
Ceiling Fixture | Linear Fluorescent | 48 | T-4 | 2 | 40 | Laundry Room | 232749 | Laundry Room | 0.00028447
Ceiling Fixture | Incandescent |  | Standard A Lamp | 3 | 60 | Living Room | 2327410 | Living Room | 0.00028447
Table | Incandescent |  | Standard A Lamp | 1 | 60 | Living Room | 2327410 | Living Room | 0.00028447
Ceiling Fixture | Incandescent |  | Reflector | 3 | 60 | Other | 2327411 | Other | 0.00028447
Wall Mount | Compact Fluorescent |  | Twist | 2 | 14 | Bathroom | 232781 | Bathroom | 0.00040077
Ceiling Fixture | Compact Fluorescent |  | Twist | 2 | 14 | Bedroom | 232782 | Bedroom | 0.00040077
Ceiling Fixture | Compact Fluorescent |  | Twist | 2 | 14 | Bedroom | 232783 | Bedroom | 0.00040077
Floor lamp | Compact Fluorescent |  | Twist | 1 | 14 | Bedroom | 232783 | Bedroom | 0.00040077
Ceiling Fixture | Incandescent |  | Standard A Lamp | 1 | 60 | Garage | 232784 | Garage | 0.00040077
Ceiling Fixture | Compact Fluorescent |  | Twist | 1 | 14 | Hall | 232785 | Hall | 0.00040077
Ceiling Fixture | Compact Fluorescent |  | Twist | 2 | 14 | Kitchen | 232786 | Kitchen | 0.00040077
Ceiling Fan | Incandescent |  | Globe | 5 | 40 | Kitchen | 232786 | Kitchen | 0.00040077
Floor lamp | Compact Fluorescent |  | Twist | 1 | 14 | Living Room | 232787 | Living Room | 0.00040077
Wall Mount | Compact Fluorescent |  | Twist | 2 | 14 | Bathroom | 232788 | Bathroom | 0.00040077
Ceiling Fan | Compact Fluorescent |  | Twist | 1 | 14 | Master Bedroom | 232789 | Master Bedroom | 0.00040077
Floor lamp | Incandescent |  | Standard A Lamp | 1 | 25 | Master Bedroom | 232789 | Master Bedroom | 0.00040077
Table | Incandescent |  | Standard A Lamp | 1 | 150 | Bedroom | 232821 | Bedroom | 0.00094081
Table | Incandescent |  | Standard A Lamp | 1 | 100 | Bedroom | 232821 | Bedroom | 0.00094081
Ceiling Fixture | Linear Fluorescent | 96 | T-12 | 2 | 60 | Other | 232822 | Other | 0.00094081
Ceiling Fixture | Compact Fluorescent |  | Twist | 2 | 22 | Other | 232822 | Other | 0.00094081
Ceiling Fixture | Linear Fluorescent | 48 | T-12 | 2 | 40 | Other | 232822 | Other | 0.00094081
Ceiling Fixture | Incandescent |  | Standard A Lamp | 1 | 100 | Other | 232822 | Other | 0.00094081
Ceiling Fixture | Incandescent |  | Standard A Lamp | 1 | 40 | Other | 232823 | Other | 0.00094081
Ceiling Fixture | Incandescent |  | Standard A Lamp | 1 | 100 | Other | 232823 | Other | 0.00094081
Ceiling Fixture | Compact Fluorescent |  | Twist | 2 | 22 | Office | 232824 | Office | 0.00094081
Ceiling Fixture | Linear Fluorescent | 96 | T-12 | 2 | 60 | Office | 232824 | Office | 0.00094081
Table | Incandescent |  | Standard A Lamp | 1 | 60 | Office | 232824 | Office | 0.00094081
Table | Incandescent |  | Clear | 1 | 25 | Office | 232824 | Office | 0.00094081
Wall Mount | Incandescent |  | Globe | 8 | 40 | Bathroom | 232825 | Bathroom | 0.00094081
Recessed Can | Incandescent |  | Reflector | 1 | 75 | Bathroom | 232825 | Bathroom | 0.00094081
Table | Incandescent |  | Standard A Lamp | 1 | 75 | Bedroom | 232826 | Bedroom | 0.00094081
Floor lamp | Compact Fluorescent |  | Pin base | 1 | 22 | Bedroom | 232826 | Bedroom | 0.00094081
Ceiling Fixture | Incandescent |  | Standard A Lamp | 1 | 100 | Bedroom | 232827 | Bedroom | 0.00094081
Table | Incandescent |  | Standard A Lamp | 2 | 100 | Bedroom | 232827 | Bedroom | 0.00094081
Table | Incandescent |  | Standard A Lamp | 1 | 75 | Bedroom | 232827 | Bedroom | 0.00094081
Table | Incandescent |  | Decorative | 2 | 60 | Bedroom | 232827 | Bedroom | 0.00094081
Ceiling Fixture | Incandescent |  | Standard A Lamp | 1 | 150 | Garage | 232828 | Garage | 0.00094081
Garage door opener | Incandescent |  | Standard A Lamp | 1 | 75 | Garage | 232828 | Garage | 0.00094081
Ceiling Fixture | Compact Fluorescent |  | Twist | 1 | 15 | Hall | 232829 | Hall | 0.00094081
Chandelier (Hanging) | Incandescent |  | Standard A Lamp | 1 | 100 | Kitchen | 2328210 | Kitchen | 0.00094081
Recessed Can | Incandescent |  | Reflector | 1 | 75 | Laundry Room | 2328211 | Laundry Room | 0.00094081
Chandelier (Hanging) | Compact Fluorescent |  | Twist | 2 | 15 | Laundry Room | 2328211 | Laundry Room | 0.00094081
Ceiling Fixture | Incandescent |  | Standard A Lamp | 1 | 40 | Office | 2328212 | Office | 0.00094081
Floor lamp | Compact Fluorescent |  | Twist | 1 | 22 | Living Room | 2328213 | Living Room | 0.00094081
Floor lamp | Compact Fluorescent |  | Twist | 2 | 15 | Living Room | 2328213 | Living Room | 0.00094081
Table | Incandescent |  | Decorative | 1 | 40 | Living Room | 2328213 | Living Room | 0.00094081
Table | Incandescent |  | Standard A Lamp | 1 | 40 | Living Room | 2328213 | Living Room | 0.00094081
Ceiling Fixture | Compact Fluorescent |  | Twist | 1 | 22 | Hall | 2328214 | Hall | 0.00094081
Wall Mount | Compact Fluorescent |  | Twist | 6 | 15 | Bathroom | 232831 | Bathroom | 0.0004784
Ceiling Fan | Incandescent |  | Standard A Lamp | 1 | 65 | Bathroom | 232831 | Bathroom | 0.0004784
Ceiling Fixture | Incandescent |  | Standard A Lamp | 2 | 60 | Bedroom | 232832 | Bedroom | 0.0004784
Table | Incandescent |  | Standard A Lamp | 1 | 60 | Bedroom | 232832 | Bedroom | 0.0004784
Wall Mount | Incandescent |  | Standard A Lamp | 3 | 60 | Bathroom | 232833 | Bathroom | 0.0004784
Wall Mount | Incandescent |  | Standard A Lamp | 3 | 60 | Bathroom | 232834 | Bathroom | 0.0004784
Ceiling Fixture | Incandescent |  | Reflector | 1 | 90 | Bathroom | 232834 | Bathroom | 0.0004784
Ceiling Fixture | Incandescent |  | Standard A Lamp | 9 | 60 | Dining Room | 232835 | Dining Room | 0.0004784
Ceiling Fixture | Incandescent |  | Standard A Lamp | 2 | 60 | Hall | 232836 | Hall | 0.0004784
Low bay | Linear Fluorescent | 96 | T-12 | 2 | 100 | Garage | 232837 | Garage | 0.0004784
Ceiling Fixture | Incandescent |  | Reflector | 1 | 65 | Garage | 232837 | Garage | 0.0004784
Garage door opener | Compact Fluorescent |  | A shape bulb | 1 | 15 | Garage | 232837 | Garage | 0.0004784
Ceiling Fixture | Incandescent |  | Standard A Lamp | 2 | 60 | Hall | 232838 | Hall | 0.0004784
Ceiling Fixture | Incandescent |  | Standard A Lamp | 2 | 60 | Hall | 232839 | Hall | 0.0004784
Recessed Can | Incandescent |  | Reflector | 1 | 65 | Kitchen | 2328310 | Kitchen | 0.0004784
Ceiling Fixture | Incandescent |  | Standard A Lamp | 2 | 60 | Laundry Room | 2328311 | Laundry Room | 0.0004784
Floor lamp | Compact Fluorescent |  | Straight Tube | 1 | 28 | Living Room | 2328312 | Living Room | 0.0004784
Floor lamp | Incandescent |  | Standard A Lamp | 1 | 100 | Living Room | 2328312 | Living Room | 0.0004784
Torchiere | Incandescent |  | Standard A Lamp | 2 | 60 | Living Room | 2328312 | Living Room | 0.0004784
Torchiere | Compact Fluorescent |  | Twist | 1 | 15 | Living Room | 2328312 | Living Room | 0.0004784
Ceiling Fan | Incandescent |  | Mini base | 3 | 40 | Master Bedroom | 2328313 | Master Bedroom | 0.0004784
Table | Incandescent |  | Standard A Lamp | 2 | 60 | Master Bedroom | 2328313 | Master Bedroom | 0.0004784
Table | Compact Fluorescent |  | Twist | 1 | 15 | Master Bedroom | 2328313 | Master Bedroom | 0.0004784
Ceiling Fixture | Incandescent |  | Standard A Lamp | 2 | 60 | Office | 2328314 | Office | 0.0004784
Floor lamp | Incandescent |  | Standard A Lamp | 1 | 60 | Office | 2328314 | Office | 0.0004784
Ceiling Fixture | Incandescent |  | Standard A Lamp | 1 | 60 | Closet | 2328316 | Closet | 0.0004784
Ceiling Fixture | Incandescent |  | Standard A Lamp | 2 | 60 | Office | 2328317 | Office | 0.0004784
Low bay | Linear Fluorescent | 36 | T-12 | 2 | 32 | Office | 2328317 | Office | 0.0004784
Ceiling Fixture | Incandescent |  | Standard A Lamp | 2 | 60 | Dining Room | 2328318 | Dining Room | 0.0004784
Ceiling Fixture | Incandescent |  | Standard A Lamp | 2 | 60 | Hall | 2328319 | Hall | 0.0004784
Wall Mount | Compact Fluorescent |  | Twist | 4 | 15 | Bathroom | 232841 | Bathroom | 0.00094081
Ceiling Fixture | Incandescent |  | Standard A Lamp | 1 | 60 | Bedroom | 232842 | Bedroom | 0.00094081
Table | Incandescent |  | Standard A Lamp | 1 | 70 | Bedroom | 232842 | Bedroom | 0.00094081
Table | Incandescent |  | Standard A Lamp | 1 | 40 | Bedroom | 232842 | Bedroom | 0.00094081
Ceiling Fixture | Compact Fluorescent |  | Twist | 1 | 15 | Bedroom | 232843 | Bedroom | 0.00094081
Ceiling Fixture | Compact Fluorescent |  | Twist | 2 | 15 | Bedroom | 232843 | Bedroom | 0.00094081
Chandelier (Hanging) | Incandescent |  | Mini base | 10 | 40 | Dining Room | 232844 | Dining Room | 0.00094081
Ceiling Fixture | Compact Fluorescent |  | Twist | 1 | 15 | Hall | 232845 | Hall | 0.00094081
Ceiling Fixture | Linear Fluorescent | 48 | T-12 | 2 | 60 | Kitchen | 232846 | Kitchen | 0.00094081
Ceiling Fixture | Linear Fluorescent | 48 | T-12 | 4 | 60 | Kitchen | 232846 | Kitchen | 0.00094081
Chandelier (Hanging) | Incandescent |  | Standard A Lamp | 2 | 60 | Living Room | 232847 | Living Room | 0.00094081
Table | Incandescent |  | Standard A Lamp | 1 | 60 | Living Room | 232847 | Living Room | 0.00094081
Table | Compact Fluorescent |  | Twist | 1 | 15 | Living Room | 232847 | Living Room | 0.00094081
Ceiling Fixture | Compact Fluorescent |  | Twist | 2 | 15 | Office | 232848 | Office | 0.00094081
Ceiling Fixture | Compact Fluorescent |  | Twist | 1 | 15 | Closet | 232849 | Closet | 0.00094081
Wall Mount | Incandescent |  | Standard A Lamp | 3 | 100 | Bathroom | 232871 | Bathroom | 0.00040077
Recessed Can | Incandescent |  | Heat Lamp | 1 | 125 | Bathroom | 232871 | Bathroom | 0.00040077
Wall Mount | Incandescent |  | Standard A Lamp | 3 | 100 | Bathroom | 232872 | Bathroom | 0.00040077
Recessed Can | Incandescent |  | Reflector | 1 | 60 | Hall | 232873 | Hall | 0.00040077
Ceiling Fixture | Compact Fluorescent |  | Twist | 2 | 15 | Hall | 232873 | Hall | 0.00040077
Ceiling Fan | Incandescent |  | Decorative | 3 | 60 | Family Room | 232874 | Family Room | 0.00040077
Floor lamp | Incandescent |  | Standard A Lamp | 1 | 65 | Family Room | 232874 | Family Room | 0.00040077
Ceiling Fixture | Incandescent |  | Standard A Lamp | 1 | 100 | Garage | 232875 | Garage | 0.00040077
Recessed Can | Incandescent |  | Reflector | 1 | 60 | Bedroom | 232876 | Bedroom | 0.00040077
Table | Incandescent |  | Standard A Lamp | 1 | 100 | Bedroom | 232876 | Bedroom | 0.00040077
Recessed Can | Incandescent |  | Reflector | 1 | 60 | Hall | 232877 | Hall | 0.00040077
Recessed Can | Incandescent |  | Reflector | 1 | 60 | Kitchen | 232878 | Kitchen | 0.00040077
High bay | Halogen |  |  | 4 | 20 | Kitchen | 232878 | Kitchen | 0.00040077
High bay | Halogen |  | PAR | 2 | 30 | Kitchen | 232878 | Kitchen | 0.00040077
Recessed Can | Incandescent |  | Reflector | 1 | 60 | Bedroom | 232879 | Bedroom | 0.00040077
Table | Incandescent |  | Standard A Lamp | 1 | 75 | Bedroom | 232879 | Bedroom | 0.00040077
Recessed Can | Incandescent |  | Reflector | 1 | 60 | Living Room | 2328710 | Living Room | 0.00040077
Ceiling Fixture | Compact Fluorescent |  | Twist | 2 | 28 | Laundry Room | 2328711 | Laundry Room | 0.00040077
Ceiling Fixture | Incandescent |  | Standard A Lamp | 2 | 100 | Closet | 2328712 | Closet | 0.00040077
Wall Mount | Incandescent |  | Globe | 4 | 25 | Bathroom | 232941 | Bathroom | 0.00047324
Ceiling Fixture | Incandescent |  | Standard A Lamp | 1 | 60 | Bathroom | 232942 | Bathroom | 0.00047324
Wall Mount | Incandescent |  | Standard A Lamp | 4 | 40 | Bathroom | 232942 | Bathroom | 0.00047324
Wall Mount | Incandescent |  | Globe | 6 | 60 | Bathroom | 232943 | Bathroom | 0.00047324
Ceiling Fan | Incandescent |  | Standard A Lamp | 4 | 40 | Bedroom | 232944 | Bedroom | 0.00047324
Table | Compact Fluorescent |  | Twist | 2 | 22 | Bedroom | 232944 | Bedroom | 0.00047324
Ceiling Fixture | Incandescent |  | Standard A Lamp | 2 | 60 | Bedroom | 232945 | Bedroom | 0.00047324
Ceiling Fixture | Incandescent |  | Decorative | 3 | 40 | Bedroom | 232945 | Bedroom | 0.00047324
Ceiling Fan | Incandescent |  | Decorative | 4 | 40 | Bedroom | 232946 | Bedroom | 0.00047324
Table | Compact Fluorescent |  | Twist | 2 | 22 | Bedroom | 232946 | Bedroom | 0.00047324
Ceiling Fixture | Linear Fluorescent | 48 | T-12 | 2 | 40 | Bedroom | 232947 | Bedroom | 0.00047324
Ceiling Fan | Incandescent |  | Standard A Lamp | 4 | 40 | Family Room | 232948 | Family Room | 0.00047324
Ceiling Fixture | Compact Fluorescent |  | Twist | 1 | 15 | Family Room | 232948 | Family Room | 0.00047324
Ceiling Fixture | Incandescent |  | Standard A Lamp | 2 | 60 | Family Room | 232948 | Family Room | 0.00047324
Low bay | Linear Fluorescent | 48 | T-12 | 2 | 40 | Garage | 232949 | Garage | 0.00047324
Garage door opener | Compact Fluorescent |  | Twist | 2 | 15 | Garage | 232949 | Garage | 0.00047324
Wall Mount | Incandescent |  | Standard A Lamp | 1 | 60 | Hall | 2329410 | Hall | 0.00047324
Wall Mount | Compact Fluorescent |  | Twist | 1 | 15 | Hall | 2329410 | Hall | 0.00047324
Ceiling Fixture | Linear Fluorescent | 24 | T-12 | 4 | 20 | Kitchen | 2329411 | Kitchen | 0.00047324
Ceiling Fixture | Incandescent |  | Standard A Lamp | 1 | 40 | Kitchen | 2329411 | Kitchen | 0.00047324
Recessed Can | Incandescent |  | Reflector | 1 | 65 | Kitchen | 2329411 | Kitchen | 0.00047324
Ceiling Fixture | Compact Fluorescent |  | Twist | 2 | 15 | Bathroom | 2329412 | Bathroom | 0.00047324
Wall Mount | Incandescent |  | Globe | 3 | 60 | Bathroom | 2329412 | Bathroom | 0.00047324
Ceiling Fixture | Incandescent |  | Standard A Lamp | 6 | 40 | Living Room | 2329413 | Living Room | 0.00047324
Table | Compact Fluorescent |  | Twist | 1 | 15 | Living Room | 2329413 | Living Room | 0.00047324
Ceiling Fixture | Linear Fluorescent | 48 | T-12 | 2 | 40 | Office | 2329414 | Office | 0.00047324
Table | Compact Fluorescent |  | Twist | 1 | 15 | Office | 2329414 | Office | 0.00047324
Ceiling Fixture | Linear Fluorescent | 48 | T-12 | 2 | 40 | Other | 2329415 | Other | 0.00047324
Ceiling Fixture | Incandescent |  | Standard A Lamp | 1 | 60 | Other | 2329415 | Other | 0.00047324
Ceiling Fixture | Linear Fluorescent | 48 | T-12 | 2 | 40 | Other | 2329416 | Other | 0.00047324
Table | Incandescent |  | Standard A Lamp | 3 | 60 | Other | 2329416 | Other | 0.00047324
Ceiling Fixture | Incandescent |  | Standard A Lamp | 1 | 60 | Other | 2329417 | Other | 0.00047324
Wall Mount | Incandescent |  | Globe | 3 | 60 | Bathroom | 233001 | Bathroom | 0.0004784
Ceiling Fixture | Incandescent |  | Standard A Lamp | 2 | 60 | Bathroom | 233001 | Bathroom | 0.0004784
Ceiling Fixture | Incandescent |  | Standard A Lamp | 2 | 60 | Bedroom | 233002 | Bedroom | 0.0004784
Table | Compact Fluorescent |  | Twist | 1 | 15 | Bedroom | 233002 | Bedroom | 0.0004784
Ceiling Fixture | Incandescent |  | Standard A Lamp | 1 | 60 | Bedroom | 233003 | Bedroom | 0.0004784
Table | Compact Fluorescent |  | Twist | 1 | 15 | Bedroom | 233003 | Bedroom | 0.0004784
Ceiling Fixture | Incandescent |  | Standard A Lamp | 2 | 60 | Kitchen | 233004 | Kitchen | 0.0004784
Ceiling Fixture | Linear Fluorescent | 48 | T-12 | 2 | 40 | Kitchen | 233004 | Kitchen | 0.0004784
Ceiling Fixture | Incandescent |  | Standard A Lamp | 1 | 60 | Laundry Room | 233005 | Laundry Room | 0.0004784
Ceiling Fixture | Incandescent |  | Standard A Lamp | 2 | 60 | Living Room | 233006 | Living Room | 0.0004784
Ceiling Fan | Incandescent |  | Standard A Lamp | 4 | 40 | Living Room | 233006 | Living Room | 0.0004784
Table | Compact Fluorescent |  | Twist | 1 | 15 | Living Room | 233006 | Living Room | 0.0004784
Ceiling Fixture | Compact Fluorescent |  | Twist | 1 | 15 | Garage | 233007 | Garage | 0.0004784
Ceiling Fixture | Compact Fluorescent |  | Twist | 1 | 22 | Bathroom | 233141 | Bathroom | 0.00052955
Wall Mount | Incandescent |  | Globe | 6 | 60 | Bathroom | 233141 | Bathroom | 0.00052955
Ceiling Fixture | Incandescent |  | Standard A Lamp | 1 | 65 | Bathroom | 233142 | Bathroom | 0.00052955
Wall Mount | Compact Fluorescent |  | Globe | 4 | 15 | Bathroom | 233142 | Bathroom | 0.00052955
Ceiling Fixture | Incandescent |  | Standard A Lamp | 2 | 60 | Bedroom | 233143 | Bedroom | 0.00052955
Table | Incandescent |  | 3-Way Incandescent | 1 | 100 | Bedroom | 233143 | Bedroom | 0.00052955
Ceiling Fixture | Incandescent |  | Standard A Lamp | 2 | 65 | Bedroom | 233144 | Bedroom | 0.00052955
Ceiling Fixture | Incandescent |  | Standard A Lamp | 1 | 40 | Bathroom | 233145 | Bathroom | 0.00052955
Ceiling Fixture | Incandescent |  | Standard A Lamp | 2 | 65 | Family Room | 233146 | Family Room | 0.00052955
Ceiling Fixture | Incandescent |  | Standard A Lamp | 1 | 60 | Family Room | 233146 | Family Room | 0.00052955
Recessed - other | Linear Fluorescent | 24 | T-12 | 1 | 60 | Family Room | 233146 | Family Room | 0.00052955
Ceiling Fixture | Incandescent |  | Standard A Lamp | 2 | 60 | Other | 233147 | Other | 0.00052955
Low bay | Linear Fluorescent | 48 | T-12 | 2 | 20 | Other | 233147 | Other | 0.00052955
Recessed Can | Incandescent |  | Reflector | 1 | 40 | Other | 233148 | Other | 0.00052955
Ceiling Fixture | Incandescent |  | Standard A Lamp | 2 | 60 | Other | 233148 | Other | 0.00052955
Table | Incandescent |  | 3-Way Incandescent | 1 | 150 | Other | 233148 | Other | 0.00052955
Floor lamp | Halogen |  | Quartz Tube | 1 | 20 | Other | 233148 | Other | 0.00052955
Ceiling Fixture | Linear Fluorescent | 40 | T-12 | 2 | 60 | Other | 233149 | Other | 0.00052955
Ceiling Fixture | Incandescent |  | Standard A Lamp | 1 | 60 | Closet | 2331410 | Closet | 0.00052955
Chandelier (Hanging) | Halogen |  | Other | 10 | 20 | Dining Room | 2331411 | Dining Room | 0.00052955
Recessed Can | Incandescent |  | Reflector | 1 | 60 | Dining Room | 2331411 | Dining Room | 0.00052955
Ceiling Fixture | Incandescent |  | Standard A Lamp | 2 | 65 | Hall | 2331412 | Hall | 0.00052955
Recessed Can | Compact Fluorescent |  | Reflector | 1 | 15 | Hall | 2331412 | Hall | 0.00052955
Chandelier (Hanging) | Halogen |  | MR | 1 | 50 | Hall | 2331412 | Hall | 0.00052955
Ceiling Fixture | Incandescent |  | Standard A Lamp | 1 | 65 | Garage | 2331413 | Garage | 0.00052955
Garage door opener | Incandescent |  | Standard A Lamp | 1 | 60 | Garage | 2331413 | Garage | 0.00052955
Ceiling Fixture | Compact Fluorescent |  | Twist | 2 | 15 | Hall | 2331414 | Hall | 0.00052955
Ceiling Fixture | Linear Fluorescent | 24 | T-12 | 2 | 40 | Hall | 2331414 | Hall | 0.00052955
Ceiling Fixture | Linear Fluorescent | 48 | T-12 | 2 | 40 | Kitchen | 2331415 | Kitchen | 0.00052955
Ceiling Fixture | Incandescent |  | Reflector | 1 | 60 | Living Room | 2331416 | Living Room | 0.00052955
Table | Incandescent |  | 3-Way Incandescent | 1 | 150 | Living Room | 2331416 | Living Room | 0.00052955
Torchiere | Incandescent |  | Standard A Lamp | 2 | 65 | Living Room | 2331416 | Living Room | 0.00052955
Ceiling Fixture | Incandescent |  | Standard A Lamp | 1 | 65 | Closet | 2331417 | Closet | 0.00052955
Ceiling Fixture | Compact Fluorescent |  | Twist | 2 | 22 | Office | 2331418 | Office | 0.00052955
Table | Incandescent |  | Standard A Lamp | 1 | 60 | Office | 2331418 | Office | 0.00052955
Wall Mount | Compact Fluorescent |  | Twist | 1 | 15 | Bathroom | 233181 | Bathroom | 0.00028447
Ceiling Fixture | Compact Fluorescent |  | Twist | 1 | 15 | Bedroom | 233182 | Bedroom | 0.00028447
Ceiling Fixture | Compact Fluorescent |  | Twist | 1 | 15 | Bedroom | 233183 | Bedroom | 0.00028447
Ceiling Fixture | Compact Fluorescent |  | Twist | 1 | 22 | Bedroom | 233184 | Bedroom | 0.00028447
Ceiling Fixture | Compact Fluorescent |  | Twist | 1 | 15 | Hall | 233185 | Hall | 0.00028447
Ceiling Fixture | Compact Fluorescent |  | Twist | 1 | 22 | Kitchen | 233186 | Kitchen | 0.00028447
Ceiling Fixture | Compact Fluorescent |  | Twist | 2 | 15 | Living Room | 233187 | Living Room | 0.00028447
Table | Compact Fluorescent |  | Twist | 1 | 22 | Living Room | 233187 | Living Room | 0.00028447
Wall Mount | Incandescent |  | Globe | 8 | 40 | Bathroom | 233351 | Bathroom | 0.00029634
Ceiling Fixture | Incandescent |  | Standard A Lamp | 2 | 60 | Bathroom | 233351 | Bathroom | 0.00029634
Other | Incandescent |  | Mini base | 1 | 25 | Bathroom | 233351 | Bathroom | 0.00029634
Ceiling Fixture | Incandescent |  | Standard A Lamp | 2 | 60 | Bedroom | 233352 | Bedroom | 0.00029634
Table | Incandescent |  | Decorative | 1 | 40 | Bedroom | 233352 | Bedroom | 0.00029634
Ceiling Fixture | Incandescent |  | Standard A Lamp | 2 | 60 | Bedroom | 233353 | Bedroom | 0.00029634
Ceiling Fixture | Incandescent |  | Standard A Lamp | 2 | 60 | Hall | 233354 | Hall | 0.00029634
Ceiling Fixture | Incandescent |  | Standard A Lamp | 1 | 60 | Hall | 233354 | Hall | 0.00029634
Recessed Can | Incandescent |  | Reflector | 1 | 65 | Hall | 233354 | Hall | 0.00029634
Table | Incandescent |  | Decorative | 1 | 60 | Hall | 233354 | Hall | 0.00029634
Ceiling Fan | Incandescent |  | Clear | 4 | 40 | Bedroom | 233355 | Bedroom | 0.00029634
Table | Incandescent |  | Standard A Lamp | 1 | 60 | Bedroom | 233355 | Bedroom | 0.00029634
Ceiling Fan | Incandescent |  | Clear | 4 | 40 | Bedroom | 233356 | Bedroom | 0.00029634
Table | Incandescent |  | Standard A Lamp | 1 | 60 | Bedroom | 233356 | Bedroom | 0.00029634
Ceiling Fixture | Incandescent |  | Standard A Lamp | 2 | 60 | Bedroom | 233357 | Bedroom | 0.00029634
Ceiling Fixture | Incandescent |  | Standard A Lamp | 2 | 60 | Family Room | 233358 | Family Room | 0.00029634
Table | Incandescent |  | Standard A Lamp | 1 | 150 | Family Room | 233358 | Family Room | 0.00029634
Recessed Can | Incandescent |  | Reflector | 1 | 65 | Family Room | 233358 | Family Room | 0.00029634
Table | Incandescent |  | Decorative | 1 | 40 | Family Room | 233358 | Family Room | 0.00029634
Garage door opener | Incandescent |  | Standard A Lamp | 1 | 60 | Garage | 233359 | Garage | 0.00029634
Ceiling Fixture | Incandescent |  | Standard A Lamp | 1 | 75 | Garage | 233359 | Garage | 0.00029634
Wall Mount | Incandescent |  | Standard A Lamp | 3 | 60 | Bathroom | 2333510 | Bathroom | 0.00029634
Recessed Can | Incandescent |  | Reflector | 1 | 65 | Hall | 2333511 | Hall | 0.00029634
Recessed Can | Incandescent |  | Reflector | 1 | 65 | Kitchen | 2333512 | Kitchen | 0.00029634
Other | Incandescent |  | Mini base | 2 | 25 | Kitchen | 2333512 | Kitchen | 0.00029634
Chandelier (Hanging) | Compact Fluorescent |  | Twist | 5 | 15 | Kitchen | 2333512 | Kitchen | 0.00029634
Ceiling Fixture | Linear Fluorescent | 48 | T-12 | 2 | 40 | Laundry Room | 2333513 | Laundry Room | 0.00029634
Recessed Can | Incandescent |  | Reflector | 1 | 65 | Living Room | 2333514 | Living Room | 0.00029634
Recessed Can | Incandescent |  | Reflector | 1 | 65 | Living Room | 2333514 | Living Room | 0.00029634
Table | Incandescent |  | Standard A Lamp | 1 | 150 | Living Room | 2333514 | Living Room | 0.00029634
Table | Incandescent |  | Standard A Lamp | 2 | 60 | Living Room | 2333514 | Living Room | 0.00029634
Wall Mount | Incandescent |  | Standard A Lamp | 1 | 60 | Living Room | 2333514 | Living Room | 0.00029634
Recessed Can | Incandescent |  | Reflector | 1 | 65 | Bathroom | 2333515 | Bathroom | 0.00029634
Wall Mount | Incandescent |  | Standard A Lamp | 2 | 60 | Bathroom | 2333515 | Bathroom | 0.00029634
Ceiling Fixture | Incandescent |  | Standard A Lamp | 2 | 60 | Master Bedroom | 2333516 | Master Bedroom | 0.00029634
Table | Incandescent |  | Decorative | 1 | 25 | Master Bedroom | 2333516 | Master Bedroom | 0.00029634
Ceiling Fan | Incandescent |  | Clear | 4 | 40 | Master Bedroom | 2333516 | Master Bedroom | 0.00029634
Table | Incandescent |  | Standard A Lamp | 1 | 25 | Master Bedroom | 2333516 | Master Bedroom | 0.00029634
Recessed Can | Incandescent |  | Reflector | 1 | 40 | Master Bedroom | 2333516 | Master Bedroom | 0.00029634
Wall Mount | Incandescent |  | Standard A Lamp | 1 | 75 | Other | 2333517 | Other | 0.00029634
Chandelier (Hanging) | Incandescent |  | Standard A Lamp | 9 | 60 | Other | 2333518 | Other | 0.00029634
Recessed Can | Incandescent |  | Reflector | 1 | 65 | Other | 2333518 | Other | 0.00029634
Floor lamp | Incandescent |  | Decorative | 1 | 60 | Other | 2333518 | Other | 0.00029634
Table | Incandescent |  | Standard A Lamp | 1 | 15 | Other | 2333518 | Other | 0.00029634
Ceiling Fixture | Incandescent |  | Standard A Lamp | 1 | 60 | Other | 2333519 | Other | 0.00029634
Wall Mount | Compact Fluorescent |  | Twist | 3 | 15 | Bathroom | 233451 | Bathroom | 0.0005169
Wall Mount | Incandescent |  | Decorative | 3 | 25 | Bathroom | 233452 | Bathroom | 0.0005169
Ceiling Fixture | Incandescent |  | Standard A Lamp | 1 | 40 | Bathroom | 233452 | Bathroom | 0.0005169
Wall Mount | Incandescent |  | Globe | 8 | 40 | Bathroom | 233453 | Bathroom | 0.0005169
Recessed Can | Incandescent |  | Reflector | 1 | 65 | Bathroom | 233453 | Bathroom | 0.0005169
Ceiling Fixture | Incandescent |  | Standard A Lamp | 2 | 60 | Bedroom | 233454 | Bedroom | 0.0005169
Table | Compact Fluorescent |  | Twist | 1 | 15 | Bedroom | 233454 | Bedroom | 0.0005169
Chandelier (Hanging) | Incandescent |  | Standard A Lamp | 2 | 60 | Bedroom | 233455 | Bedroom | 0.0005169
Ceiling Fan | Incandescent |  | Standard A Lamp | 3 | 60 | Bedroom | 233456 | Bedroom | 0.0005169
Table | Compact Fluorescent |  | Twist | 1 | 22 | Bedroom | 233456 | Bedroom | 0.0005169
Ceiling Fixture | Incandescent |  | Standard A Lamp | 1 | 100 | Bedroom | 233456 | Bedroom | 0.0005169
Ceiling Fixture | Linear Fluorescent | 48 | T-12 | 2 | 40 | Other | 233457 | Other | 0.0005169
Ceiling Fixture | Linear Fluorescent | 48 | T-12 | 2 | 40 | Closet | 233458 | Closet | 0.0005169
Recessed Can | Incandescent |  | Reflector | 2 | 65 | Closet | 233459 | Closet | 0.0005169
Chandelier (Hanging) | Incandescent |  | Decorative | 8 | 25 | Dining Room | 2334510 | Dining Room | 0.0005169
Ceiling Fan | Incandescent |  | Decorative | 5 | 60 | Family Room | 2334511 | Family Room | 0.0005169
Floor lamp | Compact Fluorescent |  | Twist | 1 | 22 | Family Room | 2334511 | Family Room | 0.0005169
Table | Compact Fluorescent |  | Twist | 1 | 22 | Family Room | 2334511 | Family Room | 0.0005169
Ceiling Fixture | Compact Fluorescent |  | Reflector | 2 | 22 | Garage | 2334512 | Garage | 0.0005169
Chandelier (Hanging) | Incandescent |  | Decorative | 20 | 25 | Hall | 2334513 | Hall | 0.0005169
Recessed Can | Incandescent |  | Reflector | 1 | 65 | Hall | 2334513 | Hall | 0.0005169
Recessed Can | Other |  | LED Interior | 1 | 6 | Hall | 2334513 | Hall | 0.0005169
Recessed Can | Incandescent |  | Reflector | 1 | 65 | Kitchen | 2334514 | Kitchen | 0.0005169
Recessed Can | Halogen |  | MR | 1 | 50 | Kitchen | 2334514 | Kitchen | 0.0005169
Ceiling Fixture | Halogen |  | MR | 4 | 50 | Kitchen | 2334514 | Kitchen | 0.0005169
Ceiling Fixture | Halogen |  | MR | 4 | 50 | Laundry Room | 2334515 | Laundry Room | 0.0005169
Table | Incandescent |  | Standard A Lamp | 1 | 40 | Living Room | 2334516 | Living Room | 0.0005169
Recessed Can | Incandescent |  | Reflector | 1 | 75 | Living Room | 2334516 | Living Room | 0.0005169
Ceiling Fan | Incandescent |  | Reflector | 4 | 60 | Other | 2334517 | Other | 0.0005169
Ceiling Fan | Compact Fluorescent |  | Twist | 2 | 22 | Office | 2334518 | Office | 0.0005169
Wall Mount | Compact Fluorescent |  | Twist | 4 | 15 | Bathroom | 233551 | Bathroom | 0.00029634
Ceiling Fixture | Compact Fluorescent |  | Twist | 2 | 22 | Bedroom | 233552 | Bedroom | 0.00029634
Table | Incandescent |  | 3-Way Incandescent | 1 | 90 | Bedroom | 233552 | Bedroom | 0.00029634
Ceiling Fan | Compact Fluorescent |  | Twist | 5 | 15 | Dining Room | 233553 | Dining Room | 0.00029634
Ceiling Fixture | Compact Fluorescent |  | Twist | 1 | 22 | Garage | 233554 | Garage | 0.00029634
Ceiling Fixture | Compact Fluorescent |  | Twist | 1 | 22 | Kitchen | 233555 | Kitchen | 0.00029634
Ceiling Fixture | Linear Fluorescent | 48 | T-12 | 2 | 40 | Kitchen | 233555 | Kitchen | 0.00029634
Ceiling Fixture | Linear Fluorescent | 48 | T-12 | 2 | 32 | Laundry Room | 233556 | Laundry Room | 0.00029634
Ceiling Fixture | Linear Fluorescent | 48 | T-12 | 4 | 40 | Living Room | 233557 | Living Room | 0.00029634
Ceiling Fixture | Compact Fluorescent |  | Twist | 2 | 22 | Office | 233558 | Office | 0.00029634
Table | Incandescent |  | Standard A Lamp | 1 | 25 | Office | 233558 | Office | 0.00029634
Ceiling Fixture | Compact Fluorescent |  | Twist | 1 | 22 | Hall | 233559 | Hall | 0.00029634
Ceiling Fixture | Compact Fluorescent |  | Twist | 2 | 22 | Master Bedroom | 2335510 | Master Bedroom | 0.00029634
Table | Incandescent |  | 3-Way Incandescent | 1 | 100 | Master Bedroom | 2335510 | Master Bedroom | 0.00029634
Ceiling Fixture | Incandescent |  | Standard A Lamp | 1 | 60 | Hall | 2335511 | Hall | 0.00029634
Wall Mount | Compact Fluorescent |  | Twist | 1 | 22 | Bathroom | 2335512 | Bathroom | 0.00029634
Ceiling Fixture | Incandescent |  | Standard A Lamp | 1 | 60 | Bathroom | 2335512 | Bathroom | 0.00029634
Ceiling Fixture | Linear Fluorescent | 24 | T-12 | 1 | 20 | Office | 2335513 | Office | 0.00029634
Ceiling Fixture | Compact Fluorescent |  | Twist | 1 | 22 | Closet | 2335514 | Closet | 0.00029634
Wall Mount | Compact Fluorescent |  | Twist | 3 | 25 | Bathroom | 233581 | Bathroom | 0.00052955
Ceiling Fixture | Compact Fluorescent |  | Twist | 1 | 22 | Bedroom | 233582 | Bedroom | 0.00052955
Ceiling Fixture | Compact Fluorescent |  | Twist | 2 | 28 | Bedroom | 233583 | Bedroom | 0.00052955
Table | Incandescent |  | Standard A Lamp | 1 | 25 | Bedroom | 233583 | Bedroom | 0.00052955
Recessed Can | Incandescent |  | Reflector | 1 | 65 | Kitchen | 233584 | Kitchen | 0.00052955
Ceiling Fixture | Linear Fluorescent | 48 | T-12 | 2 | 32 | Laundry Room | 233585 | Laundry Room | 0.00052955
Chandelier (Hanging) | Compact Fluorescent |  | Twist | 1 | 22 | Living Room | 233586 | Living Room | 0.00052955
Floor lamp | Halogen |  | Quartz Tube | 1 | 300 | Living Room | 233586 | Living Room | 0.00052955
Ceiling Fixture | Incandescent |  | Reflector | 1 | 65 | Living Room | 233586 | Living Room | 0.00052955
Table | Incandescent |  | Standard A Lamp | 1 | 100 | Living Room | 233586 | Living Room | 0.00052955
Chandelier (Hanging) | Compact Fluorescent |  | Twist | 4 | 22 | Master Bedroom | 233587 | Master Bedroom | 0.00052955
Table | Incandescent |  | Standard A Lamp | 1 | 60 | Bedroom | 233661 | Bedroom | 0.0004784
Wall Mount | Incandescent |  | Standard A Lamp | 1 | 75 | Bathroom | 233662 | Bathroom | 0.0004784
Ceiling Fixture | Incandescent |  | Standard A Lamp | 1 | 75 | Closet | 233663 | Closet | 0.0004784
Wall Mount | Incandescent |  | Standard A Lamp | 1 | 100 | Bedroom | 233664 | Bedroom | 0.0004784
Ceiling Fixture | Incandescent |  | Standard A Lamp | 1 | 60 | Hall | 233665 | Hall | 0.0004784
Ceiling Fixture | Incandescent |  | Standard A Lamp | 1 | 60 | Closet | 233666 | Closet | 0.0004784
Chandelier (Hanging) | Incandescent |  | Standard A Lamp | 3 | 40 | Other | 233667 | Other | 0.0004784
Track | Incandescent |  | Standard A Lamp | 2 | 60 | Other | 233667 | Other | 0.0004784
Ceiling Fixture | Linear Fluorescent | 48 | T-12 | 1 | 40 | Other | 233667 | Other | 0.0004784
Wall Mount | Incandescent |  | Globe | 5 | 40 | Bathroom | 233668 | Bathroom | 0.0004784
Wall Mount | Incandescent |  | Standard A Lamp | 1 | 60 | Closet | 233669 | Closet | 0.0004784
Torchiere | Halogen |  | Quartz Tube | 1 | 100 | Closet | 2336610 | Closet | 0.0004784
Table | Incandescent |  | Standard A Lamp | 1 | 100 | Closet | 2336611 | Closet | 0.0004784
Garage door opener | Incandescent |  | Standard A Lamp | 1 | 60 | Garage | 2336612 | Garage | 0.0004784
Ceiling Fixture | Linear Fluorescent | 48 | T-12 | 2 | 40 | Garage | 2336612 | Garage | 0.0004784
Wall Mount | Incandescent |  | Standard A Lamp | 1 | 60 | Hall | 2336613 | Hall | 0.0004784
Ceiling Fixture | Linear Fluorescent | 24 | T-12 | 2 | 40 | Kitchen | 2336614 | Kitchen | 0.0004784
Wall Mount | Incandescent |  | Standard A Lamp | 1 | 60 | Other | 2336615 | Other | 0.0004784
Floor lamp | Incandescent |  | Standard A Lamp | 1 | 60 | Other | 2336615 | Other | 0.0004784
Chandelier (Hanging) | Compact Fluorescent |  | Twist | 5 | 15 | Living Room | 2336616 | Living Room | 0.0004784
Ceiling Fan | Incandescent |  | Standard A Lamp | 3 | 60 | Living Room | 2336616 | Living Room | 0.0004784
Floor lamp | Incandescent |  | Standard A Lamp | 1 | 100 | Living Room | 2336616 | Living Room | 0.0004784
Wall Mount | Incandescent |  | Standard A Lamp | 1 | 60 | Living Room | 2336616 | Living Room | 0.0004784
Wall Mount | Incandescent |  | Globe | 6 | 40 | Bathroom | 2336617 | Bathroom | 0.0004784
Wall Mount | Compact Fluorescent |  | Twist | 1 | 15 | Closet | 2336618 | Closet | 0.0004784
Wall Mount | Incandescent |  | Standard A Lamp | 2 | 60 | Closet | 2336619 | Closet | 0.0004784
Wall Mount | Incandescent |  | Standard A Lamp | 1 | 100 | Bathroom | 2336620 | Bathroom | 0.0004784
Ceiling Fixture | Incandescent |  | Standard A Lamp | 2 | 60 | Closet | 2336621 | Closet | 0.0004784
Table | Incandescent |  | Standard A Lamp | 1 | 100 | Master Bedroom | 2336622 | Master Bedroom | 0.0004784
Wall Mount | Incandescent |  | Standard A Lamp | 3 | 60 | Bathroom | 233681 | Bathroom | 0.00040077
Wall Mount | Incandescent |  | Standard A Lamp | 3 | 40 | Bathroom | 233682 | Bathroom | 0.00040077
Ceiling Fixture | Incandescent |  | Standard A Lamp | 1 | 60 | Bedroom | 233683 | Bedroom | 0.00040077
Ceiling Fixture | Incandescent |  | Standard A Lamp | 3 | 60 | Bedroom | 233684 | Bedroom | 0.00040077
Ceiling Fixture | Incandescent |  | Standard A Lamp | 1 | 60 | Closet | 233686 | Closet | 0.00040077
Chandelier (Hanging) | Incandescent |  | Decorative | 3 | 40 | Hall | 233687 | Hall | 0.00040077
Recessed Can | Incandescent |  | Standard A Lamp | 1 | 65 | Hall | 233687 | Hall | 0.00040077
Floor lamp | Compact Fluorescent |  | Straight Tube | 1 | 36 | Family Room | 233688 | Family Room | 0.00040077
Ceiling Fixture | Incandescent |  | Standard A Lamp | 1 | 60 | Garage | 233689 | Garage | 0.00040077
Garage door opener | Incandescent |  | Standard A Lamp | 1 | 60 | Garage | 233689 | Garage | 0.00040077
Recessed Can | Incandescent |  | Reflector | 1 | 65 | Hall | 2336810 | Hall | 0.00040077
Recessed Can | Compact Fluorescent |  | Reflector | 1 | 22 | Kitchen | 2336811 | Kitchen | 0.00040077
Chandelier (Hanging) | Incandescent |  | Globe | 1 | 100 | Kitchen | 2336811 | Kitchen | 0.00040077
Ceiling Fixture | Linear Fluorescent | 24 | T-8 | 2 | 20 | Laundry Room | 2336812 | Laundry Room | 0.00040077
Ceiling Fixture | Incandescent |  | Standard A Lamp | 1 | 75 | Laundry Room | 2336812 | Laundry Room | 0.00040077
Chandelier (Hanging) | Incandescent |  | Decorative | 5 | 40 | Living Room | 2336813 | Living Room | 0.00040077
Chandelier (Hanging) | Compact Fluorescent |  | Twist | 3 | 15 | Other | 233791 | Other | 0.0030496
Ceiling Fixture | Incandescent |  | Mini base | 4 | 25 | Other | 233791 | Other | 0.0030496
Ceiling Fixture | Linear Fluorescent | 48 | T-12 | 2 | 40 | Other | 233791 | Other | 0.0030496
Ceiling Fan | Incandescent |  | Standard A Lamp | 1 | 60 | Other | 233791 | Other | 0.0030496
Wall Mount | Incandescent |  | Standard A Lamp | 1 | 60 | Bathroom | 233792 | Bathroom | 0.0030496
Ceiling Fixture | Linear Fluorescent | 48 | T-12 | 2 | 40 | Bathroom | 233792 | Bathroom | 0.0030496
Ceiling Fixture | Incandescent |  | Standard A Lamp | 1 | 60 | Bathroom | 233792 | Bathroom | 0.0030496
Wall Mount | Compact Fluorescent |  | Twist | 3 | 15 | Bathroom | 233793 | Bathroom | 0.0030496
Ceiling Fixture | Incandescent |  | Standard A Lamp | 1 | 60 | Bathroom | 233793 | Bathroom | 0.0030496
Ceiling Fixture | Incandescent |  | Standard A Lamp | 1 | 60 | Bathroom | 233793 | Bathroom | 0.0030496
Ceiling Fixture | Linear Fluorescent | 48 | T-12 | 2 | 40 | Bedroom | 233794 | Bedroom | 0.0030496
Table | Incandescent |  | Standard A Lamp | 1 | 60 | Bedroom | 233794 | Bedroom | 0.0030496
Ceiling Fixture | Incandescent |  | Standard A Lamp | 1 | 60 | Bedroom | 233795 | Bedroom | 0.0030496
Table | Incandescent |  | Standard A Lamp | 1 | 60 | Bedroom | 233796 | Bedroom | 0.0030496
Ceiling Fixture | Linear Fluorescent | 48 | T-12 | 2 | 40 | Garage | 233797 | Garage | 0.0030496
Ceiling Fixture | Incandescent |  | Standard A Lamp | 1 | 60 | Hall | 233798 | Hall | 0.0030496
Ceiling Fixture | Compact Fluorescent |  | Twist | 2 | 15 | Kitchen | 233799 | Kitchen | 0.0030496
Chandelier (Hanging) | Incandescent |  | Standard A Lamp | 3 | 60 | Kitchen | 233799 | Kitchen | 0.0030496
Table | Compact Fluorescent |  | Twist | 1 | 15 | Kitchen | 233799 | Kitchen | 0.0030496
Table | Incandescent |  | Standard A Lamp | 1 | 60 | Living Room | 2337910 | Living Room | 0.0030496
Chandelier (Hanging) | Incandescent |  | Standard A Lamp | 6 | 60 | Living Room | 2337910 | Living Room | 0.0030496
Wall Mount | Compact Fluorescent |  | Twist | 4 | 13 | Bathroom | 233801 | Bathroom | 0.00094081
Ceiling Fixture | Incandescent |  | Standard A Lamp | 2 | 60 | Bedroom | 233802 | Bedroom | 0.00094081
Table | Incandescent |  | Standard A Lamp | 1 | 60 | Bedroom | 233802 | Bedroom | 0.00094081
Ceiling Fixture | Incandescent |  | Standard A Lamp | 2 | 60 | Bedroom | 233803 | Bedroom | 0.00094081
Table | Compact Fluorescent |  | A shape bulb | 1 | 22 | Bedroom | 233803 | Bedroom | 0.00094081
Ceiling Fixture | Linear Fluorescent | 24 | T-12 | 2 | 32 | Kitchen | 233804 | Kitchen | 0.00094081
Ceiling Fixture | Linear Fluorescent | 48 | T-12 | 2 | 40 | Kitchen | 233804 | Kitchen | 0.00094081
Ceiling Fixture | Linear Fluorescent | 48 | T-12 | 2 | 40 | Laundry Room | 233805 | Laundry Room | 0.00094081
Ceiling Fan | Incandescent |  | Standard A Lamp | 1 | 60 | Laundry Room | 233805 | Laundry Room | 0.00094081
Table | Compact Fluorescent |  | Pin base | 1 | 27 | Living Room | 233806 | Living Room | 0.00094081
Ceiling Fixture | Incandescent |  | Standard A Lamp | 2 | 60 | Bedroom | 233807 | Bedroom | 0.00094081
Recessed Can | Incandescent |  | Standard A Lamp | 1 | 100 | Bedroom | 233811 | Bedroom | 0.0005169
Floor lamp | Compact Fluorescent |  | Twist | 1 | 13 | Bedroom | 233811 | Bedroom | 0.0005169
Recessed Can | Compact Fluorescent |  | Twist | 1 | 23 | Bedroom | 233812 | Bedroom | 0.0005169
Floor lamp | Compact Fluorescent |  | Twist | 1 | 23 | Bedroom | 233812 | Bedroom | 0.0005169
Chandelier (Hanging) | Compact Fluorescent |  | Twist | 6 | 13 | Dining Room | 233813 | Dining Room | 0.0005169
Ceiling Fixture | Incandescent |  | Standard A Lamp | 1 | 40 | Dining Room | 233813 | Dining Room | 0.0005169
Wall Mount | Halogen |  | Other | 3 | 43 | Bathroom | 233814 | Bathroom | 0.0005169
Chandelier (Hanging) | Compact Fluorescent |  | Twist | 1 | 13 | Other | 233815 | Other | 0.0005169
Recessed Can | Incandescent |  | Reflector | 1 | 65 | Other | 233815 | Other | 0.0005169
Ceiling Fixture | Compact Fluorescent |  | A shape bulb | 1 | 15 | Garage | 233816 | Garage | 0.0005169
Ceiling Fixture | Incandescent |  | Standard A Lamp | 1 | 60 | Garage | 233816 | Garage | 0.0005169
Recessed Can | Halogen |  | PAR | 1 | 75 | Kitchen | 233817 | Kitchen | 0.0005169
Recessed Can | Incandescent |  | Reflector | 1 | 65 | Kitchen | 233817 | Kitchen | 0.0005169
Ceiling Fixture | Incandescent |  | Standard A Lamp | 2 | 60 | Laundry Room | 233818 | Laundry Room | 0.0005169
Torchiere | Incandescent |  | Standard A Lamp | 2 | 60 | Living Room | 233819 | Living Room | 0.0005169
Floor lamp | Incandescent |  | Standard A Lamp | 1 | 100 | Living Room | 233819 | Living Room | 0.0005169
Floor lamp | Compact Fluorescent |  | Twist | 1 | 13 | Living Room | 233819 | Living Room | 0.0005169
Recessed - other | Incandescent |  | Standard A Lamp | 1 | 60 | Living Room | 233819 | Living Room | 0.0005169
Wall Mount | Halogen |  | PAR | 1 | 50 | Bathroom | 2338110 | Bathroom | 0.0005169
Ceiling Fixture | Compact Fluorescent |  | Twist | 1 | 13 | Bathroom | 2338110 | Bathroom | 0.0005169
Floor lamp | Compact Fluorescent |  | Twist | 1 | 23 | Master Bedroom | 2338111 | Master Bedroom | 0.0005169
Torchiere | Compact Fluorescent |  | Twist | 1 | 15 | Master Bedroom | 2338111 | Master Bedroom | 0.0005169
Ceiling Fixture | Incandescent |  | Standard A Lamp | 1 | 60 | Closet | 2338112 | Closet | 0.0005169
Ceiling Fixture | Compact Fluorescent |  | Twist | 1 | 13 | Other | 2338113 | Other | 0.0005169
Torchiere | Compact Fluorescent |  | Twist | 1 | 13 | Office | 2338114 | Office | 0.0005169
Other | Incandescent |  | Heat Lamp | 1 | 60 | Office | 2338114 | Office | 0.0005169
Wall Mount | Incandescent |  | Globe | 1 | 40 | Bathroom | 2338115 | Bathroom | 0.0005169
Wall Mount | Incandescent |  | Standard A Lamp | 2 | 40 | Bathroom | 2338115 | Bathroom | 0.0005169
Recessed Can | Compact Fluorescent |  | Reflector | 1 | 26 | Hall | 2338116 | Hall | 0.0005169
Recessed Can | Incandescent |  | Reflector | 1 | 65 | Hall | 2338116 | Hall | 0.0005169
Ceiling Fixture | Halogen |  | MR | 4 | 60 | Bathroom | 233841 | Bathroom | 0.0020539
Wall Mount | Incandescent |  | Mini base | 1 | 4 | Bathroom | 233841 | Bathroom | 0.0020539
Table | Incandescent |  | Mini base | 1 | 4 | Bathroom | 233841 | Bathroom | 0.0020539
Recessed Can | Incandescent |  | Reflector | 1 | 65 | Bathroom | 233841 | Bathroom | 0.0020539
Ceiling Fixture | Incandescent |  | Reflector | 4 | 45 | Office | 233842 | Office | 0.0020539
Table | Incandescent |  | Mini base | 2 | 15 | Family Room | 233843 | Family Room | 0.0020539
Other | Incandescent |  | Other | 1 | 25 | Family Room | 233843 | Family Room | 0.0020539
Floor lamp | Incandescent |  | Globe | 1 | 40 | Family Room | 233843 | Family Room | 0.0020539
Floor lamp | Incandescent |  | Standard A Lamp | 1 | 25 | Family Room | 233843 | Family Room | 0.0020539
Floor lamp | Incandescent |  | Standard A Lamp | 1 | 40 | Family Room | 233843 | Family Room | 0.0020539
Table | Incandescent |  | Mini base | 1 | 4 | Family Room | 233843 | Family Room | 0.0020539
Table | Incandescent |  | Mini base | 1 | 40 | Family Room | 233843 | Family Room | 0.0020539
Table | Incandescent |  | Mini base | 2 | 40 | Family Room | 233843 | Family Room | 0.0020539
Ceiling Fixture | Linear Fluorescent | 48 | T-12 | 2 | 40 | Garage | 233844 | Garage | 0.0020539
Table | Incandescent |  | Standard A Lamp | 1 | 40 | Kitchen | 233845 | Kitchen | 0.0020539
Wall Mount | Linear Fluorescent | 18 | T-8 | 1 | 15 | Kitchen | 233845 | Kitchen | 0.0020539
Recessed Can | Incandescent |  | Reflector | 1 | 65 | Kitchen | 233845 | Kitchen | 0.0020539
Ceiling Fixture | Incandescent |  | Standard A Lamp | 2 | 60 | Living Room | 233846 | Living Room | 0.0020539
Table | Incandescent |  | Mini base | 1 | 4 | Living Room | 233846 | Living Room | 0.0020539
Table | Incandescent |  | Mini base | 1 | 40 | Living Room | 233846 | Living Room | 0.0020539
Table | Incandescent |  | Standard A Lamp | 1 | 60 | Living Room | 233846 | Living Room | 0.0020539
Table | Compact Fluorescent |  | Other | 2 | 36 | Living Room | 233846 | Living Room | 0.0020539
Table | Incandescent |  | Standard A Lamp | 1 | 60 | Master Bedroom | 233847 | Master Bedroom | 0.0020539
Ceiling Fixture | Halogen |  | MR | 4 | 50 | Master Bedroom | 233847 | Master Bedroom | 0.0020539
Ceiling Fixture | Incandescent |  | Other | 1 | 25 | Master Bedroom | 233847 | Master Bedroom | 0.0020539
Ceiling Fixture | Incandescent |  | Standard A Lamp | 1 | 60 | Bathroom | 233871 | Bathroom | 0.00028447
Wall Mount | Incandescent |  | Globe | 3 | 60 | Bathroom | 233871 | Bathroom | 0.00028447
Ceiling Fixture | Incandescent |  | Standard A Lamp | 1 | 40 | Bedroom | 233872 | Bedroom | 0.00028447
Ceiling Fan | Incandescent |  | Standard A Lamp | 4 | 65 | Bedroom | 233872 | Bedroom | 0.00028447
Ceiling Fixture | Compact Fluorescent |  | Twist | 1 | 42 | Garage | 233873 | Garage | 0.00028447
Ceiling Fan | Incandescent |  | Clear | 4 | 40 | Garage | 233873 | Garage | 0.00028447
Garage door opener | Compact Fluorescent |  | A shape bulb | 2 | 22 | Garage | 233873 | Garage | 0.00028447
Ceiling Fixture | Compact Fluorescent |  | Twist | 1 | 22 | Hall | 233874 | Hall | 0.00028447
Ceiling Fixture | Compact Fluorescent |  | Twist | 3 | 15 | Hall | 233875 | Hall | 0.00028447
Chandelier (Hanging) | Compact Fluorescent |  | Twist | 3 | 22 | Kitchen | 233876 | Kitchen | 0.00028447
Recessed Can | Incandescent |  | Reflector | 1 | 75 | Kitchen | 233876 | Kitchen | 0.00028447
Ceiling Fixture | Linear Fluorescent | 48 | T-12 | 2 | 40 | Kitchen | 233876 | Kitchen | 0.00028447
Ceiling Fixture | Linear Fluorescent | 48 | T-12 | 2 | 40 | Laundry Room | 233877 | Laundry Room | 0.00028447
Recessed Can | Incandescent |  | Reflector | 1 | 75 | Living Room | 233878 | Living Room | 0.00028447
Wall Mount | Incandescent |  | Globe | 3 | 40 | Bathroom | 233879 | Bathroom | 0.00028447
Ceiling Fixture | Compact Fluorescent |  | Twist | 2 | 22 | Bathroom | 233879 | Bathroom | 0.00028447
Recessed Can | Incandescent |  | Reflector | 1 | 75 | Bathroom | 233879 | Bathroom | 0.00028447
Recessed Can | Incandescent |  | Reflector | 1 | 75 | Master Bedroom | 2338710 | Master Bedroom | 0.00028447
Ceiling Fan | Incandescent |  | Clear | 4 | 40 | Master Bedroom | 2338710 | Master Bedroom | 0.00028447
Ceiling Fixture | Linear Fluorescent | 48 | T-12 | 1 | 60 | Master Bedroom | 2338710 | Master Bedroom | 0.00028447
Ceiling Fixture | Incandescent |  | Standard A Lamp | 1 | 60 | Other | 233901 | Other | 0.00052955
Ceiling Fixture | Incandescent |  | Standard A Lamp | 1 | 60 | Bathroom | 233902 | Bathroom | 0.00052955
Ceiling Fixture | Incandescent |  | Clear | 3 | 40 | Bedroom | 233903 | Bedroom | 0.00052955
Table | Compact Fluorescent |  | Twist | 1 | 22 | Bedroom | 233903 | Bedroom | 0.00052955
Ceiling Fixture | Incandescent |  | Clear | 3 | 40 | Bedroom | 233904 | Bedroom | 0.00052955
Table | Incandescent |  | Standard A Lamp | 1 | 60 | Bedroom | 233904 | Bedroom | 0.00052955
Ceiling Fixture | Incandescent |  | Standard A Lamp | 2 | 60 | Bedroom | 233905 | Bedroom | 0.00052955
Ceiling Fixture | Incandescent |  | Clear | 3 | 40 | Family Room | 233906 | Family Room | 0.00052955
Table | Compact Fluorescent |  | Twist | 1 | 22 | Family Room | 233906 | Family Room | 0.00052955
Ceiling Fixture | Incandescent |  | Standard A Lamp | 3 | 60 | Other | 233907 | Other | 0.00052955
Ceiling Fixture | Incandescent |  | Standard A Lamp | 2 | 40 | Hall | 233908 | Hall | 0.00052955
Ceiling Fixture | Incandescent |  | Standard A Lamp | 3 | 60 | Office | 233909 | Office | 0.00052955
Chandelier (Hanging) | Compact Fluorescent |  | Twist | 5 | 15 | Kitchen | 2339010 | Kitchen | 0.00052955
Ceiling Fixture | Incandescent |  | Standard A Lamp | 1 | 60 | Hall | 2339011 | Hall | 0.00052955
Ceiling Fixture | Incandescent |  | Standard A Lamp | 3 | 60 | Other | 2339012 | Other | 0.00052955
Wall Mount | Compact Fluorescent |  | Twist | 2 | 15 | Bathroom | 233911 | Bathroom | 0.00040077
Ceiling Fixture | Incandescent |  | Heat Lamp | 1 | 250 | Bathroom | 233911 | Bathroom | 0.00040077
Wall Mount | Compact Fluorescent |  | Twist | 3 | 15 | Bathroom | 233912 | Bathroom | 0.00040077
Ceiling Fixture | Compact Fluorescent |  | Twist | 2 | 15 | Bedroom | 233913 | Bedroom | 0.00040077
Table | Compact Fluorescent |  | Twist | 1 | 15 | Bedroom | 233913 | Bedroom | 0.00040077
Ceiling Fixture | Compact Fluorescent |  | Twist | 2 | 15 | Bedroom | 233914 | Bedroom | 0.00040077
Ceiling Fixture | Compact Fluorescent |  | Twist | 1 | 15 | Closet | 233915 | Closet | 0.00040077
Garage door opener | Incandescent |  | Standard A Lamp | 2 | 60 | Garage | 233916 | Garage | 0.00040077
Ceiling Fixture | Linear Fluorescent | 48 | T-8 | 2 | 32 | Garage | 233916 | Garage | 0.00040077
Ceiling Fixture | Compact Fluorescent |  | Twist | 1 | 15 | Hall | 233917 | Hall | 0.00040077
Recessed Can | Incandescent |  | Reflector | 1 | 65 | Kitchen | 233918 | Kitchen | 0.00040077
Recessed Can | Compact Fluorescent |  | Twist | 1 | 15 | Laundry Room | 233919 | Laundry Room | 0.00040077
Table | Compact Fluorescent |  | Twist | 1 | 15 | Living Room | 2339110 | Living Room | 0.00040077
Ceiling Fan | Compact Fluorescent |  | Twist | 1 | 15 | Living Room | 2339110 | Living Room | 0.00040077
Chandelier (Hanging) | Incandescent |  | Standard A Lamp | 3 | 60 | Living Room | 2339110 | Living Room | 0.00040077
Wall Mount | Compact Fluorescent |  | Twist | 3 | 15 | Bathroom | 2339111 | Bathroom | 0.00040077
Ceiling Fixture | Incandescent |  | Reflector | 1 | 250 | Bathroom | 2339111 | Bathroom | 0.00040077
Table | Compact Fluorescent |  | Twist | 1 | 15 | Bedroom | 2339112 | Bedroom | 0.00040077
Ceiling Fan | Compact Fluorescent |  | Twist | 2 | 15 | Bedroom | 2339112 | Bedroom | 0.00040077
Recessed Can | Incandescent |  | Reflector | 1 | 65 | Bathroom | 233921 | Bathroom | 0.0004784
Ceiling Fan | Incandescent |  | Heat Lamp | 1 | 150 | Bathroom | 233921 | Bathroom | 0.0004784
Ceiling Fan | Incandescent |  | Reflector | 1 | 75 | Bathroom | 233921 | Bathroom | 0.0004784
High bay | Incandescent |  | Reflector | 1 | 65 | Bathroom | 233922 | Bathroom | 0.0004784
Recessed Can | Incandescent |  | Reflector | 1 | 65 | Bedroom | 233923 | Bedroom | 0.0004784
Table | Incandescent |  | Standard A Lamp | 2 | 40 | Bedroom | 233923 | Bedroom | 0.0004784
Recessed Can | Incandescent |  | Reflector | 1 | 65 | Bedroom | 233924 | Bedroom | 0.0004784
Table | Incandescent |  | Standard A Lamp | 1 | 65 | Bedroom | 233924 | Bedroom | 0.0004784
Recessed Can | Incandescent |  | Reflector | 1 | 65 | Bathroom | 233925 | Bathroom | 0.0004784
Ceiling Fan | Incandescent |  | Heat Lamp | 1 | 150 | Bathroom | 233925 | Bathroom | 0.0004784
Ceiling Fan | Incandescent |  | Reflector | 1 | 90 | Bathroom | 233925 | Bathroom | 0.0004784
Ceiling Fixture | Incandescent |  | Standard A Lamp | 1 | 60 | Closet | 233926 | Closet | 0.0004784
Recessed Can | Incandescent |  | Reflector | 1 | 65 | Other | 233927 | Other | 0.0004784
Recessed Can | Incandescent |  | Reflector | 1 | 65 | Office | 233928 | Office | 0.0004784
Table | Incandescent |  | Standard A Lamp | 1 | 100 | Office | 233928 | Office | 0.0004784
Torchiere | Halogen |  | Quartz Tube | 1 | 100 | Office | 233928 | Office | 0.0004784
Recessed Can | Incandescent |  | Reflector | 1 | 65 | Hall | 233929 | Hall | 0.0004784
Garage door opener | Incandescent |  | Standard A Lamp | 2 | 60 | Garage | 2339210 | Garage | 0.0004784
Recessed Can | Incandescent |  | Reflector | 1 | 65 | Garage | 2339210 | Garage | 0.0004784
Ceiling Fixture | Compact Fluorescent |  | Twist | 1 | 15 | Garage | 2339210 | Garage | 0.0004784
Ceiling Fixture | Incandescent |  | Standard A Lamp | 1 | 60 | Garage | 2339210 | Garage | 0.0004784
Recessed Can | Incandescent |  | Reflector | 1 | 65 | Other | 2339211 | Other | 0.0004784
Recessed Can | Compact Fluorescent |  | Reflector | 1 | 22 | Kitchen | 2339212 | Kitchen | 0.0004784
Other | Linear Fluorescent | 12 | T-8 | 1 | 16 | Kitchen | 2339212 | Kitchen | 0.0004784
Other | Linear Fluorescent | 24 | T-8 | 1 | 16 | Kitchen | 2339212 | Kitchen | 0.0004784
Other | Linear Fluorescent | 36 | T-12 | 3 | 20 | Kitchen | 2339212 | Kitchen | 0.0004784
Recessed Can | Incandescent |  | Reflector | 1 | 65 | Laundry Room | 2339213 | Laundry Room | 0.0004784
Other | Linear Fluorescent | 48 | T-8 | 1 | 32 | Laundry Room | 2339213 | Laundry Room | 0.0004784
Recessed Can | Incandescent |  | Reflector | 1 | 65 | Living Room | 2339214 | Living Room | 0.0004784
Torchiere | Compact Fluorescent |  | Twist | 2 | 15 | Living Room | 2339214 | Living Room | 0.0004784
Torchiere | Halogen |  | Quartz Tube | 1 | 75 | Living Room | 2339214 | Living Room | 0.0004784
Ceiling Fan | Incandescent |  | Standard A Lamp | 1 | 60 | Master Bedroom | 2339215 | Master Bedroom | 0.0004784
Table | Incandescent |  | Standard A Lamp | 1 | 125 | Master Bedroom | 2339215 | Master Bedroom | 0.0004784
Recessed Can | Incandescent |  | Reflector | 1 | 60 | Master Bedroom | 2339215 | Master Bedroom | 0.0004784
Recessed Can | Incandescent |  | Reflector | 1 | 65 | Bathroom | 2339216 | Bathroom | 0.0004784
Ceiling Fan | Incandescent |  | Heat Lamp | 1 | 150 | Bathroom | 2339216 | Bathroom | 0.0004784
Ceiling Fan | Incandescent |  | Reflector | 1 | 90 | Bathroom | 2339216 | Bathroom | 0.0004784
Ceiling Fixture | Incandescent |  | Standard A Lamp | 1 | 60 | Closet | 2339217 | Closet | 0.0004784
Recessed Can | Incandescent |  | Reflector | 1 | 75 | Closet | 2339218 | Closet | 0.0004784
Chandelier (Hanging) | Incandescent |  | Reflector | 1 | 65 | Garage | 2339219 | Garage | 0.0004784
Garage door opener | Incandescent |  | Standard A Lamp | 2 | 65 | Garage | 2339219 | Garage | 0.0004784
Ceiling Fixture | Incandescent |  | Standard A Lamp | 1 | 100 | Other | 234001 | Other | 0.00094081
Ceiling Fixture | Compact Fluorescent |  | Twist | 1 | 22 | Other | 234001 | Other | 0.00094081
Wall Mount | Incandescent |  | Standard A Lamp | 1 | 60 | Bathroom | 234002 | Bathroom | 0.00094081
Ceiling Fixture | Compact Fluorescent |  | Twist | 1 | 15 | Bedroom | 234003 | Bedroom | 0.00094081
Ceiling Fixture | Compact Fluorescent |  | Twist | 3 | 22 | Kitchen | 234006 | Kitchen | 0.00094081
Ceiling Fixture | Compact Fluorescent |  | Twist | 2 | 22 | Living Room | 234007 | Living Room | 0.00094081
Floor lamp | Compact Fluorescent |  | Twist | 1 | 22 | Living Room | 234007 | Living Room | 0.00094081
Table | Incandescent |  | Standard A Lamp | 1 | 60 | Living Room | 234007 | Living Room | 0.00094081
Ceiling Fixture | Compact Fluorescent |  | Twist | 2 | 15 | Bedroom | 234008 | Bedroom | 0.00094081
Table | Compact Fluorescent |  | Twist | 1 | 22 | Bedroom | 234008 | Bedroom | 0.00094081
Ceiling Fixture | Incandescent |  | Standard A Lamp | 1 | 60 | Hall | 234009 | Hall | 0.00094081
Ceiling Fixture | Incandescent |  | Standard A Lamp | 2 | 60 | Other | 234031 | Other | 0.00094081
Ceiling Fixture | Linear Fluorescent | 48 | T-12 | 2 | 40 | Other | 234031 | Other | 0.00094081
Ceiling Fixture | Incandescent |  | Standard A Lamp | 2 | 100 | Bathroom | 234032 | Bathroom | 0.00094081
Wall Mount | Incandescent |  | Globe | 6 | 40 | Bathroom | 234032 | Bathroom | 0.00094081
Ceiling Fan | Incandescent |  | Standard A Lamp | 1 | 60 | Bedroom | 234033 | Bedroom | 0.00094081
Chandelier (Hanging) | Incandescent |  | Standard A Lamp | 2 | 100 | Dining Room | 234034 | Dining Room | 0.00094081
Ceiling Fixture | Incandescent |  | Standard A Lamp | 1 | 100 | Family Room | 234035 | Family Room | 0.00094081
Ceiling Fixture | Incandescent |  | Standard A Lamp | 1 | 100 | Bathroom | 234036 | Bathroom | 0.00094081
Wall Mount | Incandescent |  | Standard A Lamp | 1 | 60 | Bathroom | 234036 | Bathroom | 0.00094081
Ceiling Fixture | Incandescent |  | Standard A Lamp | 1 | 100 | Hall | 234037 | Hall | 0.00094081
Ceiling Fixture | Incandescent |  | Standard A Lamp | 1 | 60 | Hall | 234038 | Hall | 0.00094081
Ceiling Fixture | Linear Fluorescent | 48 | T-12 | 2 | 40 | Kitchen | 234039 | Kitchen | 0.00094081
Table | Incandescent |  | 3-Way Incandescent | 1 | 100 | Living Room | 2340310 | Living Room | 0.00094081
Floor lamp | Incandescent |  | 3-Way Incandescent | 1 | 100 | Living Room | 2340310 | Living Room | 0.00094081
Ceiling Fixture | Incandescent |  | 3-Way Incandescent | 1 | 100 | Other | 2340311 | Other | 0.00094081
Ceiling Fan | Incandescent |  | Standard A Lamp | 2 | 100 | Office | 2340312 | Office | 0.00094081
Ceiling Fixture | Linear Fluorescent | 48 | T-12 | 2 | 40 | Garage | 2340313 | Garage | 0.00094081
Ceiling Fixture | Linear Fluorescent | 96 | T-12 | 2 | 60 | Garage | 2340313 | Garage | 0.00094081
Ceiling Fixture | Incandescent |  | Standard A Lamp | 1 | 100 | Garage | 2340313 | Garage | 0.00094081
Garage door opener | Incandescent |  | Standard A Lamp | 1 | 40 | Garage | 2340313 | Garage | 0.00094081
Ceiling Fixture | Incandescent |  | Standard A Lamp | 2 | 60 | Bedroom | 2340314 | Bedroom | 0.00094081
Wall Mount | Incandescent |  | Globe | 5 | 40 | Bathroom | 234081 | Bathroom | 0.00094081
Wall Mount | Incandescent |  | Globe | 4 | 40 | Bathroom | 234082 | Bathroom | 0.00094081
Ceiling Fixture | Incandescent |  | Standard A Lamp | 2 | 60 | Bedroom | 234083 | Bedroom | 0.00094081
Table | Incandescent |  | Standard A Lamp | 1 | 75 | Bedroom | 234083 | Bedroom | 0.00094081
Ceiling Fixture | Incandescent |  | Standard A Lamp | 2 | 60 | Bedroom | 234084 | Bedroom | 0.00094081
Table | Incandescent |  | Standard A Lamp | 1 | 75 | Bedroom | 234084 | Bedroom | 0.00094081
Ceiling Fixture | Incandescent |  | Standard A Lamp | 2 | 60 | Master Bedroom | 234085 | Master Bedroom | 0.00094081
Table | Incandescent |  | Standard A Lamp | 1 | 100 | Master Bedroom | 234085 | Master Bedroom | 0.00094081
Ceiling Fixture | Incandescent |  | Standard A Lamp | 1 | 60 | Garage | 234086 | Garage | 0.00094081
Ceiling Fixture | Incandescent |  | Standard A Lamp | 1 | 60 | Hall | 234087 | Hall | 0.00094081
Ceiling Fixture | Incandescent |  | Standard A Lamp | 1 | 60 | Hall | 234088 | Hall | 0.00094081
Ceiling Fixture | Incandescent |  | Globe | 2 | 60 | Kitchen | 234089 | Kitchen | 0.00094081
Recessed Can | Incandescent |  | Reflector | 1 | 65 | Kitchen | 234089 | Kitchen | 0.00094081
Ceiling Fixture | Incandescent |  | Standard A Lamp | 1 | 60 | Kitchen | 234089 | Kitchen | 0.00094081
Chandelier (Hanging) | Incandescent |  | Standard A Lamp | 6 | 60 | Kitchen | 234089 | Kitchen | 0.00094081
Ceiling Fixture | Incandescent |  | Standard A Lamp | 2 | 60 | Laundry Room | 2340810 | Laundry Room | 0.00094081
Ceiling Fan | Incandescent |  | Decorative | 4 | 60 | Living Room | 2340811 | Living Room | 0.00094081
Table | Incandescent |  | Standard A Lamp | 3 | 75 | Living Room | 2340811 | Living Room | 0.00094081
Ceiling Fixture | Incandescent |  | Standard A Lamp | 1 | 65 | Bedroom | 2340812 | Bedroom | 0.00094081
Ceiling Fixture | Incandescent |  | Standard A Lamp | 1 | 60 | Bedroom | 2340812 | Bedroom | 0.00094081
Table | Incandescent |  | Standard A Lamp | 1 | 60 | Bedroom | 2340812 | Bedroom | 0.00094081
Ceiling Fan | Incandescent |  | Standard A Lamp | 4 | 40 | Master Bedroom | 234141 | Master Bedroom | 0.0005169
Table | Incandescent |  | Standard A Lamp | 1 | 60 | Master Bedroom | 234141 | Master Bedroom | 0.0005169
Wall Mount | Incandescent |  | Decorative | 1 | 40 | Master Bedroom | 234141 | Master Bedroom | 0.0005169
Recessed - other | Incandescent |  | Standard A Lamp | 1 | 40 | Bathroom | 234142 | Bathroom | 0.0005169
Wall Mount | Incandescent |  | Standard A Lamp | 4 | 60 | Bathroom | 234142 | Bathroom | 0.0005169
Wall Mount | Incandescent |  | Standard A Lamp | 3 | 60 | Bathroom | 234143 | Bathroom | 0.0005169
Ceiling Fixture | Incandescent |  | Standard A Lamp | 1 | 60 | Bedroom | 234144 | Bedroom | 0.0005169
Table | Incandescent |  | Standard A Lamp | 1 | 60 | Bedroom | 234144 | Bedroom | 0.0005169
Ceiling Fixture | Incandescent |  | Mini base | 3 | 40 | Bedroom | 234145 | Bedroom | 0.0005169
Floor lamp | Incandescent |  | Standard A Lamp | 1 | 60 | Bedroom | 234146 | Bedroom | 0.0005169
Ceiling Fixture | Incandescent |  | Standard A Lamp | 2 | 60 | Office | 234147 | Office | 0.0005169
Ceiling Fixture | Linear Fluorescent | 48 | T-8 | 2 | 32 | Closet | 234148 | Closet | 0.0005169
Wall Mount | Incandescent |  | Standard A Lamp | 3 | 40 | Closet | 234148 | Closet | 0.0005169
Chandelier (Hanging) | Incandescent |  | Decorative | 4 | 40 | Dining Room | 234149 | Dining Room | 0.0005169
Ceiling Fixture | Incandescent |  | Standard A Lamp | 2 | 40 | Hall | 2341410 | Hall | 0.0005169
Ceiling Fixture | Incandescent |  | Standard A Lamp | 2 | 60 | Kitchen | 2341411 | Kitchen | 0.0005169
Ceiling Fixture | Incandescent |  | Standard A Lamp | 1 | 60 | Kitchen | 2341411 | Kitchen | 0.0005169
Other | Incandescent |  | Reflector | 1 | 65 | Kitchen | 2341411 | Kitchen | 0.0005169
Torchiere | Incandescent |  | Standard A Lamp | 1 | 60 | Kitchen | 2341411 | Kitchen | 0.0005169
Architectural | Incandescent |  | Standard A Lamp | 1 | 25 | Kitchen | 2341411 | Kitchen | 0.0005169
Ceiling Fixture | Incandescent |  | Standard A Lamp | 1 | 60 | Laundry Room | 2341412 | Laundry Room | 0.0005169
Table | Incandescent |  | Standard A Lamp | 1 | 60 | Living Room | 2341413 | Living Room | 0.0005169
Wall Mount | Incandescent |  | Standard A Lamp | 1 | 60 | Living Room | 2341413 | Living Room | 0.0005169
Table | Incandescent |  | Standard A Lamp | 1 | 75 | Living Room | 2341413 | Living Room | 0.0005169
Ceiling Fixture | Incandescent |  | Standard A Lamp | 1 | 100 | Other | 234241 | Other | 0.00094081
Ceiling Fixture | Incandescent |  | Standard A Lamp | 1 | 75 | Other | 234242 | Other | 0.00094081
Ceiling Fixture | Linear Fluorescent | 48 | T-12 | 2 | 40 | Other | 234242 | Other | 0.00094081
Wall Mount | Incandescent |  | Standard A Lamp | 1 | 75 | Bathroom | 234243 | Bathroom | 0.00094081
Ceiling Fixture | Compact Fluorescent |  | A shape bulb | 2 | 15 | Bathroom | 234244 | Bathroom | 0.00094081
Wall Mount | Incandescent |  | Standard A Lamp | 2 | 75 | Bathroom | 234244 | Bathroom | 0.00094081
Ceiling Fixture | Compact Fluorescent |  | Twist | 1 | 15 | Bedroom | 234245 | Bedroom | 0.00094081
Ceiling Fixture | Linear Fluorescent | 96 | T-12 | 2 | 40 | Garage | 234246 | Garage | 0.00094081
Ceiling Fixture | Linear Fluorescent | 48 | T-12 | 2 | 40 | Garage | 234246 | Garage | 0.00094081
Ceiling Fixture | Incandescent |  | Standard A Lamp | 2 | 100 | Garage | 234246 | Garage | 0.00094081
Garage door opener | Incandescent |  | Standard A Lamp | 1 | 40 | Garage | 234246 | Garage | 0.00094081
Ceiling Fixture | Compact Fluorescent |  | Twist | 1 | 15 | Hall | 234247 | Hall | 0.00094081
Ceiling Fixture | Compact Fluorescent |  | Twist | 1 | 15 | Kitchen | 234248 | Kitchen | 0.00094081
Chandelier (Hanging) | Compact Fluorescent |  | Twist | 4 | 15 | Kitchen | 234248 | Kitchen | 0.00094081
Ceiling Fixture | Compact Fluorescent |  | Twist | 2 | 15 | Living Room | 234249 | Living Room | 0.00094081
Floor lamp | Incandescent |  | Standard A Lamp | 1 | 75 | Living Room | 234249 | Living Room | 0.00094081
Table | Incandescent |  | Standard A Lamp | 1 | 150 | Living Room | 234249 | Living Room | 0.00094081
Ceiling Fixture | Incandescent |  | Standard A Lamp | 1 | 100 | Living Room | 2342410 | Living Room | 0.00094081
Table | Incandescent |  | Standard A Lamp | 1 | 150 | Living Room | 2342410 | Living Room | 0.00094081
Wall Mount | Compact Fluorescent |  | Twist | 1 | 15 | Living Room | 2342410 | Living Room | 0.00094081
Ceiling Fixture | Incandescent |  | Standard A Lamp | 1 | 75 | Living Room | 2342410 | Living Room | 0.00094081
Ceiling Fixture | Incandescent |  | Standard A Lamp | 2 | 75 | Office | 2342411 | Office | 0.00094081
Floor lamp | Incandescent |  | Standard A Lamp | 3 | 100 | Office | 2342411 | Office | 0.00094081
Ceiling Fixture | Incandescent |  | Standard A Lamp | 2 | 60 | Bedroom | 2342412 | Bedroom | 0.00094081
Table | Incandescent |  | Standard A Lamp | 1 | 150 | Bedroom | 2342412 | Bedroom | 0.00094081
Wall Mount | Incandescent |  | Standard A Lamp | 2 | 75 | Bathroom | 2342413 | Bathroom | 0.00094081
Wall Mount | Compact Fluorescent |  | Twist | 2 | 15 | Bathroom | 2342414 | Bathroom | 0.00094081
Ceiling Fixture | Incandescent |  | Standard A Lamp | 1 | 75 | Bedroom | 2342415 | Bedroom | 0.00094081
Table | Incandescent |  | Standard A Lamp | 2 | 75 | Bedroom | 2342415 | Bedroom | 0.00094081
Ceiling Fixture | Incandescent |  | Standard A Lamp | 1 | 75 | Bedroom | 2342416 | Bedroom | 0.00094081
Ceiling Fixture | Incandescent |  | Standard A Lamp | 1 | 60 | Bathroom | 234271 | Bathroom | 0.00052955
Ceiling Fixture | Incandescent |  | Standard A Lamp | 1 | 60 | Bathroom | 234272 | Bathroom | 0.00052955
Wall Mount | Incandescent |  | Standard A Lamp | 1 | 60 | Bathroom | 234272 | Bathroom | 0.00052955
Chandelier (Hanging) | Incandescent |  | Decorative | 5 | 40 | Bedroom | 234273 | Bedroom | 0.00052955
Ceiling Fixture | Incandescent |  | Standard A Lamp | 1 | 65 | Bedroom | 234274 | Bedroom | 0.00052955
Ceiling Fixture | Incandescent |  | Standard A Lamp | 1 | 60 | Bedroom | 234275 | Bedroom | 0.00052955
Ceiling Fixture | Incandescent |  | Standard A Lamp | 2 | 60 | Bedroom | 234276 | Bedroom | 0.00052955
Torchiere | Incandescent |  | 3-Way Incandescent | 1 | 100 | Bedroom | 234276 | Bedroom | 0.00052955
Ceiling Fixture | Incandescent |  | Standard A Lamp | 1 | 60 | Other | 234277 | Other | 0.00052955
Ceiling Fixture | Incandescent |  | Standard A Lamp | 1 | 60 | Closet | 234278 | Closet | 0.00052955
Ceiling Fixture | Incandescent |  | Standard A Lamp | 2 | 60 | Hall | 234279 | Hall | 0.00052955
Ceiling Fixture | Incandescent |  | Clear | 1 | 60 | Garage | 2342710 | Garage | 0.00052955
Garage door opener | Incandescent |  | Standard A Lamp | 1 | 65 | Garage | 2342710 | Garage | 0.00052955
Recessed Can | Incandescent |  | Standard A Lamp | 1 | 75 | Hall | 2342711 | Hall | 0.00052955
Ceiling Fixture | Incandescent |  | Standard A Lamp | 1 | 65 | Kitchen | 2342712 | Kitchen | 0.00052955
Chandelier (Hanging) | Incandescent |  | Mini base | 6 | 40 | Living Room | 2342713 | Living Room | 0.00052955
Table | Compact Fluorescent |  | Twist | 1 | 28 | Living Room | 2342713 | Living Room | 0.00052955
Ceiling Fixture | Incandescent |  | Mini base | 2 | 40 | Living Room | 2342713 | Living Room | 0.00052955
Recessed Can | Incandescent |  | Reflector | 1 | 75 | Living Room | 2342713 | Living Room | 0.00052955
Ceiling Fixture | Incandescent |  | Standard A Lamp | 3 | 60 | Office | 2342714 | Office | 0.00052955
Table | Incandescent |  | Standard A Lamp | 1 | 60 | Office | 2342714 | Office | 0.00052955
Torchiere | Linear Fluorescent | 12 | T-5 | 1 | 20 | Office | 2342714 | Office | 0.00052955
Wall Mount | Halogen |  | Other | 4 | 30 | Bathroom | 234281 | Bathroom | 0.0030496
Ceiling Fan | Incandescent |  | Standard A Lamp | 1 | 60 | Bathroom | 234281 | Bathroom | 0.0030496
Ceiling Fixture | Incandescent |  | Standard A Lamp | 1 | 60 | Bathroom | 234282 | Bathroom | 0.0030496
Wall Mount | Incandescent |  | Standard A Lamp | 2 | 60 | Bathroom | 234282 | Bathroom | 0.0030496
Table | Incandescent |  | Mini base | 1 | 25 | Bathroom | 234282 | Bathroom | 0.0030496
Ceiling Fixture | Incandescent |  | Standard A Lamp | 3 | 60 | Bedroom | 234283 | Bedroom | 0.0030496
Table | Compact Fluorescent |  | A shape bulb | 1 | 15 | Bedroom | 234283 | Bedroom | 0.0030496
Ceiling Fan | Incandescent |  | Standard A Lamp | 1 | 60 | Bedroom | 234284 | Bedroom | 0.0030496
Chandelier (Hanging) | Incandescent |  | Mini base | 6 | 40 | Dining Room | 234285 | Dining Room | 0.0030496
Table | Incandescent |  | Standard A Lamp | 1 | 60 | Dining Room | 234285 | Dining Room | 0.0030496
Table | Compact Fluorescent |  | Twist | 1 | 15 | Dining Room | 234285 | Dining Room | 0.0030496
Ceiling Fixture | Incandescent |  | Mini base | 3 | 40 | Family Room | 234286 | Family Room | 0.0030496
Floor lamp | Compact Fluorescent |  | Twist | 1 | 15 | Family Room | 234286 | Family Room | 0.0030496
Ceiling Fixture | Incandescent |  | Standard A Lamp | 1 | 60 | Living Room | 234287 | Living Room | 0.0030496
Ceiling Fixture | Linear Fluorescent | 96 | T-12 | 1 | 100 | Garage | 234288 | Garage | 0.0030496
Ceiling Fixture | Incandescent |  | Standard A Lamp | 1 | 200 | Garage | 234288 | Garage | 0.0030496
Garage door opener | Compact Fluorescent |  | Twist | 1 | 15 | Garage | 234288 | Garage | 0.0030496
Ceiling Fixture | Incandescent |  | Mini base | 4 | 40 | Hall | 234289 | Hall | 0.0030496
Ceiling Fixture | Incandescent |  | Standard A Lamp | 2 | 75 | Hall | 2342810 | Hall | 0.0030496
Wall Mount | Compact Fluorescent |  | Twist | 1 | 15 | Hall | 2342811 | Hall | 0.0030496
Ceiling Fixture | Compact Fluorescent |  | Twist | 1 | 15 | Kitchen | 2342812 | Kitchen | 0.0030496
Ceiling Fixture | Linear Fluorescent | 48 | T-8 | 2 | 32 | Kitchen | 2342812 | Kitchen | 0.0030496
Ceiling Fixture | Incandescent |  | Standard A Lamp | 2 | 60 | Kitchen | 2342812 | Kitchen | 0.0030496
Other | Incandescent |  | Other | 2 | 150 | Kitchen | 2342812 | Kitchen | 0.0030496
Recessed Can | Incandescent |  | Reflector | 1 | 65 | Living Room | 2342813 | Living Room | 0.0030496
Table | Incandescent |  | Standard A Lamp | 1 | 100 | Living Room | 2342813 | Living Room | 0.0030496
Wall Mount | Incandescent |  | Standard A Lamp | 2 | 100 | Bathroom | 2342814 | Bathroom | 0.0030496
Ceiling Fan | Incandescent |  | Standard A Lamp | 1 | 60 | Master Bedroom | 2342815 | Master Bedroom | 0.0030496
Table | Compact Fluorescent |  | Straight Tube | 1 | 28 | Master Bedroom | 2342815 | Master Bedroom | 0.0030496
Floor lamp | Incandescent |  | Decorative | 1 | 40 | Master Bedroom | 2342815 | Master Bedroom | 0.0030496
Ceiling Fixture | Incandescent |  | Standard A Lamp | 1 | 60 | Other | 2342816 | Other | 0.0030496
Ceiling Fixture | Compact Fluorescent |  | Twist | 1 | 15 | Bedroom | 2342817 | Bedroom | 0.0030496
Floor lamp | Halogen |  | Other | 2 | 30 | Bedroom | 2342817 | Bedroom | 0.0030496
Floor lamp | Compact Fluorescent |  | Twist | 1 | 15 | Bedroom | 2342817 | Bedroom | 0.0030496
Table | Halogen |  | Other | 1 | 30 | Bedroom | 2342817 | Bedroom | 0.0030496
Table | Incandescent |  | Mini base | 1 | 40 | Bedroom | 2342817 | Bedroom | 0.0030496
Ceiling Fixture | Linear Fluorescent | 48 | T-8 | 2 | 32 | Other | 2342818 | Other | 0.0030496
Wall Mount | Incandescent |  | Standard A Lamp | 4 | 60 | Bathroom | 234391 | Bathroom | 0.0004784
Ceiling Fixture | Incandescent |  | Standard A Lamp | 1 | 100 | Other | 234392 | Other | 0.0004784
Ceiling Fixture | Incandescent |  | Standard A Lamp | 1 | 60 | Bedroom | 234393 | Bedroom | 0.0004784
Table | Incandescent |  | Standard A Lamp | 1 | 60 | Bedroom | 234393 | Bedroom | 0.0004784
Ceiling Fixture | Incandescent |  | Standard A Lamp | 1 | 75 | Bedroom | 234394 | Bedroom | 0.0004784
Table | Incandescent |  | Standard A Lamp | 1 | 60 | Bedroom | 234394 | Bedroom | 0.0004784
Ceiling Fixture | Incandescent |  | Standard A Lamp | 1 | 75 | Bedroom | 234395 | Bedroom | 0.0004784
Table | Incandescent |  | Standard A Lamp | 1 | 60 | Bedroom | 234395 | Bedroom | 0.0004784
Ceiling Fixture | Incandescent |  | Standard A Lamp | 1 | 60 | Bedroom | 234396 | Bedroom | 0.0004784
Table | Incandescent |  | Standard A Lamp | 1 | 60 | Bedroom | 234396 | Bedroom | 0.0004784
Wall Mount | Incandescent |  | Globe | 4 | 60 | Bathroom | 234397 | Bathroom | 0.0004784
Floor lamp | Incandescent |  | Standard A Lamp | 1 | 60 | Family Room | 234398 | Family Room | 0.0004784
Ceiling Fixture | Incandescent |  | Standard A Lamp | 1 | 60 | Hall | 234399 | Hall | 0.0004784
Ceiling Fixture | Incandescent |  | Standard A Lamp | 2 | 60 | Kitchen | 2343910 | Kitchen | 0.0004784
Ceiling Fixture | Linear Fluorescent | 48 | T-8 | 2 | 32 | Kitchen | 2343910 | Kitchen | 0.0004784
Wall Mount | Linear Fluorescent | 34 | T-12 | 2 | 32 | Kitchen | 2343910 | Kitchen | 0.0004784
Ceiling Fixture | Incandescent |  | Standard A Lamp | 1 | 60 | Living Room | 2343911 | Living Room | 0.0004784
Table | Incandescent |  | Standard A Lamp | 1 | 60 | Living Room | 2343911 | Living Room | 0.0004784
Ceiling Fixture | Incandescent |  | Standard A Lamp | 1 | 60 | Master Bedroom | 2343912 | Master Bedroom | 0.0004784
Ceiling Fixture | Compact Fluorescent |  | Twist | 1 | 15 | Closet | 2343913 | Closet | 0.0004784
Ceiling Fixture | Halogen |  | PAR | 1 | 100 | Other | 2343914 | Other | 0.0004784
Ceiling Fixture | Compact Fluorescent |  | Twist | 1 | 15 | Other | 2343915 | Other | 0.0004784
Ceiling Fixture | Incandescent |  | Standard A Lamp | 1 | 150 | Other | 2343916 | Other | 0.0004784
Ceiling Fixture | Incandescent |  | Standard A Lamp | 1 | 100 | Other | 2343917 | Other | 0.0004784
Ceiling Fixture | Incandescent |  | Standard A Lamp | 1 | 60 | Closet | 2343918 | Closet | 0.0004784
Wall Mount | Incandescent |  | Decorative | 3 | 40 | Bathroom | 234401 | Bathroom | 0.00047324
Ceiling Fixture | Incandescent |  | Standard A Lamp | 1 | 60 | Bathroom | 234402 | Bathroom | 0.00047324
Wall Mount | Incandescent |  | Globe | 6 | 60 | Bathroom | 234402 | Bathroom | 0.00047324
Ceiling Fixture | Linear Fluorescent | 48 | T-8 | 2 | 32 | Bathroom | 234403 | Bathroom | 0.00047324
Ceiling Fan | Incandescent |  | Standard A Lamp | 3 | 40 | Bedroom | 234404 | Bedroom | 0.00047324
Ceiling Fixture | Incandescent |  | Standard A Lamp | 2 | 60 | Bedroom | 234405 | Bedroom | 0.00047324
Floor lamp | Incandescent |  | Standard A Lamp | 1 | 60 | Bedroom | 234406 | Bedroom | 0.00047324
Ceiling Fixture | Linear Fluorescent | 48 | T-8 | 2 | 32 | Bedroom | 234406 | Bedroom | 0.00047324
Ceiling Fixture | Incandescent |  | Decorative | 3 | 40 | Bedroom | 234407 | Bedroom | 0.00047324
Ceiling Fixture | Linear Fluorescent | 24 | T-12 | 2 | 20 | Bedroom | 234407 | Bedroom | 0.00047324
Ceiling Fixture | Incandescent |  | Standard A Lamp | 1 | 40 | Closet | 234408 | Closet | 0.00047324
Ceiling Fixture | Incandescent |  | Standard A Lamp | 1 | 60 | Garage | 234409 | Garage | 0.00047324
Ceiling Fixture | Incandescent |  | Mini base | 3 | 40 | Hall | 2344010 | Hall | 0.00047324
Chandelier (Hanging) | Incandescent |  | Decorative | 6 | 40 | Kitchen | 2344011 | Kitchen | 0.00047324
Recessed - other | Incandescent |  | Standard A Lamp | 1 | 40 | Kitchen | 2344011 | Kitchen | 0.00047324
Ceiling Fixture | Linear Fluorescent | 48 | T-12 | 2 | 40 | Kitchen | 2344011 | Kitchen | 0.00047324
Recessed - other | Linear Fluorescent | 24 | T-5 | 1 | 16 | Kitchen | 2344011 | Kitchen | 0.00047324
Floor lamp | Incandescent |  | Standard A Lamp | 2 | 60 | Living Room | 2344012 | Living Room | 0.00047324
Table | Incandescent |  | Standard A Lamp | 1 | 60 | Living Room | 2344012 | Living Room | 0.00047324
Chandelier (Hanging) | Incandescent |  | Decorative | 9 | 40 | Living Room | 2344012 | Living Room | 0.00047324
Ceiling Fixture | Incandescent |  | Standard A Lamp | 3 | 40 | Other | 2344013 | Other | 0.00047324
Ceiling Fixture | Incandescent |  | Standard A Lamp | 1 | 60 | Other | 2344014 | Other | 0.00047324
Wall Mount | Incandescent |  | Standard A Lamp | 1 | 60 | Other | 2344015 | Other | 0.00047324
Wall Mount | Incandescent |  | Globe | 4 | 40 | Bathroom | 234441 | Bathroom | 0.0005169
Floor lamp | Incandescent |  | Standard A Lamp | 1 | 60 | Bedroom | 234442 | Bedroom | 0.0005169
Ceiling Fixture | Compact Fluorescent |  | Twist | 2 | 13 | Dining Room | 234443 | Dining Room | 0.0005169
Chandelier (Hanging) | Compact Fluorescent |  | Twist | 5 | 13 | Dining Room | 234443 | Dining Room | 0.0005169
Ceiling Fan | Compact Fluorescent |  | Twist | 4 | 13 | Family Room | 234444 | Family Room | 0.0005169
Ceiling Fixture | Halogen |  | PAR | 1 | 75 | Garage | 234445 | Garage | 0.0005169
Ceiling Fixture | Incandescent |  | Standard A Lamp | 1 | 60 | Hall | 234446 | Hall | 0.0005169
Ceiling Fixture | Compact Fluorescent |  | Twist | 2 | 13 | Kitchen | 234447 | Kitchen | 0.0005169
Recessed Can | Incandescent |  | Reflector | 1 | 65 | Kitchen | 234447 | Kitchen | 0.0005169
Ceiling Fixture | Incandescent |  | Standard A Lamp | 1 | 60 | Laundry Room | 234448 | Laundry Room | 0.0005169
Wall Mount | Incandescent |  | Globe | 4 | 60 | Bathroom | 234449 | Bathroom | 0.0005169
Ceiling Fan | Incandescent |  | Standard A Lamp | 3 | 60 | Bedroom | 2344410 | Bedroom | 0.0005169
Floor lamp | Incandescent |  | Standard A Lamp | 1 | 75 | Bedroom | 2344410 | Bedroom | 0.0005169
Ceiling Fixture | Incandescent |  | Decorative | 4 | 60 | Bedroom | 2344411 | Bedroom | 0.0005169
Ceiling Fixture | Incandescent |  | Standard A Lamp | 1 | 60 | Bathroom | 234461 | Bathroom | 0.0005169
Ceiling Fixture | Incandescent |  | Standard A Lamp | 1 | 60 | Bedroom | 234462 | Bedroom | 0.0005169
Ceiling Fixture | Incandescent |  | Standard A Lamp | 2 | 60 | Master Bedroom | 234463 | Master Bedroom | 0.0005169
Table | Incandescent |  | Standard A Lamp | 1 | 75 | Master Bedroom | 234463 | Master Bedroom | 0.0005169
Ceiling Fixture | Incandescent |  | Standard A Lamp | 1 | 60 | Bedroom | 234464 | Bedroom | 0.0005169
Chandelier (Hanging) | Incandescent |  | Globe | 3 | 40 | Dining Room | 234465 | Dining Room | 0.0005169
Wall Mount | Incandescent |  | Decorative | 1 | 60 | Dining Room | 234465 | Dining Room | 0.0005169
Ceiling Fixture | Incandescent |  | Standard A Lamp | 2 | 60 | Other | 234466 | Other | 0.0005169
Ceiling Fixture | Incandescent |  | Standard A Lamp | 3 | 60 | Family Room | 234467 | Family Room | 0.0005169
Floor lamp | Incandescent |  | Standard A Lamp | 1 | 60 | Family Room | 234467 | Family Room | 0.0005169
Chandelier (Hanging) | Incandescent |  | Decorative | 5 | 40 | Kitchen | 234468 | Kitchen | 0.0005169
Architectural | Linear Fluorescent | 24 | T-8 | 1 | 16 | Kitchen | 234468 | Kitchen | 0.0005169
Ceiling Fixture | Incandescent |  | Standard A Lamp | 2 | 60 | Laundry Room | 234469 | Laundry Room | 0.0005169
Chandelier (Hanging) | Incandescent |  | Decorative | 8 | 40 | Living Room | 2344610 | Living Room | 0.0005169
Table | Incandescent |  | Decorative | 4 | 25 | Living Room | 2344610 | Living Room | 0.0005169
Table | Compact Fluorescent |  | Twist | 1 | 15 | Living Room | 2344610 | Living Room | 0.0005169
Floor lamp | Compact Fluorescent |  | Twist | 1 | 22 | Living Room | 2344610 | Living Room | 0.0005169
Ceiling Fixture | Linear Fluorescent | 24 | T-8 | 2 | 16 | Other | 2344611 | Other | 0.0005169
Ceiling Fixture | Incandescent |  | Standard A Lamp | 1 | 60 | Bathroom | 2344612 | Bathroom | 0.0005169
Wall Mount | Incandescent |  | Globe | 4 | 60 | Bathroom | 234491 | Bathroom | 0.0020539
Ceiling Fixture | Compact Fluorescent |  | Twist | 1 | 15 | Bedroom | 234492 | Bedroom | 0.0020539
Ceiling Fixture | Compact Fluorescent |  | Twist | 1 | 15 | Bedroom | 234493 | Bedroom | 0.0020539
Ceiling Fixture | Linear Fluorescent | 48 | T-12 | 2 | 40 | Garage | 234494 | Garage | 0.0020539
Ceiling Fixture | Incandescent |  | Standard A Lamp | 1 | 75 | Garage | 234494 | Garage | 0.0020539
Ceiling Fixture | Compact Fluorescent |  | Twist | 1 | 22 | Hall | 234495 | Hall | 0.0020539
Ceiling Fan | Compact Fluorescent |  | Twist | 4 | 15 | Kitchen | 234496 | Kitchen | 0.0020539
Ceiling Fixture | Linear Fluorescent | 48 | T-12 | 3 | 40 | Kitchen | 234496 | Kitchen | 0.0020539
Ceiling Fixture | Incandescent |  | Reflector | 1 | 65 | Kitchen | 234496 | Kitchen | 0.0020539
Ceiling Fixture | Incandescent |  | Standard A Lamp | 2 | 60 | Kitchen | 234496 | Kitchen | 0.0020539
Chandelier (Hanging) | Compact Fluorescent |  | Twist | 1 | 15 | Living Room | 234497 | Living Room | 0.0020539
Wall Mount | Compact Fluorescent |  | Twist | 3 | 22 | Bathroom | 234498 | Bathroom | 0.0020539
Ceiling Fan | Incandescent |  | Standard A Lamp | 1 | 60 | Bedroom | 234499 | Bedroom | 0.0020539
Wall Mount | Incandescent |  | Standard A Lamp | 3 | 60 | Bathroom | 234652 | Bathroom | 0.0004784
Ceiling Fan | Incandescent |  | Heat Lamp | 1 | 150 | Bathroom | 234652 | Bathroom | 0.0004784
Wall Mount | Incandescent |  | Clear | 3 | 60 | Bathroom | 234653 | Bathroom | 0.0004784
Ceiling Fixture | Compact Fluorescent |  | Twist | 1 | 15 | Bedroom | 234654 | Bedroom | 0.0004784
Torchiere | Incandescent |  | Standard A Lamp | 1 | 60 | Bedroom | 234654 | Bedroom | 0.0004784
Ceiling Fixture | Incandescent |  | Standard A Lamp | 1 | 60 | Bedroom | 234654 | Bedroom | 0.0004784
Ceiling Fixture | Incandescent |  | Standard A Lamp | 1 | 60 | Closet | 234655 | Closet | 0.0004784
Chandelier (Hanging) | Compact Fluorescent |  | Twist | 3 | 15 | Dining Room | 234656 | Dining Room | 0.0004784
Chandelier (Hanging) | Incandescent |  | Standard A Lamp | 5 | 60 | Dining Room | 234657 | Dining Room | 0.0004784
Ceiling Fan | Incandescent |  | Clear | 4 | 60 | Hall | 234658 | Hall | 0.0004784
Ceiling Fan | Incandescent |  | Standard A Lamp | 3 | 60 | Family Room | 234659 | Family Room | 0.0004784
Torchiere | Compact Fluorescent |  | Twist | 1 | 15 | Family Room | 234659 | Family Room | 0.0004784
Table | Incandescent |  | Decorative | 1 | 40 | Family Room | 234659 | Family Room | 0.0004784
Ceiling Fixture | Incandescent |  | Standard A Lamp | 1 | 60 | Garage | 2346510 | Garage | 0.0004784
Garage door opener | Incandescent |  | Standard A Lamp | 2 | 40 | Garage | 2346510 | Garage | 0.0004784
Ceiling Fixture | Incandescent |  | Standard A Lamp | 1 | 60 | Hall | 2346511 | Hall | 0.0004784
Ceiling Fixture | Linear Fluorescent | 48 | T-12 | 2 | 40 | Kitchen | 2346512 | Kitchen | 0.0004784
Recessed Can | Incandescent |  | Reflector | 1 | 65 | Kitchen | 2346512 | Kitchen | 0.0004784
Ceiling Fixture | Incandescent |  | Standard A Lamp | 2 | 60 | Laundry Room | 2346513 | Laundry Room | 0.0004784
Table | Incandescent |  | Mini base | 1 | 25 | Living Room | 2346514 | Living Room | 0.0004784
Table | Compact Fluorescent |  | Twist | 1 | 15 | Living Room | 2346514 | Living Room | 0.0004784
Ceiling Fan | Incandescent |  | Standard A Lamp | 1 | 60 | Master Bedroom | 2346515 | Master Bedroom | 0.0004784
Table | Compact Fluorescent |  | Twist | 1 | 15 | Master Bedroom | 2346515 | Master Bedroom | 0.0004784
Wall Mount | Incandescent |  | Standard A Lamp | 3 | 60 | Bathroom | 2346516 | Bathroom | 0.0004784
Wall Mount | Compact Fluorescent |  | Twist | 3 | 15 | Bathroom | 2346516 | Bathroom | 0.0004784
Recessed Can | Incandescent |  | Reflector | 2 | 65 | Hall | 2346517 | Hall | 0.0004784
Ceiling Fixture | Incandescent |  | Standard A Lamp | 2 | 60 | Bedroom | 2346518 | Bedroom | 0.0004784
Wall Mount | Incandescent |  | Globe | 4 | 40 | Bathroom | 234801 | Bathroom | 0.00040077
Ceiling Fixture | Incandescent |  | Standard A Lamp | 1 | 100 | Bathroom | 234801 | Bathroom | 0.00040077
Wall Mount | Incandescent |  | Globe | 4 | 40 | Bathroom | 234802 | Bathroom | 0.00040077
Ceiling Fixture | Compact Fluorescent |  | Twist | 1 | 13 | Bathroom | 234802 | Bathroom | 0.00040077
Ceiling Fixture | Compact Fluorescent |  | Twist | 2 | 13 | Master Bedroom | 234803 | Master Bedroom | 0.00040077
Floor lamp | Compact Fluorescent |  | Twist | 1 | 9 | Master Bedroom | 234803 | Master Bedroom | 0.00040077
Ceiling Fixture | Compact Fluorescent |  | Twist | 2 | 13 | Bedroom | 234804 | Bedroom | 0.00040077
Floor lamp | Compact Fluorescent |  | Twist | 1 | 13 | Bedroom | 234804 | Bedroom | 0.00040077
Chandelier (Hanging) | Incandescent |  | Standard A Lamp | 3 | 60 | Dining Room | 234805 | Dining Room | 0.00040077
Garage door opener | Incandescent |  | Standard A Lamp | 2 | 75 | Garage | 234806 | Garage | 0.00040077
Ceiling Fixture | Compact Fluorescent |  | Twist | 1 | 15 | Garage | 234806 | Garage | 0.00040077
Ceiling Fixture | Compact Fluorescent |  | Twist | 1 | 13 | Hall | 234807 | Hall | 0.00040077
Recessed Can | Compact Fluorescent |  | Flood | 1 | 22 | Kitchen | 234808 | Kitchen | 0.00040077
Wall Mount | Incandescent |  | Standard A Lamp | 1 | 15 | Living Room | 234809 | Living Room | 0.00040077
Floor lamp | Compact Fluorescent |  | Twist | 1 | 13 | Living Room | 234809 | Living Room | 0.00040077
Floor lamp | Incandescent |  | Standard A Lamp | 1 | 60 | Living Room | 234809 | Living Room | 0.00040077
Wall Mount | Incandescent |  | Decorative | 6 | 15 | Living Room | 234809 | Living Room | 0.00040077
Ceiling Fan | Compact Fluorescent |  | Twist | 1 | 15 | Bathroom | 234821 | Bathroom | 0.0005169
Ceiling Fixture | Compact Fluorescent |  | Twist | 1 | 15 | Bathroom | 234821 | Bathroom | 0.0005169
Table | Incandescent |  | Standard A Lamp | 1 | 65 | Bedroom | 234822 | Bedroom | 0.0005169
Table | Incandescent |  | Standard A Lamp | 1 | 60 | Bedroom | 234823 | Bedroom | 0.0005169
Ceiling Fixture | Incandescent |  | Standard A Lamp | 1 | 40 | Garage | 234824 | Garage | 0.0005169
Exterior | Halogen |  | PAR | 1 | 100 | Garage | 234824 | Garage | 0.0005169
Ceiling Fixture | Linear Fluorescent | 48 | T-12 | 2 | 32 | Kitchen | 234825 | Kitchen | 0.0005169
Ceiling Fixture | Compact Fluorescent |  | Twist | 1 | 15 | Laundry Room | 234826 | Laundry Room | 0.0005169
Wall Mount | Incandescent |  | Mini base | 2 | 25 | Living Room | 234827 | Living Room | 0.0005169
Table | Incandescent |  | Decorative | 2 | 60 | Living Room | 234827 | Living Room | 0.0005169
Recessed Can | Incandescent |  | Standard A Lamp | 1 | 60 | Family Room | 234828 | Family Room | 0.0005169
Ceiling Fixture | Incandescent |  | Standard A Lamp | 2 | 60 | Bathroom | 234861 | Bathroom | 0.00040077
Ceiling Fixture | Incandescent |  | Standard A Lamp | 2 | 60 | Bedroom | 234862 | Bedroom | 0.00040077
Table | Incandescent |  | Mini base | 2 | 25 | Bedroom | 234862 | Bedroom | 0.00040077
Ceiling Fixture | Linear Fluorescent | 48 | T-12 | 2 | 40 | Bedroom | 234863 | Bedroom | 0.00040077
Ceiling Fixture | Compact Fluorescent |  | Twist | 2 | 22 | Bedroom | 234864 | Bedroom | 0.00040077
Wall Mount | Incandescent |  | Decorative | 1 | 40 | Hall | 234865 | Hall | 0.00040077
Wall Mount | Compact Fluorescent |  | Twist | 2 | 22 | Kitchen | 234866 | Kitchen | 0.00040077
Ceiling Fixture | Incandescent |  | Standard A Lamp | 1 | 60 | Kitchen | 234866 | Kitchen | 0.00040077
Ceiling Fixture | Linear Fluorescent | 48 | T-12 | 2 | 32 | Laundry Room | 234867 | Laundry Room | 0.00040077
Table | Compact Fluorescent |  | 3-Way CFL | 1 | 15 | Living Room | 234868 | Living Room | 0.00040077
Floor lamp | Compact Fluorescent |  | Twist | 2 | 22 | Living Room | 234868 | Living Room | 0.00040077
Ceiling Fan | Compact Fluorescent |  | Twist | 1 | 22 | Living Room | 234868 | Living Room | 0.00040077
Ceiling Fixture | Incandescent |  | Standard A Lamp | 2 | 60 | Bedroom | 234869 | Bedroom | 0.00040077
Ceiling Fan | Incandescent |  | Standard A Lamp | 4 | 40 | Family Room | 234891 | Family Room | 0.00094081
Table | Incandescent |  | Standard A Lamp | 1 | 100 | Family Room | 234891 | Family Room | 0.00094081
Table | Compact Fluorescent |  | Twist | 1 | 15 | Family Room | 234891 | Family Room | 0.00094081
Track | Incandescent |  | Standard A Lamp | 3 | 60 | Family Room | 234891 | Family Room | 0.00094081
Chandelier (Hanging) | Incandescent |  | Standard A Lamp | 1 | 40 | Bathroom | 234892 | Bathroom | 0.00094081
Wall Mount | Incandescent |  | Standard A Lamp | 1 | 60 | Bathroom | 234892 | Bathroom | 0.00094081
Ceiling Fixture | Incandescent |  | Standard A Lamp | 1 | 60 | Laundry Room | 234893 | Laundry Room | 0.00094081
Wall Mount | Incandescent |  | Clear | 1 | 60 | Other | 234894 | Other | 0.00094081
Ceiling Fixture | Compact Fluorescent |  | Twist | 1 | 15 | Living Room | 234895 | Living Room | 0.00094081
Table | Incandescent |  | 3-Way Incandescent | 1 | 200 | Living Room | 234895 | Living Room | 0.00094081
Chandelier (Hanging) | Incandescent |  | Standard A Lamp | 3 | 100 | Dining Room | 234896 | Dining Room | 0.00094081
Ceiling Fixture | Incandescent |  | Standard A Lamp | 1 | 60 | Dining Room | 234896 | Dining Room | 0.00094081
Ceiling Fixture | Incandescent |  | Standard A Lamp | 1 | 60 | Hall | 234897 | Hall | 0.00094081
Ceiling Fixture | Incandescent |  | Standard A Lamp | 1 | 40 | Master Bedroom | 234898 | Master Bedroom | 0.00094081
Table | Compact Fluorescent |  | Twist | 1 | 15 | Master Bedroom | 234898 | Master Bedroom | 0.00094081
Wall Mount | Incandescent |  | Standard A Lamp | 2 | 60 | Bathroom | 234899 | Bathroom | 0.00094081
Ceiling Fixture | Incandescent |  | Standard A Lamp | 1 | 40 | Bedroom | 2348910 | Bedroom | 0.00094081
Floor lamp | Incandescent |  | 3-Way Incandescent | 1 | 100 | Bedroom | 2348910 | Bedroom | 0.00094081
Wall Mount | Incandescent |  | Standard A Lamp | 1 | 75 | Bedroom | 2348911 | Bedroom | 0.00094081
Chandelier (Hanging) | Incandescent |  | Standard A Lamp | 5 | 100 | Kitchen | 2348912 | Kitchen | 0.00094081
Chandelier (Hanging) | Incandescent |  | Standard A Lamp | 3 | 60 | Kitchen | 2348912 | Kitchen | 0.00094081
Ceiling Fixture | Linear Fluorescent | 48 | T-12 | 1 | 40 | Kitchen | 2348912 | Kitchen | 0.00094081
Ceiling Fixture | Compact Fluorescent |  | Twist | 1 | 15 | Bathroom | 235011 | Bathroom | 0.0005169
Ceiling Fixture | Compact Fluorescent |  | Twist | 1 | 15 | Other | 235012 | Other | 0.0005169
Ceiling Fixture | Compact Fluorescent |  | Twist | 1 | 15 | Closet | 235013 | Closet | 0.0005169
Chandelier (Hanging) | Incandescent |  | Mini base | 8 | 40 | Dining Room | 235014 | Dining Room | 0.0005169
Ceiling Fixture | Compact Fluorescent |  | Twist | 1 | 15 | Hall | 235015 | Hall | 0.0005169
Ceiling Fixture | Compact Fluorescent |  | Twist | 1 | 15 | Other | 235016 | Other | 0.0005169
Table | Linear Fluorescent | 16 | Fluorescent Other | 1 | 16 | Other | 235016 | Other | 0.0005169
Ceiling Fixture | Incandescent |  | Standard A Lamp | 1 | 75 | Garage | 235017 | Garage | 0.0005169
Ceiling Fixture | Compact Fluorescent |  | Twist | 1 | 22 | Kitchen | 235018 | Kitchen | 0.0005169
Ceiling Fixture | Linear Fluorescent | 48 | T-12 | 2 | 40 | Kitchen | 235018 | Kitchen | 0.0005169
Ceiling Fixture | Compact Fluorescent |  | Twist | 1 | 15 | Laundry Room | 235019 | Laundry Room | 0.0005169
Chandelier (Hanging) | Incandescent |  | Mini base | 5 | 40 | Living Room | 2350110 | Living Room | 0.0005169
Table | Compact Fluorescent |  | Twist | 1 | 15 | Living Room | 2350110 | Living Room | 0.0005169
Ceiling Fan | Compact Fluorescent |  | Twist | 1 | 15 | Bathroom | 2350111 | Bathroom | 0.0005169
Ceiling Fixture | Compact Fluorescent |  | Twist | 3 | 15 | Master Bedroom | 2350112 | Master Bedroom | 0.0005169
Ceiling Fixture | Compact Fluorescent |  | Twist | 1 | 15 | Closet | 2350113 | Closet | 0.0005169
Ceiling Fixture | Compact Fluorescent |  | Twist | 1 | 15 | Other | 2350114 | Other | 0.0005169
Ceiling Fixture | Compact Fluorescent |  | Twist | 1 | 15 | Other | 2350115 | Other | 0.0005169
Ceiling Fixture | Compact Fluorescent |  | Twist | 2 | 15 | Bedroom | 2350116 | Bedroom | 0.0005169
Ceiling Fixture | Compact Fluorescent |  | A shape bulb | 1 | 15 | Hall | 2350117 | Hall | 0.0005169
Wall Mount | Compact Fluorescent |  | Twist | 1 | 15 | Hall | 2350118 | Hall | 0.0005169
Wall Mount | Compact Fluorescent |  | Twist | 5 | 22 | Bathroom | 235021 | Bathroom | 0.00028447
Chandelier (Hanging) | Compact Fluorescent |  | Twist | 4 | 22 | Bedroom | 235022 | Bedroom | 0.00028447
Table | Compact Fluorescent |  | Twist | 1 | 22 | Bedroom | 235023 | Bedroom | 0.00028447
Ceiling Fixture | Incandescent |  | Standard A Lamp | 1 | 60 | Bedroom | 235023 | Bedroom | 0.00028447
Table | Compact Fluorescent |  | Twist | 4 | 22 | Bedroom | 235024 | Bedroom | 0.00028447
Ceiling Fixture | Compact Fluorescent |  | Twist | 2 | 22 | Bedroom | 235024 | Bedroom | 0.00028447
Wall Mount | Compact Fluorescent |  | Twist | 5 | 22 | Bedroom | 235024 | Bedroom | 0.00028447
Ceiling Fixture | Compact Fluorescent |  | Twist | 1 | 28 | Garage | 235025 | Garage | 0.00028447
Garage door opener | Incandescent |  | Clear | 2 | 40 | Garage | 235025 | Garage | 0.00028447
Ceiling Fixture | Incandescent |  | Standard A Lamp | 2 | 65 | Garage | 235025 | Garage | 0.00028447
Ceiling Fixture | Incandescent |  | Standard A Lamp | 1 | 22 | Hall | 235026 | Hall | 0.00028447
Table | Compact Fluorescent |  | Twist | 1 | 22 | Kitchen | 235027 | Kitchen | 0.00028447
Ceiling Fixture | Compact Fluorescent |  | Twist | 2 | 22 | Kitchen | 235027 | Kitchen | 0.00028447
Ceiling Fixture | Incandescent |  | Globe | 1 | 60 | Kitchen | 235027 | Kitchen | 0.00028447
Ceiling Fixture | Linear Fluorescent | 48 | T-4 | 2 | 40 | Kitchen | 235027 | Kitchen | 0.00028447
Ceiling Fixture | Incandescent |  | Standard A Lamp | 1 | 60 | Laundry Room | 235028 | Laundry Room | 0.00028447
Wall Mount | Compact Fluorescent |  | Twist | 6 | 15 | Bathroom | 235041 | Bathroom | 0.00040077
Recessed Can | Compact Fluorescent |  | Twist | 1 | 15 | Bathroom | 235041 | Bathroom | 0.00040077
Ceiling Fixture | Incandescent |  | Heat Lamp | 1 | 150 | Bathroom | 235041 | Bathroom | 0.00040077
Ceiling Fixture | Incandescent |  | Reflector | 1 | 65 | Bathroom | 235041 | Bathroom | 0.00040077
Wall Mount | Incandescent |  | Clear | 6 | 25 | Bathroom | 235042 | Bathroom | 0.00040077
Ceiling Fixture | Incandescent |  | Heat Lamp | 1 | 150 | Bathroom | 235042 | Bathroom | 0.00040077
Ceiling Fixture | Incandescent |  | Reflector | 1 | 65 | Bathroom | 235042 | Bathroom | 0.00040077
Ceiling Fixture | Compact Fluorescent |  | Twist | 1 | 15 | Closet | 235043 | Closet | 0.00040077
Ceiling Fixture | Compact Fluorescent |  | Twist | 1 | 15 | Closet | 235044 | Closet | 0.00040077
Chandelier (Hanging) | Incandescent |  | Standard A Lamp | 3 | 60 | Dining Room | 235045 | Dining Room | 0.00040077
Ceiling Fixture | Compact Fluorescent |  | Twist | 1 | 15 | Hall | 235046 | Hall | 0.00040077
Other | Incandescent |  | Other | 1 | 25 | Hall | 235046 | Hall | 0.00040077
Recessed Can | Compact Fluorescent |  | Twist | 1 | 15 | Kitchen | 235047 | Kitchen | 0.00040077
Recessed Can | Incandescent |  | Reflector | 1 | 60 | Kitchen | 235047 | Kitchen | 0.00040077
Table | Incandescent |  | Standard A Lamp | 1 | 60 | Living Room | 235048 | Living Room | 0.00040077
Torchiere | Halogen |  | Quartz Tube | 1 | 75 | Living Room | 235048 | Living Room | 0.00040077
Ceiling Fixture | Compact Fluorescent |  | Twist | 1 | 15 | Bedroom | 235049 | Bedroom | 0.00040077
Table | Incandescent |  | Standard A Lamp | 1 | 40 | Bedroom | 235049 | Bedroom | 0.00040077
Ceiling Fixture | Incandescent |  | Standard A Lamp | 1 | 60 | Bedroom | 2350410 | Bedroom | 0.00040077
Table | Incandescent |  | Mini base | 1 | 25 | Bedroom | 2350410 | Bedroom | 0.00040077
Table | Incandescent |  | Mini base | 2 | 25 | Bedroom | 2350410 | Bedroom | 0.00040077
Table | Incandescent |  | Standard A Lamp | 1 | 40 | Bedroom | 2350410 | Bedroom | 0.00040077
Ceiling Fan | Compact Fluorescent |  | Twist | 1 | 22 | Bedroom | 235111 | Bedroom | 0.00094081
Garage door opener | Incandescent |  | Standard A Lamp | 1 | 60 | Garage | 235112 | Garage | 0.00094081
Ceiling Fixture | Compact Fluorescent |  | Twist | 2 | 15 | Hall | 235113 | Hall | 0.00094081
Table | Compact Fluorescent |  | Twist | 1 | 22 | Living Room | 235114 | Living Room | 0.00094081
Ceiling Fan | Compact Fluorescent |  | Twist | 1 | 15 | Living Room | 235114 | Living Room | 0.00094081
Wall Mount | Incandescent |  | Globe | 4 | 40 | Bathroom | 235115 | Bathroom | 0.00094081
Ceiling Fan | Incandescent |  | Standard A Lamp | 3 | 60 | Bedroom | 235116 | Bedroom | 0.00094081
Table | Compact Fluorescent |  | Twist | 1 | 22 | Bedroom | 235116 | Bedroom | 0.00094081
Table | Incandescent |  | Decorative | 1 | 25 | Bedroom | 235116 | Bedroom | 0.00094081
Wall Mount | Incandescent |  | Globe | 4 | 40 | Bathroom | 235117 | Bathroom | 0.00094081
Ceiling Fan | Incandescent |  | Standard A Lamp | 1 | 60 | Bedroom | 235118 | Bedroom | 0.00094081
Ceiling Fixture | Compact Fluorescent |  | Twist | 2 | 15 | Kitchen | 235119 | Kitchen | 0.00094081
Wall Mount | Incandescent |  | Globe | 6 | 60 | Bathroom | 235261 | Bathroom | 0.0004784
Ceiling Fixture | Compact Fluorescent |  | Twist | 1 | 22 | Bathroom | 235262 | Bathroom | 0.0004784
Chandelier (Hanging) | Incandescent |  | Decorative | 16 | 40 | Bedroom | 235263 | Bedroom | 0.0004784
Table | Incandescent |  | Standard A Lamp | 1 | 75 | Bedroom | 235263 | Bedroom | 0.0004784
Chandelier (Hanging) | Incandescent |  | Standard A Lamp | 1 | 75 | Bedroom | 235264 | Bedroom | 0.0004784
Table | Incandescent |  | Standard A Lamp | 1 | 60 | Bedroom | 235264 | Bedroom | 0.0004784
Table | Incandescent |  | Standard A Lamp | 1 | 60 | Bedroom | 235265 | Bedroom | 0.0004784
Chandelier (Hanging) | Incandescent |  | Standard A Lamp | 6 | 40 | Bedroom | 235265 | Bedroom | 0.0004784
Chandelier (Hanging) | Incandescent |  | Standard A Lamp | 1 | 75 | Bedroom | 235266 | Bedroom | 0.0004784
Table | Incandescent |  | Standard A Lamp | 1 | 75 | Bedroom | 235266 | Bedroom | 0.0004784
Ceiling Fixture | Incandescent |  | Standard A Lamp | 1 | 60 | Bedroom | 235267 | Bedroom | 0.0004784
Ceiling Fixture | Incandescent |  | Standard A Lamp | 1 | 100 | Closet | 235268 | Closet | 0.0004784
Ceiling Fixture | Incandescent |  | Standard A Lamp | 1 | 75 | Closet | 235269 | Closet | 0.0004784
Chandelier (Hanging) | Incandescent |  | Decorative | 5 | 40 | Other | 2352610 | Other | 0.0004784
Wall Mount | Incandescent |  | Standard A Lamp | 1 | 75 | Other | 2352610 | Other | 0.0004784
Chandelier (Hanging) | Incandescent |  | Decorative | 5 | 40 | Hall | 2352611 | Hall | 0.0004784
Ceiling Fixture | Incandescent |  | Standard A Lamp | 1 | 100 | Other | 2352612 | Other | 0.0004784
Ceiling Fan | Incandescent |  | Standard A Lamp | 1 | 75 | Kitchen | 2352613 | Kitchen | 0.0004784
Ceiling Fixture | Linear Fluorescent | 96 | T-12 | 2 | 60 | Kitchen | 2352613 | Kitchen | 0.0004784
Recessed - other | Linear Fluorescent | 48 | T-12 | 2 | 40 | Kitchen | 2352613 | Kitchen | 0.0004784
Ceiling Fixture | Incandescent |  | Standard A Lamp | 1 | 60 | Other | 2352614 | Other | 0.0004784
Ceiling Fixture | Incandescent |  | Standard A Lamp | 2 | 75 | Other | 2352615 | Other | 0.0004784
Ceiling Fixture | Incandescent |  | Standard A Lamp | 1 | 60 | Other | 2352615 | Other | 0.0004784
Ceiling Fixture | Linear Fluorescent | 48 | T-12 | 1 | 40 | Other | 2352616 | Other | 0.0004784
Ceiling Fixture | Incandescent |  | Standard A Lamp | 1 | 60 | Other | 2352617 | Other | 0.0004784
Wall Mount | Incandescent |  | Globe | 10 | 25 | Bathroom | 235381 | Bathroom | 0.0010836
Recessed - other | Incandescent |  | Heat Lamp | 1 | 250 | Bathroom | 235381 | Bathroom | 0.0010836
Wall Mount | Incandescent |  | Globe | 6 | 40 | Bathroom | 235382 | Bathroom | 0.0010836
Recessed - other | Incandescent |  | Heat Lamp | 1 | 250 | Bathroom | 235382 | Bathroom | 0.0010836
Recessed Can | Incandescent |  | Reflector | 1 | 65 | Bedroom | 235383 | Bedroom | 0.0010836
Recessed Can | Incandescent |  | Reflector | 1 | 65 | Family Room | 235384 | Family Room | 0.0010836
Track | Incandescent |  | Reflector | 3 | 60 | Family Room | 235384 | Family Room | 0.0010836
Table | Incandescent |  | Standard A Lamp | 1 | 100 | Family Room | 235384 | Family Room | 0.0010836
Recessed Can | Incandescent |  | Reflector | 1 | 65 | Hall | 235385 | Hall | 0.0010836
Recessed Can | Incandescent |  | Reflector | 1 | 65 | Kitchen | 235386 | Kitchen | 0.0010836
Ceiling Fixture | Linear Fluorescent | 48 | T-8 | 1 | 32 | Laundry Room | 235387 | Laundry Room | 0.0010836
Recessed Can | Incandescent |  | Reflector | 1 | 65 | Master Bedroom | 235388 | Master Bedroom | 0.0010836
Track | Incandescent |  | Standard A Lamp | 2 | 40 | Master Bedroom | 235388 | Master Bedroom | 0.0010836
Recessed Can | Incandescent |  | Reflector | 1 | 65 | Office | 235389 | Office | 0.0010836
Ceiling Fixture | Linear Fluorescent | 48 | T-8 | 2 | 32 | Other | 2353810 | Other | 0.0010836
Ceiling Fixture | Incandescent |  | Standard A Lamp | 1 | 60 | Bathroom | 235391 | Bathroom | 0.0005169
Wall Mount | Compact Fluorescent |  | Twist | 1 | 15 | Bathroom | 235391 | Bathroom | 0.0005169
Wall Mount | Halogen |  | Quartz Tube | 1 | 100 | Bathroom | 235392 | Bathroom | 0.0005169
Ceiling Fixture | Incandescent |  | Standard A Lamp | 1 | 60 | Bathroom | 235392 | Bathroom | 0.0005169
Table | Compact Fluorescent |  | Twist | 1 | 15 | Bedroom | 235393 | Bedroom | 0.0005169
Ceiling Fixture | Incandescent |  | Standard A Lamp | 1 | 60 | Bedroom | 235394 | Bedroom | 0.0005169
Table | Incandescent |  | Mini base | 1 | 25 | Bedroom | 235394 | Bedroom | 0.0005169
Recessed Can | Incandescent |  | Standard A Lamp | 2 | 60 | Closet | 235395 | Closet | 0.0005169
Chandelier (Hanging) | Incandescent |  | Standard A Lamp | 1 | 60 | Dining Room | 235396 | Dining Room | 0.0005169
Ceiling Fixture | Incandescent |  | Standard A Lamp | 1 | 60 | Hall | 235397 | Hall | 0.0005169
Ceiling Fixture | Linear Fluorescent | 48 | T-12 | 2 | 40 | Garage | 235398 | Garage | 0.0005169
Garage door opener | Incandescent |  | Standard A Lamp | 1 | 60 | Garage | 235398 | Garage | 0.0005169
Ceiling Fixture | Incandescent |  | Standard A Lamp | 1 | 60 | Hall | 235399 | Hall | 0.0005169
Other | Incandescent |  | Standard A Lamp | 1 | 40 | Kitchen | 2353910 | Kitchen | 0.0005169
Recessed - other | Linear Fluorescent | 24 | T-12 | 1 | 20 | Kitchen | 2353910 | Kitchen | 0.0005169
Ceiling Fixture | Linear Fluorescent | 48 | T-8 | 2 | 32 | Kitchen | 2353910 | Kitchen | 0.0005169
Ceiling Fixture | Compact Fluorescent |  | Twist | 1 | 15 | Kitchen | 2353910 | Kitchen | 0.0005169
Ceiling Fixture | Compact Fluorescent |  | Twist | 1 | 15 | Laundry Room | 2353911 | Laundry Room | 0.0005169
Table | Incandescent |  | 3-Way Incandescent | 1 | 250 | Living Room | 2353912 | Living Room | 0.0005169
Table | Incandescent |  | 3-Way Incandescent | 1 | 150 | Living Room | 2353912 | Living Room | 0.0005169
Table | Incandescent |  | Standard A Lamp | 1 | 100 | Living Room | 2353912 | Living Room | 0.0005169
Ceiling Fixture | Incandescent |  | Standard A Lamp | 1 | 60 | Office | 2353913 | Office | 0.0005169
Ceiling Fixture | Compact Fluorescent |  | Twist | 1 | 22 | Hall | 235441 | Hall | 0.00029634
Wall Mount | Incandescent |  | Standard A Lamp | 1 | 60 | Bathroom | 235442 | Bathroom | 0.00029634
Ceiling Fixture | Incandescent |  | Standard A Lamp | 2 | 60 | Bedroom | 235443 | Bedroom | 0.00029634
Table | Compact Fluorescent |  | Twist | 1 | 22 | Bedroom | 235443 | Bedroom | 0.00029634
Ceiling Fixture | Incandescent |  | Standard A Lamp | 2 | 60 | Other | 235444 | Other | 0.00029634
Ceiling Fixture | Incandescent |  | Standard A Lamp | 2 | 60 | Bathroom | 235445 | Bathroom | 0.00029634
Ceiling Fixture | Incandescent |  | Standard A Lamp | 1 | 75 | Other | 235446 | Other | 0.00029634
Wall Mount | Incandescent |  | Standard A Lamp | 3 | 60 | Bathroom | 235447 | Bathroom | 0.00029634
Table | Compact Fluorescent |  | Twist | 1 | 15 | Bedroom | 235448 | Bedroom | 0.00029634
Ceiling Fixture | Incandescent |  | Standard A Lamp | 3 | 60 | Bedroom | 235448 | Bedroom | 0.00029634
Table | Incandescent |  | Standard A Lamp | 1 | 75 | Bedroom | 235448 | Bedroom | 0.00029634
Ceiling Fixture | Incandescent |  | Standard A Lamp | 2 | 75 | Bedroom | 235449 | Bedroom | 0.00029634
Ceiling Fixture | Incandescent |  | Reflector | 2 | 75 | Bedroom | 235449 | Bedroom | 0.00029634
Ceiling Fixture | Incandescent |  | Standard A Lamp | 1 | 60 | Other | 2354410 | Other | 0.00029634
Ceiling Fixture | Linear Fluorescent | 48 | T-12 | 4 | 40 | Other | 2354410 | Other | 0.00029634
Table | Compact Fluorescent |  | Twist | 1 | 22 | Other | 2354410 | Other | 0.00029634
Table | Linear Fluorescent | 12 | T-8 | 2 | 20 | Other | 2354410 | Other | 0.00029634
Ceiling Fixture | Incandescent |  | Standard A Lamp | 1 | 75 | Other | 2354411 | Other | 0.00029634
Chandelier (Hanging) | Incandescent |  | Decorative | 4 | 60 | Dining Room | 2354412 | Dining Room | 0.00029634
Ceiling Fixture | Linear Fluorescent | 96 | T-12 | 2 | 60 | Family Room | 2354413 | Family Room | 0.00029634
Table | Incandescent |  | Standard A Lamp | 1 | 60 | Family Room | 2354413 | Family Room | 0.00029634
Table | Compact Fluorescent |  | Pin base | 1 | 22 | Family Room | 2354413 | Family Room | 0.00029634
Ceiling Fixture | Incandescent |  | Reflector | 1 | 75 | Garage | 2354414 | Garage | 0.00029634
Garage door opener | Incandescent |  | Standard A Lamp | 1 | 100 | Garage | 2354414 | Garage | 0.00029634
Ceiling Fixture | Incandescent |  | Standard A Lamp | 1 | 60 | Garage | 2354414 | Garage | 0.00029634
Ceiling Fixture | Incandescent |  | Standard A Lamp | 2 | 60 | Hall | 2354415 | Hall | 0.00029634
Wall Mount | Compact Fluorescent |  | Twist | 1 | 15 | Hall | 2354416 | Hall | 0.00029634
Ceiling Fixture | Linear Fluorescent | 48 | T-12 | 2 | 40 | Kitchen | 2354417 | Kitchen | 0.00029634
Recessed Can | Incandescent |  | Standard A Lamp | 1 | 100 | Kitchen | 2354417 | Kitchen | 0.00029634
Ceiling Fixture | Incandescent |  | Standard A Lamp | 1 | 60 | Laundry Room | 2354418 | Laundry Room | 0.00029634
Ceiling Fixture | Incandescent |  | Standard A Lamp | 2 | 60 | Living Room | 2354419 | Living Room | 0.00029634
Floor lamp | Compact Fluorescent |  | Pin base | 1 | 22 | Living Room | 2354419 | Living Room | 0.00029634
Table | Incandescent |  | Clear | 1 | 40 | Living Room | 2354419 | Living Room | 0.00029634
Ceiling Fixture | Linear Fluorescent | 24 | T-12 | 4 | 20 | Office | 2354420 | Office | 0.00029634
Table | Incandescent |  | Standard A Lamp | 1 | 75 | Office | 2354420 | Office | 0.00029634
Ceiling Fixture | Compact Fluorescent |  | Globe | 4 | 15 | Bathroom | 235451 | Bathroom | 0.00040077
Ceiling Fixture | Compact Fluorescent |  | Globe | 4 | 15 | Bathroom | 235451 | Bathroom | 0.00040077
Ceiling Fan | Compact Fluorescent |  | A shape bulb | 3 | 15 | Bedroom | 235452 | Bedroom | 0.00040077
Torchiere | Incandescent |  | Standard A Lamp | 1 | 100 | Bedroom | 235452 | Bedroom | 0.00040077
Table | Incandescent |  | Standard A Lamp | 1 | 75 | Bedroom | 235452 | Bedroom | 0.00040077
Ceiling Fixture | Compact Fluorescent |  | Circline (Screw Base) | 1 | 28 | Closet | 235453 | Closet | 0.00040077
Ceiling Fan | Compact Fluorescent |  | A shape bulb | 3 | 22 | Office | 235454 | Office | 0.00040077
Track | Compact Fluorescent |  | A shape bulb | 3 | 15 | Office | 235454 | Office | 0.00040077
Track | Incandescent |  | Reflector | 2 | 65 | Office | 235454 | Office | 0.00040077
Wall Mount | Incandescent |  | Standard A Lamp | 1 | 60 | Office | 235454 | Office | 0.00040077
Chandelier (Hanging) | Incandescent |  | Globe | 1 | 60 | Dining Room | 235455 | Dining Room | 0.00040077
Ceiling Fixture | Compact Fluorescent |  | Twist | 1 | 15 | Hall | 235456 | Hall | 0.00040077
Ceiling Fan | Compact Fluorescent |  | A shape bulb | 3 | 15 | Kitchen | 235457 | Kitchen | 0.00040077
Ceiling Fixture | Linear Fluorescent | 44 | T-12 | 1 | 32 | Kitchen | 235457 | Kitchen | 0.00040077
Other | Incandescent |  | Standard A Lamp | 1 | 25 | Kitchen | 235457 | Kitchen | 0.00040077
Ceiling Fixture | Compact Fluorescent |  | Circline (Screw Base) | 1 | 28 | Laundry Room | 235458 | Laundry Room | 0.00040077
Recessed Can | Incandescent |  | Reflector | 1 | 75 | Living Room | 235459 | Living Room | 0.00040077
Wall Mount | Incandescent |  | Standard A Lamp | 1 | 75 | Living Room | 235459 | Living Room | 0.00040077
Wall Mount | Compact Fluorescent |  | Twist | 1 | 15 | Living Room | 235459 | Living Room | 0.00040077
Ceiling Fan | Compact Fluorescent |  | A shape bulb | 3 | 15 | Master Bedroom | 2354510 | Master Bedroom | 0.00040077
Wall Mount | Incandescent |  | Standard A Lamp | 1 | 125 | Master Bedroom | 2354510 | Master Bedroom | 0.00040077
Ceiling Fixture | Compact Fluorescent |  | Twist | 1 | 15 | Master Bedroom | 2354510 | Master Bedroom | 0.00040077
Wall Mount | Linear Fluorescent | 22 | T-8 | 1 | 20 | Bathroom | 2354511 | Bathroom | 0.00040077
Ceiling Fixture | Compact Fluorescent |  | Circline (Screw Base) | 1 | 28 | Bathroom | 2354511 | Bathroom | 0.00040077
Ceiling Fixture | Incandescent |  | Standard A Lamp | 1 | 60 | Hall | 2354512 | Hall | 0.00040077
Ceiling Fixture | Compact Fluorescent |  | Twist | 1 | 15 | Garage | 2354513 | Garage | 0.00040077
Ceiling Fixture | Incandescent |  | Standard A Lamp | 1 | 60 | Garage | 2354513 | Garage | 0.00040077
Garage door opener | Incandescent |  | Standard A Lamp | 2 | 60 | Garage | 2354513 | Garage | 0.00040077
Architectural | Incandescent |  | Standard A Lamp | 1 | 60 | Other | 235461 | Other | 0.0005169
Wall Mount | Linear Fluorescent | 48 | Fluorescent Other | 1 | 22 | Bathroom | 235462 | Bathroom | 0.0005169
Ceiling Fixture | Compact Fluorescent |  | Twist | 2 | 13 | Bathroom | 235462 | Bathroom | 0.0005169
Ceiling Fixture | Incandescent |  | Standard A Lamp | 2 | 60 | Bedroom | 235463 | Bedroom | 0.0005169
Table | Incandescent |  | Standard A Lamp | 1 | 40 | Bedroom | 235463 | Bedroom | 0.0005169
Ceiling Fixture | Incandescent |  | Standard A Lamp | 1 | 60 | Hall | 235464 | Hall | 0.0005169
Ceiling Fixture | Compact Fluorescent |  | Twist | 2 | 13 | Kitchen | 235465 | Kitchen | 0.0005169
Recessed - other | Compact Fluorescent |  | Twist | 1 | 13 | Kitchen | 235465 | Kitchen | 0.0005169
Low bay | Linear Fluorescent | 22 | T-12 | 2 | 20 | Laundry Room | 235466 | Laundry Room | 0.0005169
Table | Compact Fluorescent |  | Twist | 1 | 13 | Living Room | 235467 | Living Room | 0.0005169
Table | Linear Fluorescent | 48 | T-4 | 1 | 13 | Living Room | 235467 | Living Room | 0.0005169
Table | Compact Fluorescent |  | Twist | 1 | 13 | Master Bedroom | 235468 | Master Bedroom | 0.0005169
Ceiling Fixture | Compact Fluorescent |  | Twist | 1 | 13 | Master Bedroom | 235468 | Master Bedroom | 0.0005169
Ceiling Fixture | Compact Fluorescent |  | Twist | 2 | 13 | Other | 235469 | Other | 0.0005169
Low bay | Linear Fluorescent | 12 | T-8 | 1 | 15 | Other | 235469 | Other | 0.0005169
Ceiling Fixture | Incandescent |  | Standard A Lamp | 1 | 25 | Bathroom | 235471 | Bathroom | 0.00052955
Wall Mount | Incandescent |  | Globe | 6 | 60 | Bathroom | 235471 | Bathroom | 0.00052955
Ceiling Fixture | Incandescent |  | Standard A Lamp | 2 | 40 | Bedroom | 235472 | Bedroom | 0.00052955
Ceiling Fan | Compact Fluorescent |  | Twist | 1 | 28 | Bedroom | 235473 | Bedroom | 0.00052955
Table | Compact Fluorescent |  | Twist | 1 | 28 | Bedroom | 235473 | Bedroom | 0.00052955
Ceiling Fixture | Compact Fluorescent |  | Twist | 1 | 28 | Bedroom | 235473 | Bedroom | 0.00052955
Chandelier (Hanging) | Incandescent |  | Globe | 1 | 60 | Dining Room | 235474 | Dining Room | 0.00052955
Ceiling Fixture | Incandescent |  | Standard A Lamp | 1 | 25 | Bathroom | 235475 | Bathroom | 0.00052955
Wall Mount | Compact Fluorescent |  | Twist | 4 | 28 | Bathroom | 235475 | Bathroom | 0.00052955
Ceiling Fixture | Compact Fluorescent |  | Twist | 2 | 22 | Bedroom | 235476 | Bedroom | 0.00052955
Ceiling Fixture | Compact Fluorescent |  | Twist | 2 | 22 | Bedroom | 235477 | Bedroom | 0.00052955
Ceiling Fixture | Compact Fluorescent |  | Twist | 2 | 22 | Family Room | 235478 | Family Room | 0.00052955
Recessed Can | Compact Fluorescent |  | Twist | 1 | 28 | Hall | 235479 | Hall | 0.00052955
Ceiling Fixture | Compact Fluorescent |  | Twist | 1 | 22 | Laundry Room | 2354710 | Laundry Room | 0.00052955
Ceiling Fixture | Incandescent |  | Globe | 1 | 60 | Hall | 2354711 | Hall | 0.00052955
Ceiling Fixture | Incandescent |  | Standard A Lamp | 1 | 60 | Hall | 2354712 | Hall | 0.00052955
Floor lamp | Incandescent |  | Standard A Lamp | 1 | 100 | Living Room | 2354713 | Living Room | 0.00052955
Floor lamp | Incandescent |  | Standard A Lamp | 3 | 52 | Living Room | 2354713 | Living Room | 0.00052955
Wall Mount | Incandescent |  | Standard A Lamp | 1 | 20 | Kitchen | 2354714 | Kitchen | 0.00052955
Ceiling Fixture | Linear Fluorescent | 48 | T-12 | 2 | 40 | Kitchen | 2354714 | Kitchen | 0.00052955
Ceiling Fixture | Compact Fluorescent |  | Twist | 1 | 15 | Bathroom | 235541 | Bathroom | 0.00029634
Wall Mount | Compact Fluorescent |  | Twist | 5 | 15 | Bathroom | 235541 | Bathroom | 0.00029634
Ceiling Fixture | Compact Fluorescent |  | Twist | 2 | 15 | Hall | 235542 | Hall | 0.00029634
Ceiling Fixture | Compact Fluorescent |  | Twist | 2 | 15 | Office | 235543 | Office | 0.00029634
Table | Incandescent |  | Standard A Lamp | 1 | 60 | Office | 235543 | Office | 0.00029634
Ceiling Fan | Incandescent |  | Mini base | 4 | 40 | Living Room | 235544 | Living Room | 0.00029634
Ceiling Fixture | Compact Fluorescent |  | Twist | 2 | 15 | Living Room | 235544 | Living Room | 0.00029634
Table | Incandescent |  | Decorative | 1 | 40 | Living Room | 235544 | Living Room | 0.00029634
Table | Compact Fluorescent |  | Twist | 1 | 22 | Living Room | 235544 | Living Room | 0.00029634
Ceiling Fan | Incandescent |  | Mini base | 4 | 40 | Master Bedroom | 235545 | Master Bedroom | 0.00029634
Floor lamp | Compact Fluorescent |  | Twist | 2 | 15 | Master Bedroom | 235545 | Master Bedroom | 0.00029634
Ceiling Fixture | Compact Fluorescent |  | Twist | 2 | 15 | Closet | 235546 | Closet | 0.00029634
Chandelier (Hanging) | Compact Fluorescent |  | A shape bulb | 9 | 15 | Dining Room | 235547 | Dining Room | 0.00029634
Recessed Can | Compact Fluorescent |  | Flood | 1 | 15 | Kitchen | 235548 | Kitchen | 0.00029634
Ceiling Fixture | Compact Fluorescent |  | Pin base | 1 | 22 | Kitchen | 235548 | Kitchen | 0.00029634
Chandelier (Hanging) | Compact Fluorescent |  | Twist | 3 | 15 | Kitchen | 235548 | Kitchen | 0.00029634
Ceiling Fixture | Linear Fluorescent | 48 | T-8 | 2 | 32 | Laundry Room | 235549 | Laundry Room | 0.00029634
Ceiling Fan | Compact Fluorescent |  | Twist | 1 | 15 | Family Room | 2355410 | Family Room | 0.00029634
Floor lamp | Compact Fluorescent |  | Twist | 1 | 15 | Family Room | 2355410 | Family Room | 0.00029634
Ceiling Fixture | Compact Fluorescent |  | Twist | 2 | 15 | Bedroom | 2355411 | Bedroom | 0.00029634
Table | Compact Fluorescent |  | Twist | 1 | 15 | Bedroom | 2355411 | Bedroom | 0.00029634
Wall Mount | Incandescent |  | Standard A Lamp | 1 | 100 | Bathroom | 2355412 | Bathroom | 0.00029634
Wall Mount | Incandescent |  | Globe | 4 | 25 | Bathroom | 235561 | Bathroom | 0.0020539
Ceiling Fixture | Incandescent |  | Standard A Lamp | 2 | 60 | Bedroom | 235562 | Bedroom | 0.0020539
Table | Incandescent |  | Standard A Lamp | 1 | 60 | Bedroom | 235562 | Bedroom | 0.0020539
Table | Linear Fluorescent | 16 | T-5 | 4 | 32 | Bedroom | 235562 | Bedroom | 0.0020539
Ceiling Fixture | Incandescent |  | Standard A Lamp | 2 | 60 | Bedroom | 235563 | Bedroom | 0.0020539
Ceiling Fixture | Incandescent |  | Standard A Lamp | 1 | 60 | Bedroom | 235563 | Bedroom | 0.0020539
Ceiling Fixture | Incandescent |  | Standard A Lamp | 1 | 60 | Bedroom | 235564 | Bedroom | 0.0020539
Ceiling Fixture | Compact Fluorescent |  | Twist | 1 | 22 | Hall | 235565 | Hall | 0.0020539
Ceiling Fixture | Linear Fluorescent | 48 | Fluorescent Unknown | 2 | 58 | Kitchen | 235566 | Kitchen | 0.0020539
Ceiling Fixture | Incandescent |  | Standard A Lamp | 1 | 60 | Kitchen | 235566 | Kitchen | 0.0020539
Ceiling Fixture | Incandescent |  | Standard A Lamp | 1 | 60 | Laundry Room | 235567 | Laundry Room | 0.0020539
Table | Incandescent |  | Standard A Lamp | 1 | 60 | Laundry Room | 235568 | Laundry Room | 0.0020539
Ceiling Fan | Incandescent |  | Standard A Lamp | 1 | 60 | Laundry Room | 235568 | Laundry Room | 0.0020539
Wall Mount | Incandescent |  | Standard A Lamp | 3 | 75 | Bathroom | 235569 | Bathroom | 0.0020539
Ceiling Fixture | Incandescent |  | Standard A Lamp | 2 | 60 | Bathroom | 235569 | Bathroom | 0.0020539
Ceiling Fixture | Linear Fluorescent | 96 | T-12 | 2 | 80 | Bathroom | 235591 | Bathroom | 0.0020539
Chandelier (Hanging) | Compact Fluorescent |  | Twist | 1 | 22 | Bedroom | 235592 | Bedroom | 0.0020539
Ceiling Fixture | Incandescent |  | Standard A Lamp | 2 | 60 | Bedroom | 235593 | Bedroom | 0.0020539
Ceiling Fixture | Incandescent |  | Standard A Lamp | 2 | 60 | Bedroom | 235594 | Bedroom | 0.0020539
Table | Incandescent |  | Decorative | 1 | 40 | Bedroom | 235594 | Bedroom | 0.0020539
Ceiling Fixture | Incandescent |  | Standard A Lamp | 1 | 60 | Closet | 235595 | Closet | 0.0020539
Chandelier (Hanging) | Incandescent |  | Standard A Lamp | 5 | 60 | Dining Room | 235596 | Dining Room | 0.0020539
Chandelier (Hanging) | Compact Fluorescent |  | Twist | 2 | 22 | Dining Room | 235596 | Dining Room | 0.0020539
Ceiling Fixture | Linear Fluorescent | 48 | T-12 | 2 | 32 | Garage | 235597 | Garage | 0.0020539
Ceiling Fixture | Incandescent |  | Standard A Lamp | 1 | 60 | Hall | 235598 | Hall | 0.0020539
Ceiling Fixture | Linear Fluorescent | 48 | T-12 | 4 | 32 | Kitchen | 235599 | Kitchen | 0.0020539
Ceiling Fan | Compact Fluorescent |  | Twist | 5 | 22 | Living Room | 2355910 | Living Room | 0.0020539
Ceiling Fixture | Linear Fluorescent | 36 | T-12 | 2 | 20 | Bedroom | 2355911 | Bedroom | 0.0020539
Ceiling Fixture | Linear Fluorescent | 48 | T-12 | 2 | 32 | Bathroom | 2355912 | Bathroom | 0.0020539
Ceiling Fixture | Compact Fluorescent |  | Twist | 3 | 22 | Bedroom | 235641 | Bedroom | 0.00052955
Wall Mount | Incandescent |  | Globe | 3 | 60 | Bedroom | 235641 | Bedroom | 0.00052955
Ceiling Fan | Compact Fluorescent |  | Twist | 3 | 15 | Bedroom | 235642 | Bedroom | 0.00052955
Table | Compact Fluorescent |  | Twist | 2 | 15 | Bedroom | 235642 | Bedroom | 0.00052955
Ceiling Fan | Compact Fluorescent |  | Twist | 3 | 15 | Bedroom | 235643 | Bedroom | 0.00052955
Table | Incandescent |  | Standard A Lamp | 1 | 40 | Bedroom | 235643 | Bedroom | 0.00052955
Ceiling Fixture | Incandescent |  | Standard A Lamp | 1 | 75 | Closet | 235644 | Closet | 0.00052955
Ceiling Fixture | Incandescent |  | Standard A Lamp | 2 | 100 | Dining Room | 235645 | Dining Room | 0.00052955
Ceiling Fixture | Incandescent |  | Standard A Lamp | 1 | 60 | Garage | 235646 | Garage | 0.00052955
Ceiling Fixture | Compact Fluorescent |  | Twist | 3 | 15 | Hall | 235647 | Hall | 0.00052955
Ceiling Fixture | Compact Fluorescent |  | Pin base | 2 | 15 | Kitchen | 235648 | Kitchen | 0.00052955
Ceiling Fan | Compact Fluorescent |  | Twist | 3 | 15 | Living Room | 235649 | Living Room | 0.00052955
Table | Incandescent |  | Standard A Lamp | 1 | 100 | Living Room | 235649 | Living Room | 0.00052955
Floor lamp | Incandescent |  | Standard A Lamp | 4 | 100 | Living Room | 235649 | Living Room | 0.00052955
Ceiling Fixture | Compact Fluorescent |  | Twist | 1 | 15 | Other | 235661 | Other | 0.00028447
Wall Mount | Other |  | LED Interior | 1 | 7 | Bathroom | 235662 | Bathroom | 0.00028447
Wall Mount | Compact Fluorescent |  | Twist | 2 | 15 | Bathroom | 235662 | Bathroom | 0.00028447
Track | Other |  | LED Interior | 3 | 50 | Bedroom | 235663 | Bedroom | 0.00028447
Wall Mount | Other |  | LED Interior | 1 | 15 | Bedroom | 235663 | Bedroom | 0.00028447
Ceiling Fan | Compact Fluorescent |  | Twist | 2 | 15 | Living Room | 235664 | Living Room | 0.00028447
Chandelier (Hanging) | Compact Fluorescent |  | Twist | 5 | 15 | Living Room | 235664 | Living Room | 0.00028447
Ceiling Fixture | Compact Fluorescent |  | Twist | 1 | 15 | Living Room | 235664 | Living Room | 0.00028447
Track | Other |  | LED Interior | 2 | 15 | Master Bedroom | 235665 | Master Bedroom | 0.00028447
Wall Mount | Compact Fluorescent |  | Twist | 1 | 15 | Master Bedroom | 235665 | Master Bedroom | 0.00028447
Ceiling Fixture | Incandescent |  | Reflector | 3 | 60 | Bedroom | 235811 | Bedroom | 0.00040077
Ceiling Fixture | Incandescent |  | Standard A Lamp | 2 | 100 | Bedroom | 235812 | Bedroom | 0.00040077
Wall Mount | Incandescent |  | Standard A Lamp | 1 | 25 | Bedroom | 235812 | Bedroom | 0.00040077
Wall Mount | Incandescent |  | Reflector | 2 | 65 | Other | 235813 | Other | 0.00040077
Wall Mount | Incandescent |  | Standard A Lamp | 2 | 60 | Bathroom | 235814 | Bathroom | 0.00040077
Ceiling Fan | Incandescent |  | Standard A Lamp | 1 | 60 | Bathroom | 235814 | Bathroom | 0.00040077
Wall Mount | Incandescent |  | Standard A Lamp | 4 | 60 | Bathroom | 235815 | Bathroom | 0.00040077
Track | Incandescent |  | Reflector | 6 | 65 | Bedroom | 235816 | Bedroom | 0.00040077
Track | Incandescent |  | Reflector | 5 | 150 | Bedroom | 235816 | Bedroom | 0.00040077
Low bay | Linear Fluorescent | 24 | T-12 | 1 | 20 | Bedroom | 235816 | Bedroom | 0.00040077
Ceiling Fixture | Incandescent |  | Standard A Lamp | 2 | 40 | Bedroom | 235817 | Bedroom | 0.00040077
Table | Compact Fluorescent |  | Twist | 1 | 15 | Bedroom | 235817 | Bedroom | 0.00040077
Table | Incandescent |  | Standard A Lamp | 1 | 40 | Bedroom | 235817 | Bedroom | 0.00040077
Ceiling Fixture | Compact Fluorescent |  | Twist | 1 | 7 | Garage | 235818 | Garage | 0.00040077
Wall Mount | Incandescent |  | Standard A Lamp | 1 | 40 | Garage | 235818 | Garage | 0.00040077
Garage door opener | Incandescent |  | Standard A Lamp | 1 | 60 | Garage | 235818 | Garage | 0.00040077
Ceiling Fixture | Incandescent |  | Clear | 5 | 60 | Kitchen | 235819 | Kitchen | 0.00040077
Ceiling Fixture | Incandescent |  | Standard A Lamp | 1 | 125 | Kitchen | 235819 | Kitchen | 0.00040077
Recessed Can | Incandescent |  | Reflector | 1 | 150 | Kitchen | 235819 | Kitchen | 0.00040077
Other | Incandescent |  | Clear | 2 | 40 | Kitchen | 235819 | Kitchen | 0.00040077
Wall Mount | Linear Fluorescent | 22 | T-8 | 1 | 20 | Kitchen | 235819 | Kitchen | 0.00040077
Ceiling Fixture | Incandescent |  | Standard A Lamp | 3 | 60 | Living Room | 2358110 | Living Room | 0.00040077
Recessed Can | Incandescent |  | Reflector | 1 | 90 | Living Room | 2358110 | Living Room | 0.00040077
Torchiere | Incandescent |  | Standard A Lamp | 2 | 75 | Living Room | 2358110 | Living Room | 0.00040077
Torchiere | Incandescent |  | Standard A Lamp | 1 | 75 | Living Room | 2358110 | Living Room | 0.00040077
Table | Compact Fluorescent |  | Twist | 1 | 15 | Living Room | 2358110 | Living Room | 0.00040077
Wall Mount | Linear Fluorescent | 44 | T-12 | 1 | 40 | Living Room | 2358110 | Living Room | 0.00040077
Ceiling Fixture | Incandescent |  | Standard A Lamp | 1 | 125 | Hall | 2358111 | Hall | 0.00040077
Ceiling Fixture | Linear Fluorescent | 44 | T-12 | 2 | 40 | Hall | 2358111 | Hall | 0.00040077
Ceiling Fixture | Incandescent |  | Standard A Lamp | 2 | 60 | Closet | 2358112 | Closet | 0.00040077
Ceiling Fixture | Linear Fluorescent | 44 | T-12 | 2 | 40 | Other | 2358113 | Other | 0.00040077
Table | Incandescent |  | Standard A Lamp | 1 | 60 | Other | 2358113 | Other | 0.00040077
Recessed Can | Compact Fluorescent |  | Flood | 1 | 15 | Living Room | 236021 | Living Room | 0.00029634
Ceiling Fixture | Incandescent |  | Standard A Lamp | 3 | 60 | Living Room | 236021 | Living Room | 0.00029634
Chandelier (Hanging) | Incandescent |  | Standard A Lamp | 3 | 60 | Living Room | 236021 | Living Room | 0.00029634
Chandelier (Hanging) | Incandescent |  | Clear | 1 | 40 | Living Room | 236021 | Living Room | 0.00029634
Architectural | Halogen |  | Other | 3 | 30 | Living Room | 236021 | Living Room | 0.00029634
Ceiling Fixture | Incandescent |  | Standard A Lamp | 2 | 60 | Laundry Room | 236022 | Laundry Room | 0.00029634
Recessed Can | Compact Fluorescent |  | Flood | 1 | 15 | Office | 236023 | Office | 0.00029634
Ceiling Fixture | Incandescent |  | Standard A Lamp | 3 | 40 | Hall | 236024 | Hall | 0.00029634
Ceiling Fan | Incandescent |  | Decorative | 4 | 60 | Master Bedroom | 236025 | Master Bedroom | 0.00029634
Table | Incandescent |  | Mini base | 1 | 25 | Master Bedroom | 236025 | Master Bedroom | 0.00029634
Table | Incandescent |  | Standard A Lamp | 1 | 60 | Master Bedroom | 236025 | Master Bedroom | 0.00029634
Ceiling Fixture | Incandescent |  | Standard A Lamp | 2 | 40 | Bathroom | 236026 | Bathroom | 0.00029634
Wall Mount | Compact Fluorescent |  | Globe | 6 | 15 | Bathroom | 236026 | Bathroom | 0.00029634
Ceiling Fixture | Incandescent |  | Standard A Lamp | 2 | 40 | Closet | 236027 | Closet | 0.00029634
Ceiling Fixture | Incandescent |  | Standard A Lamp | 2 | 40 | Bathroom | 236028 | Bathroom | 0.00029634
Wall Mount | Incandescent |  | Standard A Lamp | 4 | 40 | Bathroom | 236028 | Bathroom | 0.00029634
Chandelier (Hanging) | Incandescent |  | Standard A Lamp | 3 | 40 | Other | 236029 | Other | 0.00029634
Table | Incandescent |  | Standard A Lamp | 1 | 60 | Other | 236029 | Other | 0.00029634
Ceiling Fixture | Incandescent |  | Standard A Lamp | 3 | 60 | Other | 2360210 | Other | 0.00029634
Table | Incandescent |  | Standard A Lamp | 1 | 60 | Other | 2360210 | Other | 0.00029634
Wall Mount | Incandescent |  | Mini base | 2 | 40 | Bathroom | 236071 | Bathroom | 0.0005169
Wall Mount | Incandescent |  | Standard A Lamp | 5 | 60 | Bathroom | 236072 | Bathroom | 0.0005169
Ceiling Fixture | Incandescent |  | Standard A Lamp | 1 | 60 | Bathroom | 236072 | Bathroom | 0.0005169
Wall Mount | Incandescent |  | Standard A Lamp | 3 | 60 | Bathroom | 236073 | Bathroom | 0.0005169
Ceiling Fixture | Incandescent |  | Standard A Lamp | 1 | 60 | Bathroom | 236073 | Bathroom | 0.0005169
Ceiling Fixture | Incandescent |  | Standard A Lamp | 2 | 60 | Bedroom | 236074 | Bedroom | 0.0005169
Other | Incandescent |  | Heat Lamp | 1 | 25 | Bedroom | 236074 | Bedroom | 0.0005169
Table | Incandescent |  | Standard A Lamp | 1 | 40 | Bedroom | 236074 | Bedroom | 0.0005169
Ceiling Fixture | Incandescent |  | Standard A Lamp | 2 | 60 | Bedroom | 236075 | Bedroom | 0.0005169
Table | Incandescent |  | Standard A Lamp | 1 | 60 | Bedroom | 236075 | Bedroom | 0.0005169
Ceiling Fixture | Incandescent |  | Standard A Lamp | 2 | 60 | Master Bedroom | 236076 | Master Bedroom | 0.0005169
Table | Compact Fluorescent |  | Twist | 1 | 9 | Master Bedroom | 236076 | Master Bedroom | 0.0005169
Ceiling Fixture | Incandescent |  | Standard A Lamp | 2 | 60 | Bedroom | 236077 | Bedroom | 0.0005169
Ceiling Fixture | Incandescent |  | Standard A Lamp | 1 | 60 | Bedroom | 236077 | Bedroom | 0.0005169
Ceiling Fixture | Incandescent |  | Standard A Lamp | 2 | 60 | Family Room | 236078 | Family Room | 0.0005169
Ceiling Fixture | Linear Fluorescent | 48 | T-12 | 2 | 40 | Closet | 236079 | Closet | 0.0005169
Chandelier (Hanging) | Incandescent |  | Mini base | 6 | 40 | Dining Room | 2360710 | Dining Room | 0.0005169
Table | Incandescent |  | Standard A Lamp | 1 | 40 | Living Room | 2360711 | Living Room | 0.0005169
Table | Incandescent |  | Standard A Lamp | 1 | 100 | Living Room | 2360711 | Living Room | 0.0005169
Ceiling Fixture | Incandescent |  | Standard A Lamp | 1 | 60 | Garage | 2360712 | Garage | 0.0005169
Garage door opener | Incandescent |  | Standard A Lamp | 1 | 60 | Garage | 2360712 | Garage | 0.0005169
Recessed Can | Compact Fluorescent |  | Reflector | 1 | 22 | Kitchen | 2360713 | Kitchen | 0.0005169
Architectural | Linear Fluorescent | 36 | T-12 | 1 | 32 | Kitchen | 2360713 | Kitchen | 0.0005169
Chandelier (Hanging) | Incandescent |  | Standard A Lamp | 3 | 60 | Kitchen | 2360713 | Kitchen | 0.0005169
Ceiling Fixture | Linear Fluorescent | 48 | T-12 | 2 | 40 | Laundry Room | 2360714 | Laundry Room | 0.0005169
Table | Incandescent |  | 3-Way Incandescent | 1 | 100 | Living Room | 2360715 | Living Room | 0.0005169
Table | Incandescent |  | Standard A Lamp | 1 | 90 | Living Room | 2360715 | Living Room | 0.0005169
Ceiling Fixture | Compact Fluorescent |  | Twist | 2 | 15 | Living Room | 2360715 | Living Room | 0.0005169
Ceiling Fixture | Incandescent |  | Standard A Lamp | 2 | 60 | Office | 2360716 | Office | 0.0005169
Recessed Can | Incandescent |  | Reflector | 1 | 75 | Hall | 2360717 | Hall | 0.0005169
Chandelier (Hanging) | Incandescent |  | Mini base | 12 | 40 | Hall | 2360717 | Hall | 0.0005169
Wall Mount | Incandescent |  | Globe | 3 | 100 | Bathroom | 236111 | Bathroom | 0.00028447
Ceiling Fixture | Compact Fluorescent |  | Twist | 3 | 15 | Bedroom | 236112 | Bedroom | 0.00028447
Ceiling Fixture | Compact Fluorescent |  | Twist | 2 | 15 | Closet | 236113 | Closet | 0.00028447
Chandelier (Hanging) | Compact Fluorescent |  | Twist | 2 | 15 | Hall | 236114 | Hall | 0.00028447
Ceiling Fixture | Compact Fluorescent |  | Twist | 3 | 15 | Family Room | 236115 | Family Room | 0.00028447
Floor lamp | Compact Fluorescent |  | Twist | 1 | 15 | Family Room | 236115 | Family Room | 0.00028447
Recessed Can | Incandescent |  | Reflector | 1 | 60 | Family Room | 236116 | Family Room | 0.00028447
Table | Incandescent |  | Standard A Lamp | 1 | 60 | Family Room | 236116 | Family Room | 0.00028447
Garage door opener | Incandescent |  | Standard A Lamp | 1 | 60 | Garage | 236117 | Garage | 0.00028447
Ceiling Fixture | Incandescent |  | Standard A Lamp | 1 | 60 | Garage | 236117 | Garage | 0.00028447
Ceiling Fixture | Compact Fluorescent |  | Twist | 2 | 15 | Hall | 236118 | Hall | 0.00028447
Ceiling Fixture | Compact Fluorescent |  | Twist | 2 | 15 | Hall | 236119 | Hall | 0.00028447
Ceiling Fixture | Compact Fluorescent |  | Twist | 2 | 15 | Hall | 2361110 | Hall | 0.00028447
Recessed Can | Compact Fluorescent |  | Twist | 1 | 15 | Kitchen | 2361111 | Kitchen | 0.00028447
Ceiling Fixture | Compact Fluorescent |  | Twist | 3 | 15 | Kitchen | 2361111 | Kitchen | 0.00028447
Chandelier (Hanging) | Compact Fluorescent |  | Twist | 5 | 15 | Kitchen | 2361111 | Kitchen | 0.00028447
Ceiling Fixture | Linear Fluorescent | 60 | T-8 | 2 | 32 | Laundry Room | 2361112 | Laundry Room | 0.00028447
Ceiling Fan | Incandescent |  | Standard A Lamp | 4 | 75 | Living Room | 2361113 | Living Room | 0.00028447
Table | Incandescent |  | Standard A Lamp | 1 | 100 | Living Room | 2361113 | Living Room | 0.00028447
Wall Mount | Compact Fluorescent |  | Twist | 4 | 15 | Bathroom | 2361114 | Bathroom | 0.00028447
Ceiling Fan | Incandescent |  | Clear | 4 | 60 | Master Bedroom | 2361115 | Master Bedroom | 0.00028447
Table | Incandescent |  | Standard A Lamp | 1 | 60 | Master Bedroom | 2361115 | Master Bedroom | 0.00028447
Ceiling Fixture | Compact Fluorescent |  | Twist | 3 | 15 | Office | 2361116 | Office | 0.00028447
Table | Incandescent |  | Decorative | 4 | 40 | Office | 2361116 | Office | 0.00028447
Ceiling Fixture | Incandescent |  | Standard A Lamp | 2 | 60 | Other | 2361117 | Other | 0.00028447
Wall Mount | Incandescent |  | Standard A Lamp | 2 | 65 | Bathroom | 236181 | Bathroom | 0.00094081
Ceiling Fixture | Incandescent |  | Standard A Lamp | 2 | 71 | Bedroom | 236182 | Bedroom | 0.00094081
Ceiling Fixture | Incandescent |  | Standard A Lamp | 2 | 70 | Bedroom | 236183 | Bedroom | 0.00094081
Chandelier (Hanging) | Incandescent |  | Standard A Lamp | 5 | 71 | Dining Room | 236184 | Dining Room | 0.00094081
Exterior | Incandescent |  | Standard A Lamp | 1 | 71 | Garage | 236185 | Garage | 0.00094081
Ceiling Fixture | Incandescent |  | Standard A Lamp | 1 | 60 | Hall | 236186 | Hall | 0.00094081
Ceiling Fixture | Incandescent |  | Standard A Lamp | 5 | 70 | Kitchen | 236187 | Kitchen | 0.00094081
Ceiling Fixture | Incandescent |  | Standard A Lamp | 1 | 60 | Laundry Room | 236188 | Laundry Room | 0.00094081
Floor lamp | Incandescent |  | Standard A Lamp | 1 | 55 | Living Room | 236189 | Living Room | 0.00094081
Wall Mount | Incandescent |  | Standard A Lamp | 2 | 71 | Bathroom | 2361810 | Bathroom | 0.00094081
Ceiling Fixture | Incandescent |  | Standard A Lamp | 2 | 71 | Master Bedroom | 2361811 | Master Bedroom | 0.00094081
Ceiling Fixture | Incandescent |  | Standard A Lamp | 3 | 71 | Other | 2361812 | Other | 0.00094081
Ceiling Fixture | Compact Fluorescent |  | Twist | 2 | 14 | Bedroom | 236191 | Bedroom | 0.0005169
Ceiling Fixture | Compact Fluorescent |  | Twist | 2 | 13 | Bedroom | 236192 | Bedroom | 0.0005169
Ceiling Fixture | Compact Fluorescent |  | Twist | 1 | 14 | Closet | 236193 | Closet | 0.0005169
Ceiling Fixture | Compact Fluorescent |  | Twist | 1 | 13 | Closet | 236194 | Closet | 0.0005169
Wall Mount | Incandescent |  | Standard A Lamp | 1 | 60 | Closet | 236195 | Closet | 0.0005169
Chandelier (Hanging) | Compact Fluorescent |  | Twist | 2 | 14 | Dining Room | 236196 | Dining Room | 0.0005169
Wall Mount | Incandescent |  | Globe | 4 | 40 | Bathroom | 236197 | Bathroom | 0.0005169
Ceiling Fan | Compact Fluorescent |  | Twist | 2 | 14 | Family Room | 236198 | Family Room | 0.0005169
Ceiling Fixture | Incandescent |  | Standard A Lamp | 1 | 75 | Garage | 236199 | Garage | 0.0005169
Ceiling Fixture | Compact Fluorescent |  | Twist | 2 | 13 | Bedroom | 2361910 | Bedroom | 0.0005169
Ceiling Fixture | Compact Fluorescent |  | Twist | 1 | 20 | Hall | 2361911 | Hall | 0.0005169
Recessed Can | Compact Fluorescent |  | Reflector | 1 | 17 | Kitchen | 2361912 | Kitchen | 0.0005169
Ceiling Fixture | Compact Fluorescent |  | Twist | 2 | 13 | Laundry Room | 2361913 | Laundry Room | 0.0005169
Ceiling Fixture | Compact Fluorescent |  | Twist | 2 | 14 | Living Room | 2361914 | Living Room | 0.0005169
Wall Mount | Incandescent |  | Globe | 4 | 40 | Bathroom | 2361915 | Bathroom | 0.0005169
Ceiling Fan | Compact Fluorescent |  | Twist | 1 | 14 | Master Bedroom | 2361916 | Master Bedroom | 0.0005169
Table | Compact Fluorescent |  | Twist | 1 | 20 | Master Bedroom | 2361916 | Master Bedroom | 0.0005169
Table | Compact Fluorescent |  | Twist | 1 | 13 | Master Bedroom | 2361916 | Master Bedroom | 0.0005169
Ceiling Fixture | Compact Fluorescent |  | Twist | 1 | 13 | Closet | 2361917 | Closet | 0.0005169
Chandelier (Hanging) | Compact Fluorescent |  | Twist | 5 | 13 | Office | 2361918 | Office | 0.0005169
Ceiling Fixture | Compact Fluorescent |  | Twist | 1 | 14 | Closet | 2361919 | Closet | 0.0005169
Ceiling Fixture | Compact Fluorescent |  | Twist | 2 | 14 | Hall | 2361920 | Hall | 0.0005169
Wall Mount | Incandescent |  | Globe | 4 | 40 | Bathroom | 2361921 | Bathroom | 0.0005169
Ceiling Fixture | Compact Fluorescent |  | Twist | 1 | 20 | Hall | 2361922 | Hall | 0.0005169
Wall Mount | Compact Fluorescent |  | Twist | 2 | 15 | Bathroom | 236211 | Bathroom | 0.00052955
Ceiling Fixture | Incandescent |  | Standard A Lamp | 1 | 60 | Bathroom | 236211 | Bathroom | 0.00052955
Ceiling Fixture | Incandescent |  | Standard A Lamp | 2 | 60 | Bathroom | 236212 | Bathroom | 0.00052955
Wall Mount | Compact Fluorescent |  | Twist | 4 | 15 | Bathroom | 236212 | Bathroom | 0.00052955
Wall Mount | Incandescent |  | Globe | 4 | 65 | Bathroom | 236213 | Bathroom | 0.00052955
Ceiling Fixture | Incandescent |  | Standard A Lamp | 2 | 60 | Bathroom | 236213 | Bathroom | 0.00052955
Ceiling Fixture | Incandescent |  | Standard A Lamp | 2 | 40 | Bedroom | 236214 | Bedroom | 0.00052955
Ceiling Fixture | Incandescent |  | Standard A Lamp | 1 | 65 | Closet | 236215 | Closet | 0.00052955
Chandelier (Hanging) | Compact Fluorescent |  | Twist | 5 | 15 | Living Room | 236216 | Living Room | 0.00052955
Track | Compact Fluorescent |  | Twist | 5 | 22 | Living Room | 236216 | Living Room | 0.00052955
Table | Compact Fluorescent |  | Twist | 1 | 15 | Living Room | 236216 | Living Room | 0.00052955
Ceiling Fixture | Linear Fluorescent | 48 | T-8 | 4 | 60 | Kitchen | 236217 | Kitchen | 0.00052955
Ceiling Fixture | Compact Fluorescent |  | Twist | 2 | 15 | Kitchen | 236217 | Kitchen | 0.00052955
Ceiling Fan | Compact Fluorescent |  | Twist | 3 | 15 | Master Bedroom | 236218 | Master Bedroom | 0.00052955
Table | Incandescent |  | Decorative | 1 | 25 | Master Bedroom | 236218 | Master Bedroom | 0.00052955
Ceiling Fixture | Incandescent |  | Standard A Lamp | 1 | 60 | Closet | 236219 | Closet | 0.00052955
Ceiling Fixture | Linear Fluorescent | 48 | T-12 | 2 | 60 | Other | 2362110 | Other | 0.00052955
Torchiere | Compact Fluorescent |  | Twist | 2 | 15 | Other | 2362110 | Other | 0.00052955
Ceiling Fixture | Incandescent |  | Standard A Lamp | 2 | 60 | Office | 2362111 | Office | 0.00052955
Ceiling Fixture | Incandescent |  | Standard A Lamp | 2 | 60 | Bedroom | 2362112 | Bedroom | 0.00052955
Ceiling Fixture | Incandescent |  | Standard A Lamp | 2 | 60 | Hall | 2362113 | Hall | 0.00052955
Wall Mount | Incandescent |  | Globe | 4 | 40 | Bathroom | 236241 | Bathroom | 0.00094081
Ceiling Fixture | Incandescent |  | Standard A Lamp | 2 | 60 | Bedroom | 236242 | Bedroom | 0.00094081
Floor lamp | Incandescent |  | Standard A Lamp | 1 | 150 | Bedroom | 236242 | Bedroom | 0.00094081
Table | Incandescent |  | Standard A Lamp | 1 | 150 | Bedroom | 236243 | Bedroom | 0.00094081
Ceiling Fixture | Incandescent |  | Standard A Lamp | 2 | 60 | Bedroom | 236243 | Bedroom | 0.00094081
Ceiling Fan | Incandescent |  | Mini base | 4 | 40 | Bedroom | 236244 | Bedroom | 0.00094081
Ceiling Fixture | Compact Fluorescent |  | Twist | 1 | 15 | Bedroom | 236245 | Bedroom | 0.00094081
Table | Incandescent |  | Standard A Lamp | 1 | 75 | Bedroom | 236245 | Bedroom | 0.00094081
Floor lamp | Incandescent |  | Standard A Lamp | 1 | 60 | Bedroom | 236245 | Bedroom | 0.00094081
Floor lamp | Incandescent |  | Standard A Lamp | 1 | 150 | Bedroom | 236245 | Bedroom | 0.00094081
Ceiling Fixture | Incandescent |  | Standard A Lamp | 1 | 60 | Garage | 236246 | Garage | 0.00094081
Ceiling Fixture | Linear Fluorescent | 48 | T-12 | 2 | 40 | Garage | 236246 | Garage | 0.00094081
Garage door opener | Incandescent |  | Standard A Lamp | 2 | 60 | Garage | 236246 | Garage | 0.00094081
Ceiling Fixture | Incandescent |  | Standard A Lamp | 2 | 60 | Hall | 236247 | Hall | 0.00094081
Chandelier (Hanging) | Incandescent |  | Clear | 1 | 40 | Kitchen | 236248 | Kitchen | 0.00094081
Recessed Can | Incandescent |  | Reflector | 1 | 65 | Kitchen | 236248 | Kitchen | 0.00094081
Ceiling Fixture | Incandescent |  | Standard A Lamp | 1 | 60 | Kitchen | 236248 | Kitchen | 0.00094081
Ceiling Fixture | Incandescent |  | Standard A Lamp | 2 | 60 | Laundry Room | 236249 | Laundry Room | 0.00094081
Ceiling Fixture | Incandescent |  | Standard A Lamp | 1 | 60 | Living Room | 2362410 | Living Room | 0.00094081
Ceiling Fan | Compact Fluorescent |  | Twist | 2 | 15 | Living Room | 2362410 | Living Room | 0.00094081
Floor lamp | Incandescent |  | Standard A Lamp | 1 | 150 | Living Room | 2362410 | Living Room | 0.00094081
Wall Mount | Incandescent |  | Clear | 6 | 40 | Bathroom | 2362411 | Bathroom | 0.00094081
Ceiling Fixture | Incandescent |  | Standard A Lamp | 2 | 60 | Bedroom | 2362412 | Bedroom | 0.00094081
Table | Incandescent |  | Standard A Lamp | 1 | 60 | Bedroom | 2362412 | Bedroom | 0.00094081
Floor lamp | Incandescent |  | Standard A Lamp | 1 | 100 | Bedroom | 2362412 | Bedroom | 0.00094081
Ceiling Fixture | Incandescent |  | Standard A Lamp | 2 | 60 | Closet | 2362413 | Closet | 0.00094081
Wall Mount | Incandescent |  | Globe | 5 | 40 | Bathroom | 236271 | Bathroom | 0.00029634
Ceiling Fixture | Incandescent |  | Standard A Lamp | 1 | 60 | Family Room | 236272 | Family Room | 0.00029634
Ceiling Fixture | Incandescent |  | Standard A Lamp | 1 | 60 | Bedroom | 236273 | Bedroom | 0.00029634
Table | Incandescent |  | Decorative | 3 | 40 | Bedroom | 236273 | Bedroom | 0.00029634
Ceiling Fixture | Compact Fluorescent |  | Twist | 1 | 15 | Other | 236274 | Other | 0.00029634
Ceiling Fixture | Incandescent |  | Standard A Lamp | 1 | 60 | Other | 236274 | Other | 0.00029634
Ceiling Fixture | Compact Fluorescent |  | Twist | 2 | 15 | Bathroom | 236275 | Bathroom | 0.00029634
Wall Mount | Incandescent |  | Standard A Lamp | 1 | 60 | Bathroom | 236275 | Bathroom | 0.00029634
Ceiling Fixture | Incandescent |  | Standard A Lamp | 1 | 60 | Bedroom | 236276 | Bedroom | 0.00029634
Floor lamp | Incandescent |  | Standard A Lamp | 3 | 40 | Bedroom | 236276 | Bedroom | 0.00029634
Ceiling Fixture | Incandescent |  | Standard A Lamp | 1 | 60 | Bedroom | 236277 | Bedroom | 0.00029634
Floor lamp | Incandescent |  | Standard A Lamp | 3 | 60 | Bedroom | 236277 | Bedroom | 0.00029634
Chandelier (Hanging) | Compact Fluorescent |  | Decorative | 5 | 15 | Dining Room | 236278 | Dining Room | 0.00029634
Ceiling Fixture | Incandescent |  | Standard A Lamp | 1 | 60 | Garage | 236279 | Garage | 0.00029634
Garage door opener | Incandescent |  | Standard A Lamp | 1 | 60 | Garage | 236279 | Garage | 0.00029634
Ceiling Fixture | Incandescent |  | Standard A Lamp | 1 | 60 | Hall | 2362710 | Hall | 0.00029634
Ceiling Fixture | Incandescent |  | Standard A Lamp | 1 | 60 | Hall | 2362711 | Hall | 0.00029634
Recessed Can | Incandescent |  | Reflector | 1 | 65 | Kitchen | 2362712 | Kitchen | 0.00029634
Chandelier (Hanging) | Incandescent |  | Standard A Lamp | 1 | 100 | Kitchen | 2362712 | Kitchen | 0.00029634
Other | Linear Fluorescent | 36 | T-8 | 1 | 32 | Kitchen | 2362712 | Kitchen | 0.00029634
Chandelier (Hanging) | Compact Fluorescent |  | Twist | 3 | 15 | Kitchen | 2362712 | Kitchen | 0.00029634
Ceiling Fixture | Incandescent |  | Standard A Lamp | 1 | 100 | Laundry Room | 2362713 | Laundry Room | 0.00029634
Recessed Can | Incandescent |  | Reflector | 1 | 65 | Living Room | 2362714 | Living Room | 0.00029634
Recessed Can | Compact Fluorescent |  | Reflector | 1 | 15 | Living Room | 2362714 | Living Room | 0.00029634
Table | Incandescent |  | Mini base | 1 | 25 | Living Room | 2362714 | Living Room | 0.00029634
Wall Mount | Incandescent |  | Standard A Lamp | 1 | 60 | Bathroom | 2362715 | Bathroom | 0.00029634
Ceiling Fixture | Incandescent |  | Standard A Lamp | 1 | 60 | Bathroom | 2362715 | Bathroom | 0.00029634
Ceiling Fixture | Incandescent |  | Standard A Lamp | 2 | 60 | Master Bedroom | 2362716 | Master Bedroom | 0.00029634
Ceiling Fixture | Compact Fluorescent |  | Twist | 2 | 15 | Master Bedroom | 2362716 | Master Bedroom | 0.00029634
Table | Compact Fluorescent |  | Twist | 1 | 22 | Master Bedroom | 2362716 | Master Bedroom | 0.00029634
Ceiling Fixture | Incandescent |  | Standard A Lamp | 1 | 100 | Other | 2362717 | Other | 0.00029634
Ceiling Fixture | Compact Fluorescent |  | Twist | 1 | 15 | Other | 2362717 | Other | 0.00029634
Ceiling Fixture | Incandescent |  | Standard A Lamp | 1 | 60 | Other | 2362718 | Other | 0.00029634
Ceiling Fixture | Incandescent |  | Standard A Lamp | 2 | 60 | Hall | 2362719 | Hall | 0.00029634
Ceiling Fixture | Incandescent |  | Clear | 2 | 40 | Bedroom | 236311 | Bedroom | 0.0004784
Table | Incandescent |  | Clear | 1 | 60 | Bedroom | 236311 | Bedroom | 0.0004784
Wall Mount | Incandescent |  | Globe | 4 | 40 | Bathroom | 236312 | Bathroom | 0.0004784
Ceiling Fixture | Other |  | LED Interior |  | 12 | Bathroom | 236312 | Bathroom | 0.0004784
Wall Mount | Incandescent |  | Clear | 4 | 40 | Bedroom | 236313 | Bedroom | 0.0004784
Ceiling Fixture | Incandescent |  | Clear | 2 | 60 | Closet | 236314 | Closet | 0.0004784
Chandelier (Hanging) | Incandescent |  | Clear | 5 | 40 | Dining Room | 236315 | Dining Room | 0.0004784
Ceiling Fixture | Compact Fluorescent |  | Twist | 1 | 15 | Hall | 236316 | Hall | 0.0004784
Track | Compact Fluorescent |  | Reflector | 4 | 22 | Kitchen | 236317 | Kitchen | 0.0004784
Wall Mount | Compact Fluorescent |  | Twist | 1 | 15 | Kitchen | 236317 | Kitchen | 0.0004784
Other | Linear Fluorescent | 24 | T-8 | 1 | 16 | Kitchen | 236317 | Kitchen | 0.0004784
Other | Linear Fluorescent | 12 | T-8 | 1 | 16 | Kitchen | 236317 | Kitchen | 0.0004784
Other | Incandescent |  | Clear | 1 | 25 | Kitchen | 236317 | Kitchen | 0.0004784
Ceiling Fixture | Compact Fluorescent |  | Twist | 1 | 15 | Laundry Room | 236318 | Laundry Room | 0.0004784
Recessed Can | Incandescent |  | Reflector | 1 | 65 | Living Room | 236319 | Living Room | 0.0004784
Floor lamp | Compact Fluorescent |  | Twist | 1 | 15 | Living Room | 236319 | Living Room | 0.0004784
Floor lamp | Compact Fluorescent |  | Twist | 3 | 15 | Living Room | 236319 | Living Room | 0.0004784
Ceiling Fixture | Incandescent |  | Clear | 2 | 40 | Master Bedroom | 2363110 | Master Bedroom | 0.0004784
Torchiere | Compact Fluorescent |  | Twist | 2 | 15 | Office | 2363111 | Office | 0.0004784
Table | Incandescent |  | Clear | 1 | 40 | Office | 2363111 | Office | 0.0004784
Ceiling Fixture | Linear Fluorescent | 48 | T-8 | 2 | 32 | Garage | 2363112 | Garage | 0.0004784
Garage door opener | Incandescent |  | Standard A Lamp | 1 | 60 | Garage | 2363112 | Garage | 0.0004784
Ceiling Fixture | Incandescent |  | Standard A Lamp | 1 | 100 | Garage | 2363112 | Garage | 0.0004784
Ceiling Fixture | Incandescent |  | Standard A Lamp | 2 | 40 | Hall | 2363113 | Hall | 0.0004784
Ceiling Fixture | Incandescent |  | Clear | 2 | 40 | Bedroom | 2363114 | Bedroom | 0.0004784
Table | Incandescent |  | Clear | 1 | 40 | Bedroom | 2363114 | Bedroom | 0.0004784
Table | Incandescent |  | Standard A Lamp | 1 | 60 | Family Room | 2363115 | Family Room | 0.0004784
Table | Compact Fluorescent |  | Twist | 1 | 15 | Family Room | 2363115 | Family Room | 0.0004784
Ceiling Fixture | Incandescent |  | Standard A Lamp | 1 | 100 | Bathroom | 236401 | Bathroom | 0.00052955
Wall Mount | Incandescent |  | Globe | 6 | 60 | Bathroom | 236401 | Bathroom | 0.00052955
Recessed Can | Incandescent |  | Standard A Lamp | 1 | 100 | Bedroom | 236402 | Bedroom | 0.00052955
Ceiling Fixture | Linear Fluorescent | 48 | Fluorescent Other | 2 | 25 | Bedroom | 236403 | Bedroom | 0.00052955
Ceiling Fixture | Incandescent |  | Standard A Lamp | 1 | 100 | Hall | 236404 | Hall | 0.00052955
Ceiling Fixture | Incandescent |  | Standard A Lamp | 1 | 100 | Other | 236405 | Other | 0.00052955
Ceiling Fixture | Incandescent |  | Standard A Lamp | 1 | 100 | Other | 236406 | Other | 0.00052955
Ceiling Fixture | Incandescent |  | Standard A Lamp | 1 | 60 | Garage | 236407 | Garage | 0.00052955
Ceiling Fixture | Incandescent |  | Standard A Lamp | 1 | 100 | Garage | 236407 | Garage | 0.00052955
Chandelier (Hanging) | Incandescent |  | Decorative | 4 | 40 | Hall | 236408 | Hall | 0.00052955
Ceiling Fixture | Incandescent |  | Standard A Lamp | 1 | 100 | Hall | 236408 | Hall | 0.00052955
Chandelier (Hanging) | Incandescent |  | Standard A Lamp | 1 | 100 | Kitchen | 236409 | Kitchen | 0.00052955
Wall Mount | Linear Fluorescent | 24 | T-12 | 1 | 20 | Kitchen | 236409 | Kitchen | 0.00052955
Wall Mount | Incandescent |  | Decorative | 2 | 40 | Kitchen | 236409 | Kitchen | 0.00052955
Ceiling Fixture | Incandescent |  | Standard A Lamp | 1 | 100 | Laundry Room | 2364010 | Laundry Room | 0.00052955
Ceiling Fixture | Incandescent |  | Standard A Lamp | 1 | 100 | Bathroom | 2364011 | Bathroom | 0.00052955
Wall Mount | Incandescent |  | Globe | 4 | 60 | Bathroom | 2364011 | Bathroom | 0.00052955
Ceiling Fixture | Incandescent |  | Standard A Lamp | 1 | 75 | Closet | 2364012 | Closet | 0.00052955
Table | Incandescent |  | Standard A Lamp | 1 | 60 | Master Bedroom | 2364013 | Master Bedroom | 0.00052955
Chandelier (Hanging) | Incandescent |  | Clear | 1 | 75 | Living Room | 2364014 | Living Room | 0.00052955
Table | Incandescent |  | Standard A Lamp | 1 | 100 | Living Room | 2364014 | Living Room | 0.00052955
Table | Compact Fluorescent |  | Twist | 1 | 22 | Living Room | 2364014 | Living Room | 0.00052955
Ceiling Fixture | Linear Fluorescent | 48 | T-12 | 2 | 25 | Office | 2364015 | Office | 0.00052955
Table | Incandescent |  | Standard A Lamp | 1 | 100 | Office | 2364015 | Office | 0.00052955
Ceiling Fixture | Incandescent |  | Standard A Lamp | 1 | 100 | Office | 2364016 | Office | 0.00052955
Ceiling Fixture | Incandescent |  | Standard A Lamp | 3 | 65 | Bathroom | 236451 | Bathroom | 0.00040077
Ceiling Fixture | Incandescent |  | Standard A Lamp | 2 | 75 | Bedroom | 236452 | Bedroom | 0.00040077
Table | Incandescent |  | Standard A Lamp | 1 | 75 | Bedroom | 236452 | Bedroom | 0.00040077
Ceiling Fan | Incandescent |  | Standard A Lamp | 4 | 60 | Dining Room | 236453 | Dining Room | 0.00040077
Ceiling Fixture | Incandescent |  | Standard A Lamp | 3 | 60 | Family Room | 236454 | Family Room | 0.00040077
Floor lamp | Incandescent |  | Standard A Lamp | 2 | 60 | Family Room | 236454 | Family Room | 0.00040077
Low bay | Linear Fluorescent | 48 | T-12 | 2 | 40 | Garage | 236455 | Garage | 0.00040077
Low bay | Linear Fluorescent | 96 | T-12 | 2 | 100 | Garage | 236455 | Garage | 0.00040077
Ceiling Fixture | Linear Fluorescent | 48 | T-8 | 2 | 32 | Hall | 236456 | Hall | 0.00040077
Ceiling Fixture | Incandescent |  | Standard A Lamp | 2 | 75 | Bedroom | 236457 | Bedroom | 0.00040077
Ceiling Fixture | Linear Fluorescent | 48 | T-8 | 2 | 32 | Kitchen | 236458 | Kitchen | 0.00040077
Low bay | Linear Fluorescent | 48 | T-12 | 2 | 40 | Other | 236459 | Other | 0.00040077
Ceiling Fixture | Incandescent |  | Standard A Lamp | 2 | 65 | Bedroom | 2364510 | Bedroom | 0.00040077
Table | Incandescent |  | Standard A Lamp | 1 | 60 | Bedroom | 2364510 | Bedroom | 0.00040077
Ceiling Fixture | Compact Fluorescent |  | A shape bulb | 1 | 15 | Bathroom | 236661 | Bathroom | 0.00047324
Ceiling Fixture | Incandescent |  | Standard A Lamp | 1 | 60 | Bathroom | 236662 | Bathroom | 0.00047324
Wall Mount | Compact Fluorescent |  | Twist | 6 | 15 | Bathroom | 236663 | Bathroom | 0.00047324
Wall Mount | Incandescent |  | Standard A Lamp | 1 | 60 | Bathroom | 236664 | Bathroom | 0.00047324
Wall Mount | Incandescent |  | Standard A Lamp | 3 | 75 | Bathroom | 236665 | Bathroom | 0.00047324
Ceiling Fixture | Linear Fluorescent | 48 | T-12 | 2 | 40 | Bedroom | 236666 | Bedroom | 0.00047324
Table | Incandescent |  | Standard A Lamp | 1 | 100 | Bedroom | 236666 | Bedroom | 0.00047324
Ceiling Fixture | Compact Fluorescent |  | Twist | 2 | 15 | Bedroom | 236667 | Bedroom | 0.00047324
Table | Incandescent |  | Standard A Lamp | 1 | 75 | Bedroom | 236667 | Bedroom | 0.00047324
Ceiling Fixture | Incandescent |  | Standard A Lamp | 1 | 60 | Bedroom | 236667 | Bedroom | 0.00047324
Ceiling Fixture | Incandescent |  | Standard A Lamp | 3 | 60 | Bedroom | 236668 | Bedroom | 0.00047324
Table | Incandescent |  | Standard A Lamp | 1 | 75 | Bedroom | 236668 | Bedroom | 0.00047324
Ceiling Fixture | Incandescent |  | Standard A Lamp | 3 | 60 | Bedroom | 236669 | Bedroom | 0.00047324
Table | Incandescent |  | Standard A Lamp | 1 | 75 | Bedroom | 236669 | Bedroom | 0.00047324
Ceiling Fixture | Incandescent |  | Standard A Lamp | 2 | 75 | Bedroom | 2366610 | Bedroom | 0.00047324
Ceiling Fixture | Incandescent |  | Standard A Lamp | 1 | 75 | Bedroom | 2366611 | Bedroom | 0.00047324
Wall Mount | Incandescent |  | Standard A Lamp | 1 | 60 | Bedroom | 2366611 | Bedroom | 0.00047324
Ceiling Fixture | Incandescent |  | Standard A Lamp | 1 | 60 | Closet | 2366612 | Closet | 0.00047324
Wall Mount | Incandescent |  | Standard A Lamp | 1 | 75 | Closet | 2366613 | Closet | 0.00047324
Ceiling Fixture | Incandescent |  | Standard A Lamp | 1 | 75 | Closet | 2366614 | Closet | 0.00047324
Wall Mount | Incandescent |  | Standard A Lamp | 1 | 75 | Closet | 2366615 | Closet | 0.00047324
Wall Mount | Incandescent |  | Standard A Lamp | 1 | 60 | Closet | 2366616 | Closet | 0.00047324
Ceiling Fixture | Incandescent |  | Standard A Lamp | 1 | 60 | Closet | 2366617 | Closet | 0.00047324
Ceiling Fixture | Incandescent |  | Standard A Lamp | 1 | 60 | Closet | 2366618 | Closet | 0.00047324
Ceiling Fixture | Incandescent |  | Standard A Lamp | 1 | 100 | Closet | 2366619 | Closet | 0.00047324
Ceiling Fixture | Incandescent |  | Standard A Lamp | 3 | 75 | Dining Room | 2366620 | Dining Room | 0.00047324
Ceiling Fixture | Incandescent |  | Standard A Lamp | 1 | 60 | Other | 2366621 | Other | 0.00047324
Ceiling Fixture | Linear Fluorescent | 48 | T-12 | 2 | 40 | Family Room | 2366622 | Family Room | 0.00047324
Table | Incandescent |  | Standard A Lamp | 1 | 70 | Family Room | 2366622 | Family Room | 0.00047324
Ceiling Fixture | Incandescent |  | Standard A Lamp | 1 | 75 | Other | 2366623 | Other | 0.00047324
Ceiling Fixture | Incandescent |  | Clear | 4 | 40 | Hall | 2366624 | Hall | 0.00047324
Ceiling Fixture | Incandescent |  | Standard A Lamp | 2 | 65 | Hall | 2366625 | Hall | 0.00047324
Wall Mount | Incandescent |  | Standard A Lamp | 1 | 100 | Hall | 2366625 | Hall | 0.00047324
Ceiling Fixture | Incandescent |  | Clear | 4 | 40 | Hall | 2366625 | Hall | 0.00047324
Ceiling Fixture | Incandescent |  | Standard A Lamp | 1 | 75 | Hall | 2366625 | Hall | 0.00047324
Ceiling Fixture | Linear Fluorescent | 48 | T-8 | 2 | 32 | Kitchen | 2366626 | Kitchen | 0.00047324
Ceiling Fixture | Incandescent |  | Standard A Lamp | 2 | 60 | Laundry Room | 2366627 | Laundry Room | 0.00047324
Ceiling Fixture | Incandescent |  | Standard A Lamp | 3 | 60 | Living Room | 2366628 | Living Room | 0.00047324
Ceiling Fixture | Incandescent |  | Standard A Lamp | 1 | 75 | Other | 2366629 | Other | 0.00047324
Wall Mount | Incandescent |  | Standard A Lamp | 1 | 75 | Closet | 2366630 | Closet | 0.00047324
Ceiling Fixture | Incandescent |  | Standard A Lamp | 1 | 75 | Closet | 2366631 | Closet | 0.00047324
Ceiling Fixture | Compact Fluorescent |  | Pin base | 2 | 32 | Other | 2366632 | Other | 0.00047324
Ceiling Fixture | Incandescent |  | Standard A Lamp | 1 | 60 | Other | 2366633 | Other | 0.00047324
Ceiling Fixture | Incandescent |  | Standard A Lamp | 2 | 75 | Hall | 2366634 | Hall | 0.00047324
Table | Incandescent |  | Standard A Lamp | 1 | 75 | Hall | 2366634 | Hall | 0.00047324
Ceiling Fixture | Compact Fluorescent |  | Twist | 1 | 15 | Bedroom | 236671 | Bedroom | 0.0020539
Ceiling Fixture | Compact Fluorescent |  | Twist | 1 | 15 | Bedroom | 236672 | Bedroom | 0.0020539
Wall Mount | Compact Fluorescent |  | Twist | 3 | 15 | Bathroom | 236673 | Bathroom | 0.0020539
Chandelier (Hanging) | Compact Fluorescent |  | Twist | 5 | 15 | Dining Room | 236674 | Dining Room | 0.0020539
Ceiling Fixture | Incandescent |  | Standard A Lamp | 1 | 75 | Garage | 236675 | Garage | 0.0020539
Ceiling Fixture | Compact Fluorescent |  | Twist | 1 | 22 | Hall | 236676 | Hall | 0.0020539
Wall Mount | Linear Fluorescent | 22 | T-12 | 1 | 20 | Closet | 236677 | Closet | 0.0020539
Recessed Can | Compact Fluorescent |  | Reflector | 1 | 22 | Kitchen | 236678 | Kitchen | 0.0020539
Other | Incandescent |  | Standard A Lamp | 1 | 25 | Kitchen | 236678 | Kitchen | 0.0020539
Wall Mount | Linear Fluorescent | 22 | T-12 | 1 | 20 | Laundry Room | 236679 | Laundry Room | 0.0020539
Ceiling Fan | Compact Fluorescent |  | A shape bulb | 3 | 15 | Living Room | 2366710 | Living Room | 0.0020539
Ceiling Fan | Compact Fluorescent |  | A shape bulb | 3 | 15 | Bedroom | 2366711 | Bedroom | 0.0020539
Wall Mount | Compact Fluorescent |  | Twist | 3 | 15 | Bathroom | 2366712 | Bathroom | 0.0020539
Ceiling Fan | Incandescent |  | Standard A Lamp | 1 | 60 | Bathroom | 2366712 | Bathroom | 0.0020539
Ceiling Fixture | Compact Fluorescent |  | Twist | 1 | 15 | Bathroom | 2366712 | Bathroom | 0.0020539
Ceiling Fixture | Compact Fluorescent |  | Twist | 1 | 15 | Hall | 2366713 | Hall | 0.0020539
Wall Mount | Compact Fluorescent |  | Twist | 3 | 15 | Bathroom | 2366714 | Bathroom | 0.0020539
Ceiling Fixture | Compact Fluorescent |  | Twist | 1 | 15 | Hall | 2366715 | Hall | 0.0020539
Ceiling Fixture | Incandescent |  | Globe | 1 | 100 | Bathroom | 236741 | Bathroom | 0.00028447
Ceiling Fixture | Incandescent |  | Standard A Lamp | 2 | 60 | Bedroom | 236742 | Bedroom | 0.00028447
Table | Incandescent |  | Standard A Lamp | 1 | 40 | Bedroom | 236742 | Bedroom | 0.00028447
Ceiling Fixture | Incandescent |  | Standard A Lamp | 1 | 60 | Garage | 236743 | Garage | 0.00028447
Ceiling Fixture | Compact Fluorescent |  | Twist | 1 | 15 | Hall | 236744 | Hall | 0.00028447
Ceiling Fixture | Linear Fluorescent | 60 | T-5 | 2 | 40 | Kitchen | 236745 | Kitchen | 0.00028447
Ceiling Fixture | Incandescent |  | Standard A Lamp | 1 | 60 | Laundry Room | 236746 | Laundry Room | 0.00028447
Ceiling Fan | Incandescent |  | Standard A Lamp | 5 | 60 | Living Room | 236747 | Living Room | 0.00028447
Ceiling Fixture | Incandescent |  | Standard A Lamp | 2 | 60 | Master Bedroom | 236748 | Master Bedroom | 0.00028447
Table | Incandescent |  | Standard A Lamp | 1 | 60 | Master Bedroom | 236748 | Master Bedroom | 0.00028447
Ceiling Fixture | Incandescent |  | Standard A Lamp | 3 | 60 | Bathroom | 236761 | Bathroom | 0.0005169
Wall Mount | Incandescent |  | Globe | 3 | 40 | Bathroom | 236761 | Bathroom | 0.0005169
Architectural | Incandescent |  | Standard A Lamp | 1 | 60 | Bedroom | 236762 | Bedroom | 0.0005169
Ceiling Fan | Incandescent |  | Standard A Lamp | 1 | 60 | Bedroom | 236763 | Bedroom | 0.0005169
Wall Mount | Incandescent |  | Standard A Lamp | 1 | 60 | Bedroom | 236763 | Bedroom | 0.0005169
Ceiling Fixture | Incandescent |  | Standard A Lamp | 2 | 60 | Dining Room | 236764 | Dining Room | 0.0005169
Ceiling Fixture | Incandescent |  | Standard A Lamp | 1 | 60 | Garage | 236765 | Garage | 0.0005169
Garage door opener | Incandescent |  | Standard A Lamp | 1 | 60 | Garage | 236765 | Garage | 0.0005169
Ceiling Fixture | Incandescent |  | Standard A Lamp | 1 | 60 | Hall | 236766 | Hall | 0.0005169
Ceiling Fixture | Incandescent |  | Standard A Lamp | 1 | 60 | Hall | 236767 | Hall | 0.0005169
Ceiling Fixture | Incandescent |  | Standard A Lamp | 2 | 40 | Kitchen | 236768 | Kitchen | 0.0005169
Ceiling Fixture | Incandescent |  | Standard A Lamp | 2 | 60 | Laundry Room | 236769 | Laundry Room | 0.0005169
Floor lamp | Incandescent |  | Standard A Lamp | 1 | 125 | Living Room | 2367610 | Living Room | 0.0005169
Ceiling Fan | Incandescent |  | Heat Lamp | 1 | 150 | Bathroom | 2367611 | Bathroom | 0.0005169
Wall Mount | Incandescent |  | Globe | 4 | 40 | Bathroom | 2367611 | Bathroom | 0.0005169
Table | Incandescent |  | Standard A Lamp | 1 | 60 | Master Bedroom | 2367612 | Master Bedroom | 0.0005169
Ceiling Fan | Incandescent |  | Standard A Lamp | 1 | 75 | Other | 2367613 | Other | 0.0005169
Wall Mount | Incandescent |  | Globe | 3 | 40 | Bathroom | 236961 | Bathroom | 0.00094081
Wall Mount | Incandescent |  | Globe | 6 | 40 | Bathroom | 236962 | Bathroom | 0.00094081
Ceiling Fixture | Compact Fluorescent |  | Twist | 2 | 15 | Bedroom | 236963 | Bedroom | 0.00094081
Ceiling Fan | Compact Fluorescent |  | Twist | 4 | 15 | Bedroom | 236964 | Bedroom | 0.00094081
Ceiling Fixture | Compact Fluorescent |  | Twist | 2 | 15 | Bedroom | 236965 | Bedroom | 0.00094081
Chandelier (Hanging) | Compact Fluorescent |  | Twist | 5 | 15 | Kitchen | 236966 | Kitchen | 0.00094081
Recessed Can | Incandescent |  | Reflector | 1 | 65 | Kitchen | 236966 | Kitchen | 0.00094081
Ceiling Fixture | Compact Fluorescent |  | Twist | 1 | 22 | Garage | 236967 | Garage | 0.00094081
Ceiling Fixture | Incandescent |  | Standard A Lamp | 1 | 60 | Hall | 236968 | Hall | 0.00094081
Ceiling Fixture | Compact Fluorescent |  | Twist | 2 | 15 | Laundry Room | 236969 | Laundry Room | 0.00094081
Wall Mount | Incandescent |  | Globe | 8 | 40 | Bathroom | 2369610 | Bathroom | 0.00094081
Ceiling Fixture | Compact Fluorescent |  | Twist | 1 | 15 | Master Bedroom | 2369611 | Master Bedroom | 0.00094081
Ceiling Fan | Incandescent |  | Standard A Lamp | 3 | 60 | Master Bedroom | 2369611 | Master Bedroom | 0.00094081
Table | Compact Fluorescent |  | Twist | 1 | 15 | Master Bedroom | 2369611 | Master Bedroom | 0.00094081
Ceiling Fixture | Compact Fluorescent |  | Twist | 2 | 15 | Living Room | 2369612 | Living Room | 0.00094081
Ceiling Fan | Compact Fluorescent |  | Twist | 3 | 15 | Family Room | 2369613 | Family Room | 0.00094081
Ceiling Fixture | Incandescent |  | Standard A Lamp | 1 | 60 | Hall | 2369614 | Hall | 0.00094081
Chandelier (Hanging) | Incandescent |  | Standard A Lamp | 3 | 60 | Hall | 2369615 | Hall | 0.00094081
Ceiling Fixture | Incandescent |  | Standard A Lamp | 2 | 40 | Other | 237041 | Other | 0.00040077
Wall Mount | Incandescent |  | Standard A Lamp | 1 | 40 | Other | 237041 | Other | 0.00040077
Ceiling Fixture | Incandescent |  | Standard A Lamp | 1 | 60 | Bathroom | 237042 | Bathroom | 0.00040077
Wall Mount | Incandescent |  | Globe | 5 | 60 | Bathroom | 237042 | Bathroom | 0.00040077
Wall Mount | Incandescent |  | Globe | 4 | 60 | Bathroom | 237042 | Bathroom | 0.00040077
Ceiling Fixture | Incandescent |  | Standard A Lamp | 1 | 60 | Bathroom | 237043 | Bathroom | 0.00040077
Ceiling Fixture | Incandescent |  | Standard A Lamp | 2 | 60 | Bedroom | 237044 | Bedroom | 0.00040077
Ceiling Fixture | Incandescent |  | Standard A Lamp | 2 | 60 | Bedroom | 237045 | Bedroom | 0.00040077
Table | Incandescent |  | Decorative | 2 | 40 | Bedroom | 237045 | Bedroom | 0.00040077
Ceiling Fixture | Incandescent |  | Standard A Lamp | 2 | 60 | Bedroom | 237046 | Bedroom | 0.00040077
Table | Incandescent |  | Decorative | 1 | 40 | Bedroom | 237046 | Bedroom | 0.00040077
Ceiling Fixture | Incandescent |  | Standard A Lamp | 3 | 60 | Bedroom | 237047 | Bedroom | 0.00040077
Table | Incandescent |  | Standard A Lamp | 1 | 60 | Bedroom | 237047 | Bedroom | 0.00040077
Ceiling Fixture | Incandescent |  | Standard A Lamp | 1 | 60 | Family Room | 237048 | Family Room | 0.00040077
Ceiling Fixture | Compact Fluorescent |  | Circline (Screw Base) | 1 | 22 | Kitchen | 237049 | Kitchen | 0.00040077
Ceiling Fixture | Incandescent |  | Standard A Lamp | 1 | 40 | Kitchen | 237049 | Kitchen | 0.00040077
Recessed - other | Incandescent |  | Standard A Lamp | 1 | 40 | Kitchen | 237049 | Kitchen | 0.00040077
Ceiling Fixture | Linear Fluorescent | 48 | T-12 | 2 | 40 | Laundry Room | 2370410 | Laundry Room | 0.00040077
Ceiling Fixture | Incandescent |  | Standard A Lamp | 1 | 60 | Living Room | 2370411 | Living Room | 0.00040077
Ceiling Fan | Compact Fluorescent |  | Twist | 3 | 15 | Living Room | 2370411 | Living Room | 0.00040077
Table | Compact Fluorescent |  | Twist | 1 | 15 | Living Room | 2370411 | Living Room | 0.00040077
Ceiling Fixture | Incandescent |  | Standard A Lamp | 1 | 40 | Other | 2370412 | Other | 0.00040077
Wall Mount | Compact Fluorescent |  | Twist | 1 | 13 | Bathroom | 237051 | Bathroom | 0.00040077
Wall Mount | Incandescent |  | Globe | 4 | 40 | Bathroom | 237052 | Bathroom | 0.00040077
Ceiling Fixture | Incandescent |  | Standard A Lamp | 1 | 100 | Bathroom | 237052 | Bathroom | 0.00040077
Ceiling Fixture | Compact Fluorescent |  | Twist | 1 | 13 | Bedroom | 237053 | Bedroom | 0.00040077
Floor lamp | Compact Fluorescent |  | Twist | 2 | 13 | Bedroom | 237053 | Bedroom | 0.00040077
Ceiling Fixture | Compact Fluorescent |  | Twist | 1 | 13 | Bedroom | 237054 | Bedroom | 0.00040077
Ceiling Fixture | Compact Fluorescent |  | Twist | 1 | 13 | Bedroom | 237055 | Bedroom | 0.00040077
Chandelier (Hanging) | Incandescent |  | Decorative | 5 | 40 | Dining Room | 237056 | Dining Room | 0.00040077
Ceiling Fixture | Linear Fluorescent | 96 | T-12 | 2 | 60 | Garage | 237057 | Garage | 0.00040077
Ceiling Fixture | Compact Fluorescent |  | Twist | 1 | 13 | Hall | 237058 | Hall | 0.00040077
Ceiling Fixture | Compact Fluorescent |  | Twist | 2 | 13 | Kitchen | 237059 | Kitchen | 0.00040077
Wall Mount | Incandescent |  | Standard A Lamp | 1 | 40 | Kitchen | 237059 | Kitchen | 0.00040077
Ceiling Fixture | Incandescent |  | Standard A Lamp | 1 | 100 | Laundry Room | 2370510 | Laundry Room | 0.00040077
Floor lamp | Compact Fluorescent |  | Twist | 1 | 23 | Living Room | 2370511 | Living Room | 0.00040077
Floor lamp | Incandescent |  | Standard A Lamp | 1 | 100 | Living Room | 2370511 | Living Room | 0.00040077
Ceiling Fixture | Incandescent |  | Standard A Lamp | 1 | 60 | Bathroom | 237101 | Bathroom | 0.0005169
Wall Mount | Compact Fluorescent |  | Twist | 3 | 15 | Bathroom | 237101 | Bathroom | 0.0005169
Ceiling Fixture | Incandescent |  | Reflector | 2 | 65 | Bathroom | 237102 | Bathroom | 0.0005169
Wall Mount | Incandescent |  | Standard A Lamp | 3 | 100 | Bathroom | 237103 | Bathroom | 0.0005169
Ceiling Fixture | Incandescent |  | Standard A Lamp | 1 | 60 | Bathroom | 237103 | Bathroom | 0.0005169
Ceiling Fixture | Incandescent |  | Standard A Lamp | 1 | 60 | Master Bedroom | 237104 | Master Bedroom | 0.0005169
Table | Incandescent |  | Standard A Lamp | 1 | 40 | Bedroom | 237105 | Bedroom | 0.0005169
Ceiling Fixture | Compact Fluorescent |  | Twist | 2 | 15 | Bedroom | 237105 | Bedroom | 0.0005169
Floor lamp | Compact Fluorescent |  | Twist | 4 | 15 | Bedroom | 237106 | Bedroom | 0.0005169
Table | Incandescent |  | Standard A Lamp | 1 | 60 | Bedroom | 237106 | Bedroom | 0.0005169
Ceiling Fixture | Incandescent |  | Standard A Lamp | 1 | 60 | Bedroom | 237106 | Bedroom | 0.0005169
Floor lamp | Compact Fluorescent |  | Twist | 2 | 22 | Bedroom | 237107 | Bedroom | 0.0005169
Table | Incandescent |  | Standard A Lamp | 1 | 60 | Bedroom | 237107 | Bedroom | 0.0005169
Ceiling Fixture | Compact Fluorescent |  | Twist | 1 | 22 | Bedroom | 237107 | Bedroom | 0.0005169
Ceiling Fixture | Compact Fluorescent |  | Twist | 2 | 15 | Closet | 237108 | Closet | 0.0005169
Chandelier (Hanging) | Incandescent |  | Decorative | 5 | 40 | Dining Room | 237109 | Dining Room | 0.0005169
Ceiling Fixture | Compact Fluorescent |  | Twist | 1 | 15 | Hall | 2371010 | Hall | 0.0005169
Recessed Can | Incandescent |  | Reflector | 1 | 65 | Family Room | 2371011 | Family Room | 0.0005169
Floor lamp | Compact Fluorescent |  | Twist | 3 | 22 | Family Room | 2371011 | Family Room | 0.0005169
Ceiling Fixture | Incandescent |  | Standard A Lamp | 1 | 100 | Garage | 2371012 | Garage | 0.0005169
Garage door opener | Compact Fluorescent |  | Pin base | 1 | 15 | Garage | 2371012 | Garage | 0.0005169
Ceiling Fixture | Compact Fluorescent |  | Twist | 1 | 15 | Hall | 2371013 | Hall | 0.0005169
Ceiling Fixture | Incandescent |  | Standard A Lamp | 2 | 60 | Hall | 2371014 | Hall | 0.0005169
Ceiling Fixture | Incandescent |  | Standard A Lamp | 2 | 75 | Hall | 2371015 | Hall | 0.0005169
Track | Halogen |  | MR | 4 | 50 | Kitchen | 2371016 | Kitchen | 0.0005169
Ceiling Fixture | Compact Fluorescent |  | Twist | 1 | 15 | Kitchen | 2371016 | Kitchen | 0.0005169
Architectural | Linear Fluorescent | 36 | T-8 | 2 | 24 | Kitchen | 2371016 | Kitchen | 0.0005169
Ceiling Fixture | Compact Fluorescent |  | Twist | 1 | 15 | Laundry Room | 2371017 | Laundry Room | 0.0005169
Wall Mount | Compact Fluorescent |  | Twist | 1 | 15 | Laundry Room | 2371017 | Laundry Room | 0.0005169
Chandelier (Hanging) | Incandescent |  | Decorative | 5 | 40 | Living Room | 2371018 | Living Room | 0.0005169
Floor lamp | Compact Fluorescent |  | Twist | 1 | 15 | Living Room | 2371018 | Living Room | 0.0005169
Wall Mount | Incandescent |  | Standard A Lamp | 1 | 60 | Living Room | 2371018 | Living Room | 0.0005169
Table | Compact Fluorescent |  | Twist | 1 | 22 | Living Room | 2371018 | Living Room | 0.0005169
Chandelier (Hanging) | Compact Fluorescent |  | Twist | 1 | 22 | Living Room | 2371018 | Living Room | 0.0005169
Ceiling Fixture | Incandescent |  | Standard A Lamp | 2 | 60 | Other | 2371019 | Other | 0.0005169
Wall Mount | Compact Fluorescent |  | Twist | 3 | 15 | Bathroom | 237141 | Bathroom | 0.0020539
Ceiling Fixture | Incandescent |  | Standard A Lamp | 1 | 60 | Bedroom | 237142 | Bedroom | 0.0020539
Ceiling Fan | Incandescent |  | Standard A Lamp | 1 | 75 | Kitchen | 237143 | Kitchen | 0.0020539
Ceiling Fixture | Incandescent |  | Standard A Lamp | 1 | 65 | Hall | 237144 | Hall | 0.0020539
Wall Mount | Incandescent |  | Standard A Lamp | 3 | 40 | Bathroom | 237145 | Bathroom | 0.0020539
Ceiling Fixture | Incandescent |  | Standard A Lamp | 2 | 60 | Bedroom | 237146 | Bedroom | 0.0020539
Ceiling Fixture | Incandescent |  | Standard A Lamp | 2 | 60 | Bedroom | 237147 | Bedroom | 0.0020539
Ceiling Fixture | Incandescent |  | Standard A Lamp | 2 | 60 | Hall | 237148 | Hall | 0.0020539
Recessed Can | Compact Fluorescent |  | Twist | 1 | 22 | Kitchen | 237149 | Kitchen | 0.0020539
Recessed Can | Incandescent |  | Reflector | 1 | 60 | Kitchen | 237149 | Kitchen | 0.0020539
Chandelier (Hanging) | Incandescent |  | Standard A Lamp | 5 | 40 | Kitchen | 237149 | Kitchen | 0.0020539
Ceiling Fixture | Compact Fluorescent |  | Twist | 1 | 15 | Laundry Room | 2371410 | Laundry Room | 0.0020539
Table | Incandescent |  | 3-Way Incandescent | 1 | 100 | Living Room | 2371411 | Living Room | 0.0020539
Ceiling Fan | Compact Fluorescent |  | Twist | 4 | 15 | Bedroom | 237201 | Bedroom | 0.00047324
Floor lamp | Compact Fluorescent |  | Twist | 1 | 15 | Dining Room | 237202 | Dining Room | 0.00047324
Chandelier (Hanging) | Compact Fluorescent |  | Twist | 4 | 15 | Dining Room | 237202 | Dining Room | 0.00047324
Table | Compact Fluorescent |  | Twist | 1 | 15 | Dining Room | 237202 | Dining Room | 0.00047324
Ceiling Fan | Compact Fluorescent |  | Twist | 4 | 15 | Family Room | 237203 | Family Room | 0.00047324
Chandelier (Hanging) | Compact Fluorescent |  | Twist | 1 | 22 | Family Room | 237203 | Family Room | 0.00047324
Wall Mount | Compact Fluorescent |  | Twist | 1 | 15 | Family Room | 237203 | Family Room | 0.00047324
Ceiling Fixture | Compact Fluorescent |  | Twist | 2 | 15 | Hall | 237204 | Hall | 0.00047324
Chandelier (Hanging) | Compact Fluorescent |  | Twist | 4 | 15 | Kitchen | 237205 | Kitchen | 0.00047324
Ceiling Fixture | Halogen |  | MR | 3 | 30 | Kitchen | 237205 | Kitchen | 0.00047324
Architectural | Halogen |  | Other | 3 | 20 | Kitchen | 237205 | Kitchen | 0.00047324
Ceiling Fan | Compact Fluorescent |  | Twist | 4 | 15 | Laundry Room | 237206 | Laundry Room | 0.00047324
Chandelier (Hanging) | Compact Fluorescent |  | Twist | 4 | 15 | Living Room | 237207 | Living Room | 0.00047324
Table | Compact Fluorescent |  | Twist | 1 | 22 | Living Room | 237207 | Living Room | 0.00047324
Chandelier (Hanging) | Compact Fluorescent |  | Twist | 5 | 15 | Master Bedroom | 237208 | Master Bedroom | 0.00047324
Table | Compact Fluorescent |  | Twist | 1 | 15 | Master Bedroom | 237208 | Master Bedroom | 0.00047324
Torchiere | Halogen |  | Quartz Tube | 1 | 500 | Master Bedroom | 237208 | Master Bedroom | 0.00047324
Ceiling Fan | Compact Fluorescent |  | Twist | 4 | 15 | Other | 237209 | Other | 0.00047324
Table | Compact Fluorescent |  | Twist | 1 | 15 | Bedroom | 2372010 | Bedroom | 0.00047324
Ceiling Fixture | Compact Fluorescent |  | Twist | 3 | 15 | Bedroom | 2372010 | Bedroom | 0.00047324
Wall Mount | Compact Fluorescent |  | Twist | 8 | 15 | Bathroom | 2372011 | Bathroom | 0.00047324
Ceiling Fan | Compact Fluorescent |  | Twist | 4 | 15 | Other | 2372012 | Other | 0.00047324
Ceiling Fixture | Incandescent |  | Standard A Lamp | 1 | 60 | Other | 237211 | Other | 0.00028447
Table | Incandescent |  | Standard A Lamp | 1 | 60 | Other | 237211 | Other | 0.00028447
Wall Mount | Incandescent |  | Standard A Lamp | 3 | 60 | Bathroom | 237212 | Bathroom | 0.00028447
Ceiling Fixture | Incandescent |  | Standard A Lamp | 2 | 60 | Bathroom | 237212 | Bathroom | 0.00028447
Table | Incandescent |  | Standard A Lamp | 1 | 60 | Bedroom | 237213 | Bedroom | 0.00028447
Ceiling Fixture | Incandescent |  | Standard A Lamp | 2 | 60 | Bedroom | 237213 | Bedroom | 0.00028447
Table | Incandescent |  | Standard A Lamp | 1 | 60 | Bedroom | 237214 | Bedroom | 0.00028447
Ceiling Fixture | Incandescent |  | Standard A Lamp | 2 | 60 | Bedroom | 237214 | Bedroom | 0.00028447
Table | Incandescent |  | Standard A Lamp | 1 | 60 | Bedroom | 237215 | Bedroom | 0.00028447
Ceiling Fixture | Incandescent |  | Standard A Lamp | 2 | 60 | Bedroom | 237215 | Bedroom | 0.00028447
Chandelier (Hanging) | Incandescent |  | Decorative | 3 | 60 | Dining Room | 237216 | Dining Room | 0.00028447
Table | Incandescent |  | Standard A Lamp | 1 | 60 | Family Room | 237217 | Family Room | 0.00028447
Chandelier (Hanging) | Incandescent |  | Decorative | 1 | 60 | Family Room | 237217 | Family Room | 0.00028447
Ceiling Fixture | Incandescent |  | Standard A Lamp | 1 | 60 | Garage | 237218 | Garage | 0.00028447
Ceiling Fixture | Incandescent |  | Standard A Lamp | 2 | 60 | Hall | 237219 | Hall | 0.00028447
Ceiling Fixture | Compact Fluorescent |  | Twist | 1 | 15 | Bathroom | 237241 | Bathroom | 0.00040077
Wall Mount | Compact Fluorescent |  | Globe | 6 | 11 | Bathroom | 237242 | Bathroom | 0.00040077
Ceiling Fixture | Incandescent |  | Standard A Lamp | 1 | 60 | Bathroom | 237242 | Bathroom | 0.00040077
Table | Compact Fluorescent |  | Twist | 1 | 15 | Bedroom | 237243 | Bedroom | 0.00040077
Table | Incandescent |  | Standard A Lamp | 1 | 40 | Bedroom | 237243 | Bedroom | 0.00040077
Ceiling Fixture | Compact Fluorescent |  | Twist | 2 | 15 | Bedroom | 237244 | Bedroom | 0.00040077
Table | Incandescent |  | Standard A Lamp | 1 | 60 | Bedroom | 237244 | Bedroom | 0.00040077
Ceiling Fan | Compact Fluorescent |  | Twist | 3 | 15 | Family Room | 237245 | Family Room | 0.00040077
Table | Compact Fluorescent |  | Twist | 1 | 22 | Family Room | 237245 | Family Room | 0.00040077
Ceiling Fixture | Compact Fluorescent |  | Twist | 2 | 15 | Kitchen | 237246 | Kitchen | 0.00040077
Ceiling Fixture | Incandescent |  | Standard A Lamp | 1 | 60 | Living Room | 237247 | Living Room | 0.00040077
Table | Compact Fluorescent |  | Twist | 2 | 15 | Living Room | 237247 | Living Room | 0.00040077
Torchiere | Compact Fluorescent |  | Twist | 1 | 15 | Living Room | 237247 | Living Room | 0.00040077
Ceiling Fan | Compact Fluorescent |  | Twist | 1 | 15 | Office | 237248 | Office | 0.00040077
Table | Compact Fluorescent |  | Twist | 1 | 22 | Office | 237248 | Office | 0.00040077
Table | Halogen |  | Quartz Tube | 1 | 30 | Office | 237248 | Office | 0.00040077
Ceiling Fixture | Compact Fluorescent |  | Twist | 2 | 15 | Office | 237248 | Office | 0.00040077
Wall Mount | Incandescent |  | Decorative | 4 | 40 | Bathroom | 237341 | Bathroom | 0.0005169
Ceiling Fixture | Compact Fluorescent |  | Twist | 1 | 15 | Bathroom | 237341 | Bathroom | 0.0005169
Wall Mount | Incandescent |  | Globe | 4 | 40 | Bedroom | 237342 | Bedroom | 0.0005169
Ceiling Fixture | Compact Fluorescent |  | Twist | 1 | 15 | Bedroom | 237342 | Bedroom | 0.0005169
Ceiling Fixture | Compact Fluorescent |  | Twist | 1 | 15 | Bedroom | 237343 | Bedroom | 0.0005169
Ceiling Fixture | Incandescent |  | Standard A Lamp | 2 | 60 | Bedroom | 237344 | Bedroom | 0.0005169
Ceiling Fan | Incandescent |  | Standard A Lamp | 2 | 60 | Master Bedroom | 237345 | Master Bedroom | 0.0005169
Ceiling Fixture | Incandescent |  | Standard A Lamp | 1 | 60 | Closet | 237346 | Closet | 0.0005169
Chandelier (Hanging) | Incandescent |  | Decorative | 4 | 40 | Dining Room | 237347 | Dining Room | 0.0005169
Ceiling Fixture | Compact Fluorescent |  | Twist | 1 | 15 | Hall | 237348 | Hall | 0.0005169
Ceiling Fixture | Compact Fluorescent |  | Twist | 1 | 15 | Garage | 237349 | Garage | 0.0005169
Wall Mount | Halogen |  | MR | 3 | 50 | Garage | 237349 | Garage | 0.0005169
Ceiling Fixture | Compact Fluorescent |  | Twist | 1 | 15 | Kitchen | 2373410 | Kitchen | 0.0005169
Architectural | Halogen |  | MR | 1 | 20 | Kitchen | 2373410 | Kitchen | 0.0005169
Ceiling Fan | Incandescent |  | Standard A Lamp | 1 | 60 | Living Room | 2373411 | Living Room | 0.0005169
Wall Mount | Incandescent |  | Standard A Lamp | 3 | 60 | Bathroom | 237421 | Bathroom | 0.00094081
Recessed Can | Compact Fluorescent |  | Reflector | 1 | 15 | Bathroom | 237421 | Bathroom | 0.00094081
Recessed Can | Incandescent |  | Reflector | 1 | 65 | Dining Room | 237422 | Dining Room | 0.00094081
Recessed Can | Incandescent |  | Reflector | 1 | 65 | Hall | 237423 | Hall | 0.00094081
Recessed Can | Compact Fluorescent |  | Reflector | 1 | 15 | Garage | 237424 | Garage | 0.00094081
Garage door opener | Incandescent |  | Standard A Lamp | 2 | 60 | Garage | 237424 | Garage | 0.00094081
Recessed Can | Incandescent |  | Reflector | 1 | 65 | Kitchen | 237425 | Kitchen | 0.00094081
Recessed Can | Compact Fluorescent |  | Reflector | 1 | 15 | Kitchen | 237425 | Kitchen | 0.00094081
Table | Incandescent |  | Standard A Lamp | 1 | 150 | Kitchen | 237425 | Kitchen | 0.00094081
Ceiling Fixture | Incandescent |  | Standard A Lamp | 2 | 40 | Kitchen | 237425 | Kitchen | 0.00094081
Table | Incandescent |  | Standard A Lamp | 1 | 40 | Kitchen | 237425 | Kitchen | 0.00094081
Ceiling Fan | Incandescent |  | Standard A Lamp | 4 | 60 | Master Bedroom | 237426 | Master Bedroom | 0.00094081
Table | Compact Fluorescent |  | Twist | 1 | 22 | Master Bedroom | 237426 | Master Bedroom | 0.00094081
Recessed Can | Incandescent |  | Reflector | 1 | 65 | Master Bedroom | 237426 | Master Bedroom | 0.00094081
Recessed Can | Compact Fluorescent |  | Reflector | 1 | 15 | Master Bedroom | 237426 | Master Bedroom | 0.00094081
Wall Mount | Incandescent |  | Standard A Lamp | 2 | 40 | Master Bedroom | 237426 | Master Bedroom | 0.00094081
Recessed Can | Compact Fluorescent |  | Reflector | 1 | 15 | Master Bedroom | 237426 | Master Bedroom | 0.00094081
Recessed Can | Incandescent |  | Reflector | 1 | 65 | Master Bedroom | 237426 | Master Bedroom | 0.00094081
Recessed Can | Compact Fluorescent |  | Reflector | 1 | 15 | Master Bedroom | 237426 | Master Bedroom | 0.00094081
Table | Incandescent |  | Decorative | 2 | 40 | Master Bedroom | 237426 | Master Bedroom | 0.00094081
Table | Incandescent |  | Mini base | 1 | 20 | Master Bedroom | 237426 | Master Bedroom | 0.00094081
Table | Incandescent |  | Standard A Lamp | 1 | 60 | Master Bedroom | 237426 | Master Bedroom | 0.00094081
Floor lamp | Halogen |  | Quartz Tube | 1 | 100 | Master Bedroom | 237426 | Master Bedroom | 0.00094081
Table | Incandescent |  | Decorative | 1 | 40 | Master Bedroom | 237426 | Master Bedroom | 0.00094081
Chandelier (Hanging) | Incandescent |  | Standard A Lamp | 12 | 60 | Master Bedroom | 237426 | Master Bedroom | 0.00094081
Recessed Can | Incandescent |  | Reflector | 1 | 65 | Kitchen | 237427 | Kitchen | 0.00094081
Recessed Can | Compact Fluorescent |  | Reflector | 1 | 15 | Bathroom | 237428 | Bathroom | 0.00094081
Table | Incandescent |  | Standard A Lamp | 1 | 40 | Bathroom | 237428 | Bathroom | 0.00094081
Table | Compact Fluorescent |  | Twist | 1 | 15 | Bathroom | 237428 | Bathroom | 0.00094081
Ceiling Fixture | Incandescent |  | Standard A Lamp | 1 | 60 | Bathroom | 237428 | Bathroom | 0.00094081
Recessed Can | Incandescent |  | Reflector | 1 | 65 | Closet | 237429 | Closet | 0.00094081
Recessed Can | Compact Fluorescent |  | Reflector | 1 | 15 | Garage | 2374210 | Garage | 0.00094081
Garage door opener | Incandescent |  | Standard A Lamp | 1 | 60 | Garage | 2374210 | Garage | 0.00094081
Track | Incandescent |  | Reflector | 2 | 25 | Garage | 2374210 | Garage | 0.00094081
Track | Incandescent |  | Reflector | 4 | 25 | Garage | 2374210 | Garage | 0.00094081
Ceiling Fixture | Incandescent |  | Standard A Lamp | 1 | 60 | Garage | 2374210 | Garage | 0.00094081
Table | Incandescent |  | Standard A Lamp | 1 | 40 | Other | 2374211 | Other | 0.00094081
Table | Incandescent |  | Standard A Lamp | 1 | 150 | Other | 2374211 | Other | 0.00094081
Recessed Can | Incandescent |  | Reflector | 1 | 65 | Other | 2374211 | Other | 0.00094081
Recessed Can | Compact Fluorescent |  | Reflector | 1 | 15 | Bathroom | 2374212 | Bathroom | 0.00094081
Wall Mount | Incandescent |  | Standard A Lamp | 1 | 40 | Bathroom | 2374212 | Bathroom | 0.00094081
Recessed Can | Compact Fluorescent |  | Reflector | 1 | 15 | Hall | 2374213 | Hall | 0.00094081
Chandelier (Hanging) | Incandescent |  | Decorative | 12 | 40 | Hall | 2374213 | Hall | 0.00094081
Ceiling Fan | Incandescent |  | Standard A Lamp | 4 | 60 | Hall | 2374213 | Hall | 0.00094081
Chandelier (Hanging) | Incandescent |  | Standard A Lamp | 5 | 60 | Hall | 2374213 | Hall | 0.00094081
Track | Compact Fluorescent |  | Flood | 4 | 22 | Kitchen | 237441 | Kitchen | 0.00047324
Ceiling Fixture | Compact Fluorescent |  | Flood | 1 | 15 | Kitchen | 237441 | Kitchen | 0.00047324
Ceiling Fixture | Incandescent |  | Reflector | 1 | 65 | Kitchen | 237441 | Kitchen | 0.00047324
Recessed Can | Incandescent |  | Reflector | 1 | 75 | Hall | 237442 | Hall | 0.00047324
Ceiling Fixture | Incandescent |  | Reflector | 2 | 65 | Bedroom | 237443 | Bedroom | 0.00047324
Ceiling Fixture | Compact Fluorescent |  | Flood | 1 | 15 | Bedroom | 237443 | Bedroom | 0.00047324
Floor lamp | Incandescent |  | Standard A Lamp | 1 | 100 | Bedroom | 237443 | Bedroom | 0.00047324
Floor lamp | Incandescent |  | Standard A Lamp | 3 | 60 | Bedroom | 237443 | Bedroom | 0.00047324
Ceiling Fixture | Incandescent |  | Standard A Lamp | 3 | 60 | Bedroom | 237444 | Bedroom | 0.00047324
Table | Compact Fluorescent |  | Twist | 1 | 22 | Bedroom | 237444 | Bedroom | 0.00047324
Table | Incandescent |  | Standard A Lamp | 1 | 25 | Bedroom | 237444 | Bedroom | 0.00047324
Wall Mount | Incandescent |  | Globe | 5 | 25 | Bathroom | 237445 | Bathroom | 0.00047324
Ceiling Fixture | Incandescent |  | Standard A Lamp | 1 | 60 | Other | 237446 | Other | 0.00047324
Table | Incandescent |  | Standard A Lamp | 1 | 75 | Other | 237446 | Other | 0.00047324
Ceiling Fixture | Incandescent |  | Standard A Lamp | 1 | 60 | Other | 237447 | Other | 0.00047324
Chandelier (Hanging) | Compact Fluorescent |  | Twist | 5 | 15 | Dining Room | 237448 | Dining Room | 0.00047324
Floor lamp | Incandescent |  | Standard A Lamp | 1 | 100 | Living Room | 237449 | Living Room | 0.00047324
Table | Compact Fluorescent |  | Twist | 1 | 22 | Living Room | 237449 | Living Room | 0.00047324
Chandelier (Hanging) | Incandescent |  | Standard A Lamp | 5 | 60 | Hall | 2374410 | Hall | 0.00047324
Ceiling Fixture | Incandescent |  | Standard A Lamp | 1 | 60 | Hall | 2374410 | Hall | 0.00047324
Ceiling Fixture | Incandescent |  | Standard A Lamp | 1 | 60 | Hall | 2374411 | Hall | 0.00047324
Ceiling Fixture | Compact Fluorescent |  | Twist | 1 | 15 | Laundry Room | 2374412 | Laundry Room | 0.00047324
Ceiling Fan | Compact Fluorescent |  | Decorative | 3 | 22 | Master Bedroom | 2374413 | Master Bedroom | 0.00047324
Table | Incandescent |  | Standard A Lamp | 1 | 40 | Master Bedroom | 2374413 | Master Bedroom | 0.00047324
Table | Compact Fluorescent |  | Globe | 1 | 7 | Master Bedroom | 2374413 | Master Bedroom | 0.00047324
Ceiling Fixture | Compact Fluorescent |  | Twist | 1 | 22 | Closet | 2374414 | Closet | 0.00047324
Wall Mount | Incandescent |  | Globe | 6 | 40 | Bathroom | 2374415 | Bathroom | 0.00047324
Floor lamp | Compact Fluorescent |  | Twist | 1 | 22 | Other | 237461 | Other | 0.002127
Ceiling Fixture | Linear Fluorescent | 48 | T-8 | 3 | 32 | Other | 237461 | Other | 0.002127
Ceiling Fixture | Incandescent |  | Standard A Lamp | 1 | 60 | Bathroom | 237462 | Bathroom | 0.002127
Wall Mount | Incandescent |  | Standard A Lamp | 4 | 60 | Bathroom | 237462 | Bathroom | 0.002127
Recessed Can | Incandescent |  | Reflector | 1 | 65 | Bathroom | 237463 | Bathroom | 0.002127
Wall Mount | Incandescent |  | Standard A Lamp | 2 | 60 | Bathroom | 237463 | Bathroom | 0.002127
Ceiling Fixture | Incandescent |  | Standard A Lamp | 2 | 60 | Bedroom | 237464 | Bedroom | 0.002127
Table | Incandescent |  | Standard A Lamp | 1 | 100 | Bedroom | 237464 | Bedroom | 0.002127
Ceiling Fixture | Incandescent |  | Standard A Lamp | 2 | 60 | Bedroom | 237465 | Bedroom | 0.002127
Ceiling Fixture | Incandescent |  | Standard A Lamp | 3 | 60 | Bedroom | 237466 | Bedroom | 0.002127
Table | Linear Fluorescent | 12 | T-4 | 1 | 27 | Bedroom | 237466 | Bedroom | 0.002127
Ceiling Fixture | Incandescent |  | Standard A Lamp | 2 | 60 | Hall | 237467 | Hall | 0.002127
Recessed Can | Incandescent |  | Globe | 1 | 50 | Kitchen | 237468 | Kitchen | 0.002127
Recessed Can | Incandescent |  | Reflector | 1 | 65 | Kitchen | 237468 | Kitchen | 0.002127
Recessed - other | Incandescent |  | Standard A Lamp | 1 | 40 | Kitchen | 237468 | Kitchen | 0.002127
Ceiling Fixture | Linear Fluorescent | 48 | T-8 | 2 | 32 | Laundry Room | 237469 | Laundry Room | 0.002127
Floor lamp | Compact Fluorescent |  | Twist | 1 | 22 | Living Room | 2374610 | Living Room | 0.002127
Ceiling Fixture | Compact Fluorescent |  | Twist | 1 | 22 | Living Room | 2374610 | Living Room | 0.002127
Ceiling Fixture | Incandescent |  | Standard A Lamp | 1 | 60 | Other | 237561 | Other | 0.00047324
Ceiling Fixture | Incandescent |  | Standard A Lamp | 1 | 60 | Laundry Room | 237562 | Laundry Room | 0.00047324
Ceiling Fixture | Incandescent |  | Standard A Lamp | 1 | 60 | Other | 237563 | Other | 0.00047324
Ceiling Fixture | Incandescent |  | Standard A Lamp | 1 | 100 | Other | 237564 | Other | 0.00047324
Ceiling Fixture | Incandescent |  | Standard A Lamp | 2 | 60 | Living Room | 237565 | Living Room | 0.00047324
Floor lamp | Incandescent |  | Mini base | 5 | 40 | Living Room | 237565 | Living Room | 0.00047324
Table | Incandescent |  | 3-Way Incandescent | 1 | 75 | Living Room | 237565 | Living Room | 0.00047324
Ceiling Fixture | Incandescent |  | Standard A Lamp | 2 | 60 | Bedroom | 237566 | Bedroom | 0.00047324
Table | Halogen |  | Other | 1 | 20 | Bedroom | 237566 | Bedroom | 0.00047324
Ceiling Fan | Incandescent |  | Standard A Lamp | 3 | 60 | Family Room | 237567 | Family Room | 0.00047324
Floor lamp | Incandescent |  | 3-Way Incandescent | 1 | 100 | Family Room | 237567 | Family Room | 0.00047324
Wall Mount | Incandescent |  | Standard A Lamp | 1 | 60 | Hall | 237568 | Hall | 0.00047324
Ceiling Fixture | Incandescent |  | Standard A Lamp | 1 | 40 | Bathroom | 237569 | Bathroom | 0.00047324
Wall Mount | Incandescent |  | Decorative | 2 | 40 | Bathroom | 237569 | Bathroom | 0.00047324
Ceiling Fixture | Incandescent |  | Standard A Lamp | 2 | 60 | Bedroom | 2375610 | Bedroom | 0.00047324
Ceiling Fan | Incandescent |  | Standard A Lamp | 3 | 60 | Dining Room | 2375611 | Dining Room | 0.00047324
Ceiling Fixture | Incandescent |  | Standard A Lamp | 1 | 60 | Kitchen | 2375612 | Kitchen | 0.00047324
Wall Mount | Incandescent |  | Standard A Lamp | 3 | 60 | Bathroom | 237621 | Bathroom | 0.0020539
Ceiling Fan | Incandescent |  | Standard A Lamp | 3 | 60 | Bedroom | 237622 | Bedroom | 0.0020539
Table | Incandescent |  | Standard A Lamp | 2 | 60 | Bedroom | 237622 | Bedroom | 0.0020539
Ceiling Fixture | Linear Fluorescent | 48 | T-8 | 4 | 32 | Kitchen | 237623 | Kitchen | 0.0020539
Ceiling Fixture | Incandescent |  | Standard A Lamp | 1 | 60 | Kitchen | 237623 | Kitchen | 0.0020539
Ceiling Fan | Incandescent |  | Standard A Lamp | 4 | 60 | Kitchen | 237623 | Kitchen | 0.0020539
Ceiling Fan | Incandescent |  | Decorative | 4 | 40 | Living Room | 237624 | Living Room | 0.0020539
Table | Incandescent |  | Standard A Lamp | 1 | 60 | Living Room | 237624 | Living Room | 0.0020539
Ceiling Fixture | Linear Fluorescent | 48 | T-8 | 2 | 32 | Other | 237625 | Other | 0.0020539
Ceiling Fixture | Compact Fluorescent |  | Twist | 1 | 15 | Hall | 237631 | Hall | 0.0005169
Ceiling Fixture | Incandescent |  | Standard A Lamp | 2 | 60 | Master Bedroom | 237632 | Master Bedroom | 0.0005169
Recessed Can | Compact Fluorescent |  | Reflector | 1 | 15 | Master Bedroom | 237632 | Master Bedroom | 0.0005169
Table | Incandescent |  | Standard A Lamp | 1 | 60 | Master Bedroom | 237632 | Master Bedroom | 0.0005169
Table | Compact Fluorescent |  | Twist | 1 | 15 | Master Bedroom | 237632 | Master Bedroom | 0.0005169
Ceiling Fixture | Incandescent |  | Standard A Lamp | 3 | 60 | Hall | 237633 | Hall | 0.0005169
Recessed Can | Compact Fluorescent |  | Reflector | 1 | 15 | Family Room | 237634 | Family Room | 0.0005169
Other | Linear Fluorescent | 24 | T-12 | 1 | 20 | Family Room | 237634 | Family Room | 0.0005169
Recessed Can | Compact Fluorescent |  | Reflector | 1 | 15 | Hall | 237635 | Hall | 0.0005169
Recessed Can | Compact Fluorescent |  | Reflector | 1 | 15 | Bedroom | 237636 | Bedroom | 0.0005169
Table | Incandescent |  | Standard A Lamp | 1 | 60 | Bedroom | 237636 | Bedroom | 0.0005169
Wall Mount | Linear Fluorescent | 24 | T-4 | 1 | 32 | Closet | 237637 | Closet | 0.0005169
Wall Mount | Linear Fluorescent | 48 | T-4 | 1 | 32 | Closet | 237638 | Closet | 0.0005169
Ceiling Fixture | Incandescent |  | Standard A Lamp | 1 | 60 | Other | 237639 | Other | 0.0005169
Ceiling Fixture | Linear Fluorescent | 48 | T-12 | 2 | 40 | Other | 237639 | Other | 0.0005169
Recessed Can | Compact Fluorescent |  | Reflector | 1 | 15 | Hall | 2376310 | Hall | 0.0005169
Ceiling Fixture | Compact Fluorescent |  | Twist | 2 | 15 | Bathroom | 2376311 | Bathroom | 0.0005169
Wall Mount | Compact Fluorescent |  | Twist | 4 | 15 | Bathroom | 2376311 | Bathroom | 0.0005169
Ceiling Fixture | Compact Fluorescent |  | Twist | 1 | 15 | Laundry Room | 2376312 | Laundry Room | 0.0005169
Recessed Can | Compact Fluorescent |  | Reflector | 1 | 15 | Other | 2376313 | Other | 0.0005169
Recessed Can | Compact Fluorescent |  | Reflector | 1 | 15 | Bedroom | 2376314 | Bedroom | 0.0005169
Wall Mount | Linear Fluorescent | 48 | T-4 | 1 | 32 | Closet | 2376315 | Closet | 0.0005169
Ceiling Fan | Incandescent |  | Standard A Lamp | 2 | 60 | Dining Room | 2376316 | Dining Room | 0.0005169
Recessed Can | Compact Fluorescent |  | Reflector | 1 | 15 | Kitchen | 2376317 | Kitchen | 0.0005169
Other | Incandescent |  | Standard A Lamp | 1 | 60 | Kitchen | 2376317 | Kitchen | 0.0005169
Recessed Can | Incandescent |  | Reflector | 1 | 65 | Family Room | 2376318 | Family Room | 0.0005169
Table | Incandescent |  | Standard A Lamp | 2 | 60 | Family Room | 2376318 | Family Room | 0.0005169
Table | Compact Fluorescent |  | Twist | 2 | 15 | Family Room | 2376318 | Family Room | 0.0005169
Ceiling Fixture | Compact Fluorescent |  | Twist | 2 | 15 | Bedroom | 2376319 | Bedroom | 0.0005169
Table | Incandescent |  | Standard A Lamp | 1 | 40 | Bedroom | 2376319 | Bedroom | 0.0005169
Table | Incandescent |  | Standard A Lamp | 1 | 40 | Bedroom | 2376319 | Bedroom | 0.0005169
Ceiling Fixture | Incandescent |  | Standard A Lamp | 2 | 60 | Bathroom | 2376320 | Bathroom | 0.0005169
Wall Mount | Incandescent |  | Standard A Lamp | 4 | 52 | Bathroom | 2376320 | Bathroom | 0.0005169
Recessed Can | Compact Fluorescent |  | Reflector | 1 | 15 | Bathroom | 2376320 | Bathroom | 0.0005169
Wall Mount | Incandescent |  | Standard A Lamp | 4 | 100 | Bathroom | 2376321 | Bathroom | 0.0005169
Recessed Can | Compact Fluorescent |  | Reflector | 1 | 15 | Bathroom | 2376321 | Bathroom | 0.0005169
Ceiling Fixture | Incandescent |  | Standard A Lamp | 2 | 60 | Bathroom | 2376321 | Bathroom | 0.0005169
Recessed Can | Compact Fluorescent |  | Reflector | 1 | 15 | Master Bedroom | 2376322 | Master Bedroom | 0.0005169
Ceiling Fixture | Incandescent |  | Standard A Lamp | 1 | 75 | Other | 237651 | Other | 0.00028447
Ceiling Fixture | Incandescent |  | Decorative | 4 | 40 | Bathroom | 237652 | Bathroom | 0.00028447
Ceiling Fixture | Linear Fluorescent | 48 | T-8 | 2 | 32 | Bathroom | 237652 | Bathroom | 0.00028447
Chandelier (Hanging) | Incandescent |  | Decorative | 6 | 25 | Bathroom | 237652 | Bathroom | 0.00028447
Ceiling Fixture | Incandescent |  | Decorative | 4 | 40 | Bathroom | 237653 | Bathroom | 0.00028447
Ceiling Fixture | Linear Fluorescent | 24 | T-5 | 2 | 20 | Bedroom | 237654 | Bedroom | 0.00028447
Table | Incandescent |  | Decorative | 2 | 40 | Bedroom | 237654 | Bedroom | 0.00028447
Ceiling Fixture | Linear Fluorescent | 48 | T-12 | 2 | 40 | Garage | 237655 | Garage | 0.00028447
Garage door opener | Incandescent |  | Standard A Lamp | 1 | 75 | Garage | 237655 | Garage | 0.00028447
Ceiling Fixture | Compact Fluorescent |  | Twist | 2 | 22 | Office | 237656 | Office | 0.00028447
Table | Compact Fluorescent |  | Twist | 1 | 15 | Office | 237656 | Office | 0.00028447
Chandelier (Hanging) | Incandescent |  | Decorative | 8 | 40 | Dining Room | 237657 | Dining Room | 0.00028447
Ceiling Fixture | Incandescent |  | Standard A Lamp | 1 | 60 | Garage | 237658 | Garage | 0.00028447
Garage door opener | Incandescent |  | Standard A Lamp | 1 | 75 | Garage | 237658 | Garage | 0.00028447
Table | Incandescent |  | Standard A Lamp | 1 | 60 | Hall | 237659 | Hall | 0.00028447
Wall Mount | Incandescent |  | Decorative | 1 | 40 | Hall | 237659 | Hall | 0.00028447
Ceiling Fixture | Compact Fluorescent |  | Globe | 3 | 15 | Kitchen | 2376510 | Kitchen | 0.00028447
Ceiling Fixture | Linear Fluorescent | 24 | T-8 | 1 | 20 | Kitchen | 2376510 | Kitchen | 0.00028447
Ceiling Fixture | Compact Fluorescent |  | Globe | 3 | 15 | Laundry Room | 2376511 | Laundry Room | 0.00028447
Chandelier (Hanging) | Incandescent |  | Decorative | 8 | 40 | Living Room | 2376512 | Living Room | 0.00028447
Floor lamp | Incandescent |  | Standard A Lamp | 1 | 100 | Living Room | 2376512 | Living Room | 0.00028447
Chandelier (Hanging) | Incandescent |  | Decorative | 3 | 25 | Bathroom | 2376513 | Bathroom | 0.00028447
Ceiling Fixture | Linear Fluorescent | 36 | T-8 | 2 | 32 | Bathroom | 2376513 | Bathroom | 0.00028447
Chandelier (Hanging) | Incandescent |  | Decorative | 6 | 40 | Master Bedroom | 2376514 | Master Bedroom | 0.00028447
Table | Incandescent |  | Decorative | 3 | 40 | Master Bedroom | 2376514 | Master Bedroom | 0.00028447
Chandelier (Hanging) | Incandescent |  | Decorative | 5 | 40 | Office | 2376515 | Office | 0.00028447
Table | Incandescent |  | Standard A Lamp | 1 | 60 | Office | 2376515 | Office | 0.00028447
Ceiling Fixture | Linear Fluorescent | 48 | T-12 | 2 | 32 | Other | 2376516 | Other | 0.00028447
Garage door opener | Incandescent |  | Standard A Lamp | 1 | 75 | Other | 2376516 | Other | 0.00028447
Table | Incandescent |  | Standard A Lamp | 1 | 65 | Living Room | 237881 | Living Room | 0.00029634
Wall Mount | Incandescent |  | Standard A Lamp | 1 | 40 | Bathroom | 237882 | Bathroom | 0.00029634
Table | Incandescent |  | Decorative | 1 | 40 | Bedroom | 237883 | Bedroom | 0.00029634
Ceiling Fixture | Incandescent |  | Standard A Lamp | 1 | 40 | Dining Room | 237884 | Dining Room | 0.00029634
Floor lamp | Compact Fluorescent |  | Twist | 1 | 15 | Dining Room | 237884 | Dining Room | 0.00029634
Table | Incandescent |  | Standard A Lamp | 1 | 25 | Bedroom | 237885 | Bedroom | 0.00029634
Ceiling Fixture | Incandescent |  | Standard A Lamp | 1 | 40 | Kitchen | 237886 | Kitchen | 0.00029634
Ceiling Fixture | Incandescent |  | Standard A Lamp | 2 | 40 | Bathroom | 237911 | Bathroom | 0.00047324
Ceiling Fixture | Compact Fluorescent |  | Twist | 2 | 22 | Bedroom | 237912 | Bedroom | 0.00047324
Ceiling Fixture | Compact Fluorescent |  | Twist | 2 | 22 | Bedroom | 237913 | Bedroom | 0.00047324
Ceiling Fixture | Compact Fluorescent |  | Twist | 3 | 15 | Family Room | 237914 | Family Room | 0.00047324
Floor lamp | Incandescent |  | 3-Way Incandescent | 1 | 75 | Family Room | 237914 | Family Room | 0.00047324
Table | Incandescent |  | 3-Way Incandescent | 1 | 75 | Family Room | 237914 | Family Room | 0.00047324
Floor lamp | Compact Fluorescent |  | Straight Tube | 1 | 36 | Family Room | 237914 | Family Room | 0.00047324
Ceiling Fixture | Compact Fluorescent |  | Twist | 1 | 22 | Garage | 237915 | Garage | 0.00047324
Garage door opener | Compact Fluorescent |  | Twist | 1 | 22 | Garage | 237915 | Garage | 0.00047324
Recessed Can | Compact Fluorescent |  | Straight Tube | 1 | 15 | Hall | 237916 | Hall | 0.00047324
Ceiling Fixture | Incandescent |  | Standard A Lamp | 1 | 60 | Hall | 237917 | Hall | 0.00047324
Ceiling Fixture | Incandescent |  | Standard A Lamp | 3 | 60 | Kitchen | 237918 | Kitchen | 0.00047324
Ceiling Fixture | Linear Fluorescent | 48 | T-12 | 1 | 40 | Kitchen | 237918 | Kitchen | 0.00047324
Ceiling Fixture | Incandescent |  | Standard A Lamp | 5 | 60 | Kitchen | 237918 | Kitchen | 0.00047324
Ceiling Fixture | Incandescent |  | Standard A Lamp | 2 | 60 | Laundry Room | 237919 | Laundry Room | 0.00047324
Ceiling Fan | Compact Fluorescent |  | Twist | 3 | 22 | Living Room | 2379110 | Living Room | 0.00047324
Ceiling Fixture | Incandescent |  | Standard A Lamp | 1 | 60 | Living Room | 2379110 | Living Room | 0.00047324
Floor lamp | Incandescent |  | Standard A Lamp | 3 | 60 | Living Room | 2379110 | Living Room | 0.00047324
Ceiling Fixture | Incandescent |  | Standard A Lamp | 1 | 60 | Bathroom | 2379111 | Bathroom | 0.00047324
Ceiling Fixture | Incandescent |  | Standard A Lamp | 2 | 60 | Master Bedroom | 2379112 | Master Bedroom | 0.00047324
Wall Mount | Compact Fluorescent |  | Twist | 1 | 22 | Master Bedroom | 2379112 | Master Bedroom | 0.00047324
Ceiling Fixture | Compact Fluorescent |  | Twist | 1 | 22 | Closet | 2379113 | Closet | 0.00047324
Ceiling Fixture | Compact Fluorescent |  | Straight Tube | 2 | 15 | Office | 2379114 | Office | 0.00047324
Ceiling Fixture | Compact Fluorescent |  | Twist | 2 | 22 | Bedroom | 2379115 | Bedroom | 0.00047324
Ceiling Fixture | Compact Fluorescent |  | Twist | 1 | 22 | Other | 2379116 | Other | 0.00047324
Table | Compact Fluorescent |  | Twist | 1 | 15 | Bedroom | 238131 | Bedroom | 0.00047324
Ceiling Fixture | Compact Fluorescent |  | Twist | 1 | 22 | Bedroom | 238131 | Bedroom | 0.00047324
Chandelier (Hanging) | Incandescent |  | Standard A Lamp | 1 | 60 | Bedroom | 238131 | Bedroom | 0.00047324
Ceiling Fixture | Compact Fluorescent |  | Twist | 1 | 15 | Living Room | 238132 | Living Room | 0.00047324
Ceiling Fixture | Compact Fluorescent |  | A shape bulb | 1 | 15 | Living Room | 238132 | Living Room | 0.00047324
Table | Compact Fluorescent |  | Twist | 1 | 28 | Living Room | 238132 | Living Room | 0.00047324
Ceiling Fan | Compact Fluorescent |  | Twist | 1 | 15 | Bedroom | 238133 | Bedroom | 0.00047324
Ceiling Fixture | Compact Fluorescent |  | Twist | 1 | 15 | Hall | 238134 | Hall | 0.00047324
Chandelier (Hanging) | Compact Fluorescent |  | Twist | 1 | 15 | Family Room | 238135 | Family Room | 0.00047324
Ceiling Fixture | Compact Fluorescent |  | A shape bulb | 2 | 15 | Family Room | 238135 | Family Room | 0.00047324
Ceiling Fixture | Incandescent |  | Globe | 2 | 60 | Other | 238136 | Other | 0.00047324
Wall Mount | Compact Fluorescent |  | Twist | 4 | 15 | Bathroom | 238137 | Bathroom | 0.00047324
Wall Mount | Incandescent |  | Globe | 2 | 60 | Bathroom | 238137 | Bathroom | 0.00047324
Ceiling Fixture | Linear Fluorescent | 48 | T-12 | 2 | 40 | Bedroom | 238138 | Bedroom | 0.00047324
Ceiling Fixture | Compact Fluorescent |  | Twist | 1 | 15 | Hall | 238139 | Hall | 0.00047324
Ceiling Fixture | Incandescent |  | Standard A Lamp | 1 | 60 | Bedroom | 2381310 | Bedroom | 0.00047324
Wall Mount | Incandescent |  | Standard A Lamp | 2 | 60 | Bathroom | 2381311 | Bathroom | 0.00047324
Ceiling Fixture | Incandescent |  | Standard A Lamp | 1 | 60 | Bathroom | 2381311 | Bathroom | 0.00047324
Ceiling Fan | Compact Fluorescent |  | Twist | 3 | 15 | Kitchen | 2381312 | Kitchen | 0.00047324
Chandelier (Hanging) | Compact Fluorescent |  | Twist | 5 | 22 | Kitchen | 2381312 | Kitchen | 0.00047324
Ceiling Fixture | Linear Fluorescent | 48 | T-8 | 2 | 32 | Kitchen | 2381312 | Kitchen | 0.00047324
Architectural | Compact Fluorescent |  | A shape bulb | 1 | 15 | Kitchen | 2381312 | Kitchen | 0.00047324
Floor lamp | Compact Fluorescent |  | Twist | 2 | 15 | Living Room | 2381313 | Living Room | 0.00047324
Floor lamp | Compact Fluorescent |  | A shape bulb | 3 | 15 | Family Room | 2381314 | Family Room | 0.00047324
Ceiling Fixture | Linear Fluorescent | 48 | T-12 | 2 | 40 | Other | 2381315 | Other | 0.00047324
Ceiling Fixture | Compact Fluorescent |  | Twist | 1 | 15 | Bedroom | 2381316 | Bedroom | 0.00047324
Ceiling Fixture | Compact Fluorescent |  | Twist | 3 | 28 | Other | 238241 | Other | 0.00028447
Wall Mount | Incandescent |  | Globe | 5 | 60 | Bathroom | 238242 | Bathroom | 0.00028447
Ceiling Fixture | Incandescent |  | Standard A Lamp | 1 | 40 | Bathroom | 238242 | Bathroom | 0.00028447
Wall Mount | Incandescent |  | Globe | 5 | 60 | Bathroom | 238243 | Bathroom | 0.00028447
Ceiling Fixture | Incandescent |  | Standard A Lamp | 1 | 60 | Bathroom | 238243 | Bathroom | 0.00028447
Wall Mount | Incandescent |  | Globe | 5 | 60 | Bathroom | 238244 | Bathroom | 0.00028447
Ceiling Fixture | Incandescent |  | Standard A Lamp | 1 | 40 | Bathroom | 238244 | Bathroom | 0.00028447
Ceiling Fixture | Incandescent |  | Standard A Lamp | 3 | 60 | Bedroom | 238245 | Bedroom | 0.00028447
Table | Incandescent |  | Standard A Lamp | 1 | 40 | Bedroom | 238245 | Bedroom | 0.00028447
Ceiling Fixture | Incandescent |  | Standard A Lamp | 2 | 40 | Bedroom | 238246 | Bedroom | 0.00028447
Ceiling Fixture | Incandescent |  | Standard A Lamp | 3 | 60 | Bedroom | 238247 | Bedroom | 0.00028447
Ceiling Fixture | Incandescent |  | Standard A Lamp | 1 | 40 | Closet | 238248 | Closet | 0.00028447
Chandelier (Hanging) | Incandescent |  | Mini base | 2 | 40 | Dining Room | 238249 | Dining Room | 0.00028447
Ceiling Fixture | Incandescent |  | Standard A Lamp | 2 | 65 | Hall | 2382410 | Hall | 0.00028447
Recessed Can | Incandescent |  | Reflector | 1 | 65 | Kitchen | 2382411 | Kitchen | 0.00028447
Recessed Can | Incandescent |  | Reflector | 1 | 65 | Living Room | 2382412 | Living Room | 0.00028447
Ceiling Fan | Incandescent |  | Standard A Lamp | 4 | 60 | Living Room | 2382412 | Living Room | 0.00028447
Torchiere | Incandescent |  | 3-Way Incandescent | 1 | 75 | Living Room | 2382412 | Living Room | 0.00028447
Table | Incandescent |  | Standard A Lamp | 1 | 60 | Living Room | 2382412 | Living Room | 0.00028447
Chandelier (Hanging) | Incandescent |  | Decorative | 3 | 40 | Master Bedroom | 2382413 | Master Bedroom | 0.00028447
Table | Incandescent |  | Standard A Lamp | 1 | 40 | Master Bedroom | 2382413 | Master Bedroom | 0.00028447
Wall Mount | Other |  | Metal Halide | 1 | 250 | Other | 238301 | Other | 0.00040077
Ceiling Fixture | Linear Fluorescent | 48 | T-12 | 2 | 40 | Other | 238301 | Other | 0.00040077
Ceiling Fixture | Incandescent |  | Standard A Lamp | 1 | 60 | Other | 238301 | Other | 0.00040077
Ceiling Fixture | Incandescent |  | Standard A Lamp | 1 | 100 | Other | 238301 | Other | 0.00040077
Wall Mount | Incandescent |  | Standard A Lamp | 1 | 60 | Bedroom | 238302 | Bedroom | 0.00040077
Table | Incandescent |  | Standard A Lamp | 1 | 25 | Bedroom | 238302 | Bedroom | 0.00040077
Chandelier (Hanging) | Incandescent |  | Standard A Lamp | 2 | 60 | Bathroom | 238303 | Bathroom | 0.00040077
Ceiling Fixture | Incandescent |  | Standard A Lamp | 1 | 60 | Closet | 238304 | Closet | 0.00040077
Ceiling Fixture | Incandescent |  | Standard A Lamp | 1 | 60 | Hall | 238305 | Hall | 0.00040077
Table | Incandescent |  | Standard A Lamp | 1 | 100 | Family Room | 238306 | Family Room | 0.00040077
Floor lamp | Incandescent |  | Globe | 1 | 60 | Family Room | 238306 | Family Room | 0.00040077
Ceiling Fixture | Linear Fluorescent | 48 | T-12 | 2 | 40 | Other | 238307 | Other | 0.00040077
Ceiling Fixture | Incandescent |  | Standard A Lamp | 1 | 60 | Hall | 238308 | Hall | 0.00040077
Ceiling Fixture | Linear Fluorescent | 48 | T-8 | 2 | 32 | Kitchen | 238309 | Kitchen | 0.00040077
Recessed Can | Incandescent |  | Reflector | 1 | 65 | Kitchen | 238309 | Kitchen | 0.00040077
Ceiling Fixture | Linear Fluorescent | 48 | T-8 | 1 | 32 | Laundry Room | 2383010 | Laundry Room | 0.00040077
Table | Compact Fluorescent |  | Twist | 1 | 22 | Living Room | 2383011 | Living Room | 0.00040077
Chandelier (Hanging) | Incandescent |  | Standard A Lamp | 1 | 60 | Living Room | 2383011 | Living Room | 0.00040077
Table | Incandescent |  | Standard A Lamp | 1 | 60 | Master Bedroom | 2383012 | Master Bedroom | 0.00040077
Wall Mount | Incandescent |  | Standard A Lamp | 1 | 60 | Master Bedroom | 2383012 | Master Bedroom | 0.00040077
Ceiling Fixture | Incandescent |  | Standard A Lamp | 1 | 60 | Bathroom | 2383013 | Bathroom | 0.00040077
Chandelier (Hanging) | Incandescent |  | Standard A Lamp | 2 | 60 | Bathroom | 2383013 | Bathroom | 0.00040077
Ceiling Fixture | Incandescent |  | Standard A Lamp | 1 | 60 | Family Room | 2383014 | Family Room | 0.00040077
Table | Incandescent |  | Standard A Lamp | 1 | 75 | Family Room | 2383014 | Family Room | 0.00040077
Floor lamp | Compact Fluorescent |  | Straight Tube | 1 | 28 | Family Room | 2383014 | Family Room | 0.00040077
Floor lamp | Incandescent |  | Standard A Lamp | 1 | 75 | Family Room | 2383014 | Family Room | 0.00040077
Wall Mount | Incandescent |  | Standard A Lamp | 2 | 60 | Office | 2383015 | Office | 0.00040077
Wall Mount | Incandescent |  | Standard A Lamp | 1 | 60 | Office | 2383015 | Office | 0.00040077
Recessed Can | Compact Fluorescent |  | Reflector | 1 | 22 | Family Room | 238351 | Family Room | 0.0020539
Wall Mount | Compact Fluorescent |  | Pin base | 1 | 22 | Hall | 238352 | Hall | 0.0020539
Chandelier (Hanging) | Compact Fluorescent |  | Twist | 1 | 28 | Dining Room | 238353 | Dining Room | 0.0020539
Wall Mount | Compact Fluorescent |  | Twist | 1 | 22 | Bathroom | 238354 | Bathroom | 0.0020539
Ceiling Fixture | Compact Fluorescent |  | Globe | 3 | 22 | Other | 238355 | Other | 0.0020539
Recessed Can | Compact Fluorescent |  | Reflector | 1 | 22 | Kitchen | 238356 | Kitchen | 0.0020539
Ceiling Fixture | Linear Fluorescent | 48 | T-12 | 2 | 32 | Laundry Room | 238357 | Laundry Room | 0.0020539
Chandelier (Hanging) | Incandescent |  | Decorative | 5 | 40 | Living Room | 238358 | Living Room | 0.0020539
Table | Incandescent |  | Standard A Lamp | 1 | 60 | Living Room | 238358 | Living Room | 0.0020539
Table | Halogen |  | MR | 1 | 30 | Living Room | 238358 | Living Room | 0.0020539
Ceiling Fixture | Compact Fluorescent |  | Circline (Screw Base) | 1 | 28 | Master Bedroom | 238359 | Master Bedroom | 0.0020539
Wall Mount | Compact Fluorescent |  | Twist | 1 | 22 | Master Bedroom | 238359 | Master Bedroom | 0.0020539
Table | Other |  | LED Interior | 4 | 40 | Master Bedroom | 238359 | Master Bedroom | 0.0020539
Recessed Can | Halogen |  | PAR | 1 | 30 | Bathroom | 2383510 | Bathroom | 0.0020539
Wall Mount | Incandescent |  | Standard A Lamp | 1 | 60 | Closet | 2383511 | Closet | 0.0020539
Ceiling Fixture | Compact Fluorescent |  | Twist | 2 | 22 | Office | 2383512 | Office | 0.0020539
Track | Incandescent |  | Reflector | 3 | 75 | Bedroom | 2383513 | Bedroom | 0.0020539
Table | Compact Fluorescent |  | Pin base | 1 | 15 | Bedroom | 2383513 | Bedroom | 0.0020539
Recessed Can | Compact Fluorescent |  | Reflector | 1 | 22 | Bedroom | 2383514 | Bedroom | 0.0020539
Chandelier (Hanging) | Incandescent |  | Standard A Lamp | 1 | 100 | Hall | 2383515 | Hall | 0.0020539
Ceiling Fixture | Incandescent |  | Standard A Lamp | 1 | 100 | Other | 238401 | Other | 0.00028447
Ceiling Fixture | Linear Fluorescent | 48 | T-5 | 2 | 40 | Other | 238401 | Other | 0.00028447
Ceiling Fixture | Compact Fluorescent |  | Twist | 2 | 15 | Bathroom | 238402 | Bathroom | 0.00028447
Wall Mount | Compact Fluorescent |  | Twist | 3 | 15 | Bathroom | 238402 | Bathroom | 0.00028447
Track | Compact Fluorescent |  | Twist | 4 | 15 | Bathroom | 238403 | Bathroom | 0.00028447
Ceiling Fixture | Incandescent |  | Standard A Lamp | 2 | 60 | Bedroom | 238404 | Bedroom | 0.00028447
Ceiling Fan | Compact Fluorescent |  | Twist | 3 | 15 | Other | 238405 | Other | 0.00028447
Ceiling Fixture | Compact Fluorescent |  | Twist | 2 | 15 | Other | 238405 | Other | 0.00028447
Recessed Can | Compact Fluorescent |  | Twist | 1 | 15 | Other | 238405 | Other | 0.00028447
Wall Mount | Compact Fluorescent |  | Twist | 3 | 28 | Garage | 238406 | Garage | 0.00028447
Ceiling Fixture | Compact Fluorescent |  | Twist | 1 | 15 | Hall | 238407 | Hall | 0.00028447
Ceiling Fixture | Compact Fluorescent |  | Twist | 2 | 15 | Hall | 238408 | Hall | 0.00028447
Ceiling Fixture | Compact Fluorescent |  | Twist | 3 | 15 | Kitchen | 238409 | Kitchen | 0.00028447
Track | Incandescent |  | Standard A Lamp | 2 | 65 | Kitchen | 238409 | Kitchen | 0.00028447
Ceiling Fan | Compact Fluorescent |  | Twist | 2 | 15 | Living Room | 2384010 | Living Room | 0.00028447
Table | Compact Fluorescent |  | Twist | 1 | 15 | Living Room | 2384010 | Living Room | 0.00028447
Table | Incandescent |  | Standard A Lamp | 1 | 60 | Bedroom | 2384011 | Bedroom | 0.00028447
Ceiling Fixture | Incandescent |  | Standard A Lamp | 2 | 60 | Family Room | 2384012 | Family Room | 0.00028447
Ceiling Fan | Compact Fluorescent |  | Twist | 2 | 15 | Master Bedroom | 2384013 | Master Bedroom | 0.00028447
Table | Compact Fluorescent |  | Twist | 1 | 15 | Master Bedroom | 2384013 | Master Bedroom | 0.00028447
Ceiling Fixture | Incandescent |  | Standard A Lamp | 2 | 15 | Bathroom | 238461 | Bathroom | 0.00028447
Wall Mount | Incandescent |  | Standard A Lamp | 3 | 65 | Bathroom | 238461 | Bathroom | 0.00028447
Ceiling Fixture | Incandescent |  | Standard A Lamp | 2 | 60 | Bedroom | 238462 | Bedroom | 0.00028447
Table | Incandescent |  | Standard A Lamp | 1 | 60 | Bedroom | 238462 | Bedroom | 0.00028447
Ceiling Fixture | Incandescent |  | Standard A Lamp | 2 | 60 | Bedroom | 238463 | Bedroom | 0.00028447
Table | Incandescent |  | Standard A Lamp | 1 | 60 | Bedroom | 238463 | Bedroom | 0.00028447
Ceiling Fixture | Compact Fluorescent |  | Twist | 2 | 15 | Other | 238464 | Other | 0.00028447
Garage door opener | Incandescent |  | Standard A Lamp | 1 | 60 | Garage | 238465 | Garage | 0.00028447
Ceiling Fixture | Incandescent |  | Standard A Lamp | 1 | 60 | Garage | 238465 | Garage | 0.00028447
Ceiling Fixture | Compact Fluorescent |  | Twist | 2 | 15 | Kitchen | 238466 | Kitchen | 0.00028447
Recessed Can | Compact Fluorescent |  | Twist | 2 | 15 | Kitchen | 238466 | Kitchen | 0.00028447
Chandelier (Hanging) | Incandescent |  | Globe | 3 | 60 | Kitchen | 238466 | Kitchen | 0.00028447
Ceiling Fixture | Compact Fluorescent |  | Twist | 2 | 15 | Living Room | 238467 | Living Room | 0.00028447
Table | Incandescent |  | Standard A Lamp | 2 | 100 | Living Room | 238467 | Living Room | 0.00028447
Wall Mount | Compact Fluorescent |  | Twist | 5 | 7 | Bedroom | 238471 | Bedroom | 0.0005169
Ceiling Fixture | Incandescent |  | Standard A Lamp | 1 | 60 | Bedroom | 238471 | Bedroom | 0.0005169
Ceiling Fixture | Incandescent |  | Standard A Lamp | 2 | 60 | Master Bedroom | 238472 | Master Bedroom | 0.0005169
Table | Incandescent |  | Decorative | 1 | 60 | Master Bedroom | 238472 | Master Bedroom | 0.0005169
Ceiling Fixture | Incandescent |  | Standard A Lamp | 2 | 60 | Bedroom | 238473 | Bedroom | 0.0005169
Chandelier (Hanging) | Incandescent |  | Standard A Lamp | 5 | 100 | Dining Room | 238474 | Dining Room | 0.0005169
Torchiere | Incandescent |  | Standard A Lamp | 1 | 100 | Family Room | 238475 | Family Room | 0.0005169
Floor lamp | Incandescent |  | 3-Way Incandescent | 1 | 150 | Family Room | 238475 | Family Room | 0.0005169
Ceiling Fixture | Linear Fluorescent | 48 | T-12 | 2 | 32 | Garage | 238476 | Garage | 0.0005169
Exterior | Halogen |  | PAR | 2 | 100 | Garage | 238476 | Garage | 0.0005169
Ceiling Fixture | Incandescent |  | Standard A Lamp | 2 | 60 | Hall | 238477 | Hall | 0.0005169
Ceiling Fixture | Incandescent |  | Standard A Lamp | 1 | 60 | Kitchen | 238478 | Kitchen | 0.0005169
Ceiling Fixture | Halogen |  | MR | 3 | 20 | Kitchen | 238478 | Kitchen | 0.0005169
Ceiling Fixture | Incandescent |  | Standard A Lamp | 1 | 60 | Laundry Room | 238479 | Laundry Room | 0.0005169
Table | Compact Fluorescent |  | Twist | 1 | 15 | Living Room | 2384710 | Living Room | 0.0005169
Table | Incandescent |  | Standard A Lamp | 2 | 60 | Living Room | 2384710 | Living Room | 0.0005169
Table | Incandescent |  | 3-Way Incandescent | 1 | 150 | Living Room | 2384710 | Living Room | 0.0005169
Wall Mount | Compact Fluorescent |  | Twist | 3 | 15 | Bathroom | 2384711 | Bathroom | 0.0005169
Ceiling Fixture | Incandescent |  | Standard A Lamp | 2 | 60 | Master Bedroom | 2384712 | Master Bedroom | 0.0005169
Wall Mount | Incandescent |  | Standard A Lamp | 4 | 60 | Bathroom | 238571 | Bathroom | 0.00028447
Ceiling Fixture | Incandescent |  | Standard A Lamp | 2 | 60 | Bedroom | 238572 | Bedroom | 0.00028447
Ceiling Fixture | Incandescent |  | Standard A Lamp | 2 | 60 | Bedroom | 238573 | Bedroom | 0.00028447
Ceiling Fan | Incandescent |  | Standard A Lamp | 1 | 60 | Bedroom | 238574 | Bedroom | 0.00028447
Table | Incandescent |  | Standard A Lamp | 1 | 60 | Bedroom | 238574 | Bedroom | 0.00028447
Ceiling Fixture | Incandescent |  | Standard A Lamp | 1 | 60 | Other | 238575 | Other | 0.00028447
Chandelier (Hanging) | Incandescent |  | Clear | 3 | 40 | Dining Room | 238576 | Dining Room | 0.00028447
Chandelier (Hanging) | Incandescent |  | Clear | 1 | 40 | Dining Room | 238576 | Dining Room | 0.00028447
Ceiling Fixture | Incandescent |  | Standard A Lamp | 2 | 60 | Hall | 238577 | Hall | 0.00028447
Ceiling Fixture | Linear Fluorescent | 48 | T-12 | 2 | 32 | Kitchen | 238578 | Kitchen | 0.00028447
Ceiling Fixture | Incandescent |  | Standard A Lamp | 1 | 60 | Kitchen | 238578 | Kitchen | 0.00028447
Ceiling Fixture | Linear Fluorescent | 48 | T-12 | 4 | 32 | Laundry Room | 238579 | Laundry Room | 0.00028447
Ceiling Fan | Incandescent |  | Standard A Lamp | 4 | 40 | Living Room | 2385710 | Living Room | 0.00028447
Floor lamp | Incandescent |  | Standard A Lamp | 3 | 40 | Living Room | 2385710 | Living Room | 0.00028447
Wall Mount | Incandescent |  | Globe | 1 | 40 | Living Room | 2385710 | Living Room | 0.00028447
Wall Mount | Incandescent |  | Standard A Lamp | 3 | 60 | Bathroom | 2385711 | Bathroom | 0.00028447
Wall Mount | Incandescent |  | Standard A Lamp | 1 | 60 | Bathroom | 2385711 | Bathroom | 0.00028447
Ceiling Fixture | Incandescent |  | Standard A Lamp | 2 | 60 | Master Bedroom | 2385712 | Master Bedroom | 0.00028447
Ceiling Fan | Incandescent |  | Standard A Lamp | 4 | 40 | Master Bedroom | 2385712 | Master Bedroom | 0.00028447
Table | Incandescent |  | Clear | 1 | 20 | Master Bedroom | 2385712 | Master Bedroom | 0.00028447
Table | Incandescent |  | Decorative | 3 | 15 | Master Bedroom | 2385712 | Master Bedroom | 0.00028447
Ceiling Fixture | Linear Fluorescent | 48 | T-12 | 2 | 32 | Office | 2385713 | Office | 0.00028447
Ceiling Fixture | Incandescent |  | Standard A Lamp | 1 | 60 | Other | 2385714 | Other | 0.00028447
Ceiling Fixture | Compact Fluorescent |  | Twist | 1 | 15 | Other | 238591 | Other | 0.00052955
Ceiling Fixture | Incandescent |  | Standard A Lamp | 1 | 60 | Other | 238591 | Other | 0.00052955
Wall Mount | Compact Fluorescent |  | Twist | 2 | 15 | Other | 238591 | Other | 0.00052955
Wall Mount | Linear Fluorescent | 16 | T-4 | 1 | 20 | Bathroom | 238592 | Bathroom | 0.00052955
Ceiling Fixture | Incandescent |  | Standard A Lamp | 1 | 60 | Bathroom | 238592 | Bathroom | 0.00052955
Ceiling Fixture | Incandescent |  | Standard A Lamp | 2 | 60 | Bedroom | 238593 | Bedroom | 0.00052955
Table | Compact Fluorescent |  | Twist | 1 | 15 | Bedroom | 238593 | Bedroom | 0.00052955
Ceiling Fixture | Incandescent |  | Standard A Lamp | 2 | 60 | Bedroom | 238594 | Bedroom | 0.00052955
Chandelier (Hanging) | Incandescent |  | Standard A Lamp | 1 | 60 | Bedroom | 238594 | Bedroom | 0.00052955
Table | Incandescent |  | Decorative | 1 | 40 | Bedroom | 238594 | Bedroom | 0.00052955
Chandelier (Hanging) | Incandescent |  | Decorative | 3 | 40 | Dining Room | 238595 | Dining Room | 0.00052955
Wall Mount | Incandescent |  | Standard A Lamp | 1 | 60 | Family Room | 238596 | Family Room | 0.00052955
Floor lamp | Incandescent |  | Standard A Lamp | 1 | 100 | Family Room | 238596 | Family Room | 0.00052955
Floor lamp | Compact Fluorescent |  | Twist | 1 | 15 | Family Room | 238596 | Family Room | 0.00052955
Ceiling Fixture | Compact Fluorescent |  | A shape bulb | 1 | 22 | Garage | 238597 | Garage | 0.00052955
Ceiling Fixture | Compact Fluorescent |  | Pin base | 1 | 22 | Hall | 238598 | Hall | 0.00052955
Ceiling Fixture | Incandescent |  | Standard A Lamp | 2 | 60 | Kitchen | 238599 | Kitchen | 0.00052955
Ceiling Fixture | Incandescent |  | Standard A Lamp | 1 | 40 | Kitchen | 238599 | Kitchen | 0.00052955
Ceiling Fixture | Compact Fluorescent |  | Twist | 1 | 15 | Kitchen | 238599 | Kitchen | 0.00052955
Ceiling Fixture | Incandescent |  | Standard A Lamp | 1 | 100 | Bathroom | 238601 | Bathroom | 0.0004784
Chandelier (Hanging) | Incandescent |  | Standard A Lamp | 1 | 60 | Bathroom | 238602 | Bathroom | 0.0004784
Recessed Can | Incandescent |  | Reflector | 2 | 65 | Bathroom | 238602 | Bathroom | 0.0004784
Recessed Can | Incandescent |  | Reflector | 1 | 65 | Bedroom | 238603 | Bedroom | 0.0004784
Recessed Can | Incandescent |  | Reflector | 1 | 65 | Bedroom | 238604 | Bedroom | 0.0004784
Recessed Can | Incandescent |  | Reflector | 2 | 65 | Dining Room | 238605 | Dining Room | 0.0004784
Garage door opener | Incandescent |  | Standard A Lamp | 2 | 100 | Garage | 238606 | Garage | 0.0004784
Ceiling Fixture | Incandescent |  | Standard A Lamp | 1 | 100 | Garage | 238606 | Garage | 0.0004784
Recessed - other | Incandescent |  | Reflector | 1 | 65 | Hall | 238607 | Hall | 0.0004784
Recessed Can | Incandescent |  | Reflector | 1 | 65 | Hall | 238608 | Hall | 0.0004784
Ceiling Fixture | Incandescent |  | Globe | 1 | 60 | Kitchen | 238609 | Kitchen | 0.0004784
Recessed Can | Compact Fluorescent |  | Reflector | 1 | 14 | Kitchen | 238609 | Kitchen | 0.0004784
Chandelier (Hanging) | Incandescent |  | Standard A Lamp | 3 | 100 | Kitchen | 238609 | Kitchen | 0.0004784
Recessed Can | Incandescent |  | Reflector | 1 | 65 | Laundry Room | 2386010 | Laundry Room | 0.0004784
Ceiling Fan | Incandescent |  | Standard A Lamp | 2 | 60 | Living Room | 2386011 | Living Room | 0.0004784
Recessed Can | Incandescent |  | Reflector | 1 | 65 | Bathroom | 2386012 | Bathroom | 0.0004784
Ceiling Fixture | Incandescent |  | Standard A Lamp | 3 | 60 | Bathroom | 2386012 | Bathroom | 0.0004784
Recessed Can | Incandescent |  | Reflector | 1 | 60 | Master Bedroom | 2386013 | Master Bedroom | 0.0004784
Wall Mount | Incandescent |  | Decorative | 2 | 40 | Master Bedroom | 2386013 | Master Bedroom | 0.0004784
Ceiling Fixture | Linear Fluorescent | 48 | T-8 | 2 | 32 | Closet | 2386014 | Closet | 0.0004784
Recessed Can | Incandescent |  | Reflector | 2 | 65 | Other | 2386015 | Other | 0.0004784
Wall Mount | Incandescent |  | Standard A Lamp | 2 | 75 | Other | 2386015 | Other | 0.0004784
Table | Incandescent |  | Standard A Lamp | 1 | 60 | Other | 2386015 | Other | 0.0004784
Table | Compact Fluorescent |  | Twist | 1 | 15 | Other | 2386015 | Other | 0.0004784
Ceiling Fixture | Linear Fluorescent | 48 | T-8 | 2 | 40 | Other | 2386016 | Other | 0.0004784
Ceiling Fixture | Incandescent |  | Standard A Lamp | 1 | 25 | Other | 238701 | Other | 0.00052955
Ceiling Fixture | Incandescent |  | Standard A Lamp | 1 | 40 | Bathroom | 238702 | Bathroom | 0.00052955
Wall Mount | Incandescent |  | Standard A Lamp | 1 | 60 | Bathroom | 238702 | Bathroom | 0.00052955
Ceiling Fixture | Compact Fluorescent |  | Twist | 1 | 22 | Bedroom | 238703 | Bedroom | 0.00052955
Ceiling Fixture | Compact Fluorescent |  | Twist | 2 | 15 | Bedroom | 238704 | Bedroom | 0.00052955
Ceiling Fixture | Incandescent |  | Standard A Lamp | 1 | 60 | Other | 238705 | Other | 0.00052955
Ceiling Fixture | Compact Fluorescent |  | Twist | 1 | 22 | Hall | 238706 | Hall | 0.00052955
Ceiling Fixture | Incandescent |  | Standard A Lamp | 1 | 75 | Closet | 238707 | Closet | 0.00052955
Ceiling Fixture | Compact Fluorescent |  | Twist | 2 | 22 | Other | 238708 | Other | 0.00052955
Ceiling Fixture | Compact Fluorescent |  | Twist | 1 | 22 | Other | 238709 | Other | 0.00052955
Ceiling Fixture | Incandescent |  | Standard A Lamp | 1 | 40 | Hall | 2387010 | Hall | 0.00052955
Ceiling Fixture | Linear Fluorescent | 24 | T-12 | 2 | 20 | Kitchen | 2387011 | Kitchen | 0.00052955
Wall Mount | Incandescent |  | Standard A Lamp | 1 | 40 | Kitchen | 2387011 | Kitchen | 0.00052955
Ceiling Fan | Incandescent |  | Clear | 5 | 25 | Living Room | 2387012 | Living Room | 0.00052955
Table | Incandescent |  | Standard A Lamp | 1 | 40 | Living Room | 2387012 | Living Room | 0.00052955
Ceiling Fixture | Incandescent |  | Standard A Lamp | 1 | 60 | Other | 2387013 | Other | 0.00052955
Ceiling Fixture | Incandescent |  | Standard A Lamp | 1 | 60 | Bedroom | 2387014 | Bedroom | 0.00052955
Table | Incandescent |  | Standard A Lamp | 3 | 60 | Bedroom | 2387014 | Bedroom | 0.00052955
Floor lamp | Incandescent |  | Standard A Lamp | 1 | 100 | Bedroom | 2387014 | Bedroom | 0.00052955
Wall Mount | Incandescent |  | Standard A Lamp | 1 | 60 | Bathroom | 238791 | Bathroom | 0.0005169
Recessed - other | Incandescent |  | Heat Lamp | 1 | 250 | Bathroom | 238791 | Bathroom | 0.0005169
Wall Mount | Incandescent |  | Standard A Lamp | 2 | 100 | Bathroom | 238792 | Bathroom | 0.0005169
Wall Mount | Compact Fluorescent |  | Twist | 4 | 15 | Bathroom | 238793 | Bathroom | 0.0005169
Recessed - other | Incandescent |  | Heat Lamp | 1 | 250 | Bathroom | 238793 | Bathroom | 0.0005169
Ceiling Fixture | Incandescent |  | Standard A Lamp | 2 | 60 | Bedroom | 238794 | Bedroom | 0.0005169
Ceiling Fixture | Incandescent |  | Standard A Lamp | 2 | 60 | Bedroom | 238795 | Bedroom | 0.0005169
Floor lamp | Incandescent |  | Standard A Lamp | 1 | 60 | Bedroom | 238795 | Bedroom | 0.0005169
Table | Incandescent |  | Mini base | 1 | 40 | Bedroom | 238795 | Bedroom | 0.0005169
Ceiling Fan | Incandescent |  | Standard A Lamp | 4 | 60 | Master Bedroom | 238796 | Master Bedroom | 0.0005169
Table | Compact Fluorescent |  | Twist | 1 | 15 | Master Bedroom | 238796 | Master Bedroom | 0.0005169
Ceiling Fixture | Incandescent |  | Standard A Lamp | 1 | 60 | Closet | 238797 | Closet | 0.0005169
Chandelier (Hanging) | Incandescent |  | Decorative | 6 | 40 | Hall | 238798 | Hall | 0.0005169
Ceiling Fixture | Linear Fluorescent | 96 | T-12 | 2 | 80 | Garage | 238799 | Garage | 0.0005169
Garage door opener | Incandescent |  | Standard A Lamp | 1 | 60 | Garage | 238799 | Garage | 0.0005169
Recessed Can | Incandescent |  | Reflector | 1 | 65 | Hall | 2387910 | Hall | 0.0005169
Recessed Can | Compact Fluorescent |  | Reflector | 1 | 15 | Hall | 2387911 | Hall | 0.0005169
Recessed Can | Incandescent |  | Reflector | 1 | 75 | Hall | 2387911 | Hall | 0.0005169
Architectural | Linear Fluorescent | 24 | T-8 | 1 | 18 | Hall | 2387911 | Hall | 0.0005169
Chandelier (Hanging) | Incandescent |  | Standard A Lamp | 5 | 60 | Hall | 2387911 | Hall | 0.0005169
Ceiling Fixture | Incandescent |  | Standard A Lamp | 1 | 60 | Hall | 2387911 | Hall | 0.0005169
Ceiling Fixture | Incandescent |  | Standard A Lamp | 2 | 60 | Laundry Room | 2387912 | Laundry Room | 0.0005169
Recessed Can | Incandescent |  | Standard A Lamp | 1 | 65 | Living Room | 2387913 | Living Room | 0.0005169
Ceiling Fan | Incandescent |  | Standard A Lamp | 4 | 60 | Living Room | 2387913 | Living Room | 0.0005169
Ceiling Fixture | Incandescent |  | Standard A Lamp | 4 | 60 | Office | 2387914 | Office | 0.0005169
Wall Mount | Incandescent |  | Globe | 8 | 75 | Bathroom | 238821 | Bathroom | 0.00028447
Ceiling Fan | Incandescent |  | Reflector | 1 | 75 | Bathroom | 238821 | Bathroom | 0.00028447
Wall Mount | Incandescent |  | Globe | 6 | 65 | Bathroom | 238822 | Bathroom | 0.00028447
Ceiling Fan | Incandescent |  | Standard A Lamp | 1 | 60 | Bedroom | 238823 | Bedroom | 0.00028447
Ceiling Fan | Compact Fluorescent |  | Twist | 2 | 15 | Bedroom | 238824 | Bedroom | 0.00028447
Ceiling Fixture | Compact Fluorescent |  | Twist | 2 | 15 | Bedroom | 238825 | Bedroom | 0.00028447
Recessed Can | Compact Fluorescent |  | Twist | 1 | 15 | Family Room | 238826 | Family Room | 0.00028447
Ceiling Fixture | Compact Fluorescent |  | Twist | 1 | 15 | Family Room | 238826 | Family Room | 0.00028447
Wall Mount | Compact Fluorescent |  | Twist | 1 | 15 | Family Room | 238826 | Family Room | 0.00028447
Garage door opener | Incandescent |  | Standard A Lamp | 2 | 60 | Garage | 238827 | Garage | 0.00028447
Ceiling Fixture | Linear Fluorescent | 54 | T-8 | 2 | 32 | Garage | 238827 | Garage | 0.00028447
Ceiling Fan | Incandescent |  | Standard A Lamp | 1 | 60 | Hall | 238828 | Hall | 0.00028447
Recessed Can | Incandescent |  | Reflector | 1 | 75 | Hall | 238829 | Hall | 0.00028447
Recessed Can | Compact Fluorescent |  | Twist | 1 | 15 | Kitchen | 2388210 | Kitchen | 0.00028447
Recessed Can | Incandescent |  | Reflector | 1 | 75 | Kitchen | 2388210 | Kitchen | 0.00028447
Ceiling Fixture | Compact Fluorescent |  | Twist | 2 | 15 | Kitchen | 2388210 | Kitchen | 0.00028447
Recessed Can | Incandescent |  | Reflector | 1 | 75 | Laundry Room | 2388211 | Laundry Room | 0.00028447
Chandelier (Hanging) | Incandescent |  | Decorative | 3 | 25 | Living Room | 2388212 | Living Room | 0.00028447
Wall Mount | Incandescent |  | Globe | 8 | 65 | Bathroom | 2388213 | Bathroom | 0.00028447
Ceiling Fan | Compact Fluorescent |  | Twist | 2 | 15 | Master Bedroom | 2388214 | Master Bedroom | 0.00028447
Ceiling Fixture | Compact Fluorescent |  | Twist | 2 | 15 | Closet | 2388215 | Closet | 0.00028447
Wall Mount | Compact Fluorescent |  | Twist | 1 | 15 | Other | 2388216 | Other | 0.00028447
Ceiling Fixture | Compact Fluorescent |  | Twist | 2 | 15 | Office | 2388217 | Office | 0.00028447
Recessed Can | Compact Fluorescent |  | Twist | 1 | 15 | Office | 2388217 | Office | 0.00028447
Ceiling Fixture | Compact Fluorescent |  | Twist | 2 | 22 | Living Room | 238861 | Living Room | 0.00029634
Recessed Can | Compact Fluorescent |  | Flood | 1 | 15 | Family Room | 238862 | Family Room | 0.00029634
Ceiling Fixture | Compact Fluorescent |  | Twist | 1 | 15 | Family Room | 238862 | Family Room | 0.00029634
Ceiling Fixture | Compact Fluorescent |  | Twist | 2 | 22 | Family Room | 238863 | Family Room | 0.00029634
Recessed Can | Compact Fluorescent |  | Flood | 1 | 15 | Family Room | 238863 | Family Room | 0.00029634
Recessed Can | Compact Fluorescent |  | Flood | 1 | 15 | Hall | 238864 | Hall | 0.00029634
Ceiling Fixture | Compact Fluorescent |  | Twist | 2 | 15 | Other | 238865 | Other | 0.00029634
Ceiling Fixture | Compact Fluorescent |  | Twist | 2 | 15 | Bedroom | 238866 | Bedroom | 0.00029634
Ceiling Fixture | Compact Fluorescent |  | Twist | 1 | 15 | Bathroom | 238867 | Bathroom | 0.00029634
Recessed Can | Compact Fluorescent |  | Twist | 1 | 7 | Closet | 238868 | Closet | 0.00029634
Ceiling Fixture | Compact Fluorescent |  | Twist | 1 | 22 | Other | 238869 | Other | 0.00029634
Ceiling Fixture | Compact Fluorescent |  | Twist | 1 | 15 | Other | 2388610 | Other | 0.00029634
Wall Mount | Compact Fluorescent |  | Twist | 1 | 15 | Hall | 2388611 | Hall | 0.00029634
Recessed Can | Compact Fluorescent |  | Flood | 1 | 22 | Hall | 2388611 | Hall | 0.00029634
Recessed Can | Halogen |  | MR | 1 | 50 | Hall | 2388611 | Hall | 0.00029634
Ceiling Fixture | Compact Fluorescent |  | Twist | 2 | 22 | Laundry Room | 2388612 | Laundry Room | 0.00029634
Wall Mount | Compact Fluorescent |  | Globe | 4 | 7 | Bathroom | 2388613 | Bathroom | 0.00029634
Ceiling Fixture | Compact Fluorescent |  | Twist | 1 | 15 | Bathroom | 2388613 | Bathroom | 0.00029634
Chandelier (Hanging) | Incandescent |  | Standard A Lamp | 5 | 100 | Dining Room | 2388614 | Dining Room | 0.00029634
Ceiling Fixture | Compact Fluorescent |  | Pin base | 2 | 22 | Kitchen | 2388615 | Kitchen | 0.00029634
Recessed Can | Compact Fluorescent |  | Flood | 1 | 22 | Kitchen | 2388615 | Kitchen | 0.00029634
Chandelier (Hanging) | Compact Fluorescent |  | Twist | 1 | 15 | Kitchen | 2388615 | Kitchen | 0.00029634
Recessed Can | Compact Fluorescent |  | Flood | 1 | 15 | Bedroom | 2388616 | Bedroom | 0.00029634
Recessed Can | Compact Fluorescent |  | Flood | 1 | 15 | Master Bedroom | 2388617 | Master Bedroom | 0.00029634
Recessed Can | Compact Fluorescent |  | Flood | 1 | 15 | Bathroom | 2388618 | Bathroom | 0.00029634
Ceiling Fixture | Incandescent |  | Reflector | 1 | 60 | Bathroom | 238891 | Bathroom | 0.00040077
Wall Mount | Incandescent |  | Globe | 8 | 60 | Bathroom | 238891 | Bathroom | 0.00040077
Recessed Can | Incandescent |  | Reflector | 1 | 65 | Bathroom | 238891 | Bathroom | 0.00040077
Wall Mount | Incandescent |  | Globe | 1 | 60 | Bathroom | 238892 | Bathroom | 0.00040077
Ceiling Fixture | Incandescent |  | Reflector | 2 | 100 | Bathroom | 238892 | Bathroom | 0.00040077
Wall Mount | Incandescent |  | Globe | 3 | 60 | Bathroom | 238893 | Bathroom | 0.00040077
Ceiling Fixture | Incandescent |  | Standard A Lamp | 2 | 60 | Bedroom | 238894 | Bedroom | 0.00040077
Table | Incandescent |  | Standard A Lamp | 2 | 60 | Bedroom | 238894 | Bedroom | 0.00040077
Ceiling Fixture | Compact Fluorescent |  | Twist | 2 | 15 | Bedroom | 238895 | Bedroom | 0.00040077
Table | Incandescent |  | Standard A Lamp | 1 | 60 | Bedroom | 238895 | Bedroom | 0.00040077
Recessed Can | Incandescent |  | Reflector | 1 | 65 | Bedroom | 238896 | Bedroom | 0.00040077
Ceiling Fixture | Linear Fluorescent | 48 | T-12 | 1 | 40 | Closet | 238897 | Closet | 0.00040077
Chandelier (Hanging) | Incandescent |  | Decorative | 5 | 40 | Family Room | 238898 | Family Room | 0.00040077
Floor lamp | Incandescent |  | Standard A Lamp | 1 | 100 | Family Room | 238898 | Family Room | 0.00040077
Table | Incandescent |  | Standard A Lamp | 1 | 60 | Family Room | 238898 | Family Room | 0.00040077
Garage door opener | Incandescent |  | Standard A Lamp | 1 | 60 | Garage | 238899 | Garage | 0.00040077
Ceiling Fixture | Incandescent |  | Standard A Lamp | 1 | 60 | Garage | 238899 | Garage | 0.00040077
Recessed Can | Incandescent |  | Reflector | 1 | 65 | Hall | 2388910 | Hall | 0.00040077
Chandelier (Hanging) | Incandescent |  | Decorative | 6 | 40 | Hall | 2388910 | Hall | 0.00040077
Ceiling Fixture | Compact Fluorescent |  | Twist | 1 | 22 | Hall | 2388910 | Hall | 0.00040077
Recessed Can | Incandescent |  | Reflector | 1 | 65 | Kitchen | 2388911 | Kitchen | 0.00040077
Recessed - other | Incandescent |  | Standard A Lamp | 1 | 40 | Kitchen | 2388911 | Kitchen | 0.00040077
Recessed Can | Incandescent |  | Standard A Lamp | 1 | 65 | Laundry Room | 2388912 | Laundry Room | 0.00040077
Ceiling Fan | Incandescent |  | Standard A Lamp | 4 | 40 | Living Room | 2388913 | Living Room | 0.00040077
Ceiling Fan | Incandescent |  | Decorative | 3 | 40 | Master Bedroom | 2388914 | Master Bedroom | 0.00040077
Table | Incandescent |  | Standard A Lamp | 1 | 60 | Master Bedroom | 2388914 | Master Bedroom | 0.00040077
Ceiling Fixture | Incandescent |  | Decorative | 3 | 40 | Bedroom | 239051 | Bedroom | 0.0005169
Table | Compact Fluorescent |  | Twist | 1 | 26 | Bedroom | 239051 | Bedroom | 0.0005169
Ceiling Fixture | Incandescent |  | Standard A Lamp | 1 | 60 | Office | 239052 | Office | 0.0005169
Table | Compact Fluorescent |  | Twist | 1 | 13 | Office | 239052 | Office | 0.0005169
Wall Mount | Incandescent |  | Globe | 4 | 40 | Bathroom | 239053 | Bathroom | 0.0005169
Chandelier (Hanging) | Incandescent |  | Decorative | 4 | 40 | Bedroom | 239054 | Bedroom | 0.0005169
Table | Incandescent |  | Decorative | 1 | 25 | Bedroom | 239054 | Bedroom | 0.0005169
Table | Compact Fluorescent |  | Twist | 1 | 26 | Bedroom | 239054 | Bedroom | 0.0005169
Table | Incandescent |  | Clear | 1 | 40 | Bedroom | 239054 | Bedroom | 0.0005169
Floor lamp | Compact Fluorescent |  | Twist | 1 | 26 | Bedroom | 239054 | Bedroom | 0.0005169
Chandelier (Hanging) | Incandescent |  | Mini base | 6 | 40 | Dining Room | 239055 | Dining Room | 0.0005169
Table | Compact Fluorescent |  | Twist | 1 | 20 | Dining Room | 239055 | Dining Room | 0.0005169
Garage door opener | Incandescent |  | Standard A Lamp | 2 | 60 | Garage | 239056 | Garage | 0.0005169
Other | Compact Fluorescent |  | Twist | 1 | 20 | Garage | 239056 | Garage | 0.0005169
Ceiling Fixture | Incandescent |  | Mini base | 4 | 40 | Hall | 239057 | Hall | 0.0005169
Recessed Can | Incandescent |  | Reflector | 1 | 65 | Kitchen | 239058 | Kitchen | 0.0005169
Table | Compact Fluorescent |  | Twist | 1 | 15 | Living Room | 239059 | Living Room | 0.0005169
Floor lamp | Compact Fluorescent |  | Twist | 1 | 15 | Living Room | 239059 | Living Room | 0.0005169
Chandelier (Hanging) | Compact Fluorescent |  | Twist | 3 | 15 | Other | 2390510 | Other | 0.0005169
Chandelier (Hanging) | Incandescent |  | Decorative | 1 | 40 | Office | 2390511 | Office | 0.0005169
Table | Halogen |  | MR | 1 | 20 | Office | 2390511 | Office | 0.0005169
Table | Incandescent |  | Standard A Lamp | 1 | 60 | Office | 2390511 | Office | 0.0005169
Wall Mount | Incandescent |  | Standard A Lamp | 3 | 175 | Office | 2390511 | Office | 0.0005169
Chandelier (Hanging) | Incandescent |  | Decorative | 6 | 40 | Hall | 2390512 | Hall | 0.0005169
Ceiling Fixture | Incandescent |  | Mini base | 3 | 40 | Bathroom | 2390513 | Bathroom | 0.0005169
Wall Mount | Incandescent |  | Mini base | 8 | 40 | Bathroom | 2390513 | Bathroom | 0.0005169
Ceiling Fixture | Incandescent |  | Mini base | 4 | 40 | Hall | 2390514 | Hall | 0.0005169
Ceiling Fixture | Linear Fluorescent | 24 | T-8 | 1 | 32 | Bathroom | 239091 | Bathroom | 0.00029634
Ceiling Fixture | Incandescent |  | Standard A Lamp | 1 | 60 | Bathroom | 239092 | Bathroom | 0.00029634
Chandelier (Hanging) | Incandescent |  | Standard A Lamp | 1 | 75 | Bedroom | 239093 | Bedroom | 0.00029634
Table | Incandescent |  | Standard A Lamp | 1 | 60 | Bedroom | 239093 | Bedroom | 0.00029634
Ceiling Fixture | Incandescent |  | Standard A Lamp | 3 | 60 | Bedroom | 239094 | Bedroom | 0.00029634
Ceiling Fixture | Incandescent |  | Standard A Lamp | 1 | 60 | Bedroom | 239095 | Bedroom | 0.00029634
Ceiling Fixture | Incandescent |  | Standard A Lamp | 2 | 60 | Bedroom | 239096 | Bedroom | 0.00029634
Ceiling Fixture | Incandescent |  | Standard A Lamp | 1 | 60 | Bedroom | 239097 | Bedroom | 0.00029634
Chandelier (Hanging) | Halogen |  | Quartz Tube | 5 | 60 | Dining Room | 239098 | Dining Room | 0.00029634
Ceiling Fixture | Incandescent |  | Standard A Lamp | 1 | 60 | Garage | 239099 | Garage | 0.00029634
Ceiling Fixture | Linear Fluorescent | 48 | T-12 | 2 | 60 | Garage | 239099 | Garage | 0.00029634
Ceiling Fixture | Incandescent |  | Standard A Lamp | 1 | 60 | Hall | 2390910 | Hall | 0.00029634
Ceiling Fixture | Linear Fluorescent | 24 | T-8 | 3 | 32 | Kitchen | 2390911 | Kitchen | 0.00029634
Ceiling Fan | Incandescent |  | Standard A Lamp | 4 | 60 | Kitchen | 2390912 | Kitchen | 0.00029634
Wall Mount | Incandescent |  | Standard A Lamp | 2 | 75 | Kitchen | 2390912 | Kitchen | 0.00029634
Ceiling Fan | Incandescent |  | Standard A Lamp | 4 | 60 | Living Room | 2390913 | Living Room | 0.00029634
Table | Compact Fluorescent |  | Twist | 1 | 22 | Living Room | 2390913 | Living Room | 0.00029634
Table | Incandescent |  | Standard A Lamp | 1 | 100 | Living Room | 2390913 | Living Room | 0.00029634
Table | Incandescent |  | Standard A Lamp | 1 | 60 | Living Room | 2390913 | Living Room | 0.00029634
Floor lamp | Incandescent |  | Standard A Lamp | 1 | 60 | Living Room | 2390913 | Living Room | 0.00029634
Ceiling Fixture | Incandescent |  | Standard A Lamp | 1 | 60 | Living Room | 2390914 | Living Room | 0.00029634
Ceiling Fixture | Incandescent |  | Standard A Lamp | 2 | 60 | Office | 2390915 | Office | 0.00029634
Wall Mount | Linear Fluorescent | 48 | T-12 | 1 | 40 | Bathroom | 2390916 | Bathroom | 0.00029634
Ceiling Fixture | Incandescent |  | Standard A Lamp | 1 | 60 | Closet | 2390917 | Closet | 0.00029634
Recessed Can | Incandescent |  | Reflector | 1 | 65 | Bedroom | 239101 | Bedroom | 0.00094081
Ceiling Fixture | Incandescent |  | Standard A Lamp | 1 | 60 | Bedroom | 239101 | Bedroom | 0.00094081
Table | Incandescent |  | Decorative | 1 | 40 | Bedroom | 239101 | Bedroom | 0.00094081
Recessed Can | Incandescent |  | Reflector | 1 | 65 | Hall | 239102 | Hall | 0.00094081
Ceiling Fixture | Incandescent |  | Standard A Lamp | 1 | 60 | Hall | 239102 | Hall | 0.00094081
Chandelier (Hanging) | Incandescent |  | Mini base | 3 | 75 | Dining Room | 239103 | Dining Room | 0.00094081
Recessed Can | Incandescent |  | Reflector | 1 | 65 | Dining Room | 239103 | Dining Room | 0.00094081
Other | Incandescent |  | Mini base | 1 | 25 | Dining Room | 239103 | Dining Room | 0.00094081
Table | Incandescent |  | Mini base | 1 | 75 | Dining Room | 239103 | Dining Room | 0.00094081
Track | Incandescent |  | Mini base | 3 | 20 | Dining Room | 239103 | Dining Room | 0.00094081
Recessed Can | Incandescent |  | Reflector | 1 | 65 | Hall | 239104 | Hall | 0.00094081
Wall Mount | Halogen |  | Quartz Tube | 1 | 100 | Hall | 239104 | Hall | 0.00094081
Other | Incandescent |  | Mini base | 1 | 5 | Hall | 239104 | Hall | 0.00094081
Ceiling Fixture | Incandescent |  | Standard A Lamp | 1 | 100 | Garage | 239105 | Garage | 0.00094081
Ceiling Fixture | Compact Fluorescent |  | Twist | 1 | 22 | Garage | 239105 | Garage | 0.00094081
Garage door opener | Incandescent |  | Standard A Lamp | 2 | 60 | Garage | 239105 | Garage | 0.00094081
Recessed Can | Incandescent |  | Reflector | 1 | 65 | Hall | 239106 | Hall | 0.00094081
Recessed Can | Incandescent |  | Reflector | 1 | 65 | Bathroom | 239107 | Bathroom | 0.00094081
Ceiling Fixture | Incandescent |  | Standard A Lamp | 1 | 60 | Bathroom | 239107 | Bathroom | 0.00094081
Chandelier (Hanging) | Incandescent |  | Mini base | 1 | 75 | Kitchen | 239108 | Kitchen | 0.00094081
Track | Incandescent |  | Mini base | 9 | 20 | Kitchen | 239108 | Kitchen | 0.00094081
Recessed Can | Compact Fluorescent |  | Twist | 1 | 22 | Kitchen | 239108 | Kitchen | 0.00094081
Recessed Can | Incandescent |  | Reflector | 1 | 65 | Kitchen | 239108 | Kitchen | 0.00094081
Recessed Can | Compact Fluorescent |  | Globe | 1 | 15 | Kitchen | 239108 | Kitchen | 0.00094081
Other | Incandescent |  | Mini base | 75 | 5 | Kitchen | 239108 | Kitchen | 0.00094081
Recessed Can | Incandescent |  | Reflector | 1 | 65 | Laundry Room | 239109 | Laundry Room | 0.00094081
Ceiling Fixture | Incandescent |  | Standard A Lamp | 1 | 60 | Laundry Room | 239109 | Laundry Room | 0.00094081
Track | Incandescent |  | Mini base | 2 | 25 | Laundry Room | 239109 | Laundry Room | 0.00094081
Recessed Can | Incandescent |  | Reflector | 1 | 65 | Other | 2391010 | Other | 0.00094081
Floor lamp | Incandescent |  | Mini base | 5 | 40 | Other | 2391010 | Other | 0.00094081
Table | Incandescent |  | Decorative | 1 | 40 | Other | 2391010 | Other | 0.00094081
Recessed Can | Incandescent |  | Reflector | 1 | 75 | Bathroom | 2391011 | Bathroom | 0.00094081
Recessed Can | Incandescent |  | Reflector | 1 | 65 | Bathroom | 2391011 | Bathroom | 0.00094081
Ceiling Fixture | Incandescent |  | Standard A Lamp | 1 | 60 | Bathroom | 2391011 | Bathroom | 0.00094081
Recessed Can | Incandescent |  | Reflector | 1 | 65 | Master Bedroom | 2391012 | Master Bedroom | 0.00094081
Wall Mount | Incandescent |  | Mini base | 1 | 25 | Master Bedroom | 2391012 | Master Bedroom | 0.00094081
Table | Incandescent |  | Mini base | 1 | 40 | Master Bedroom | 2391012 | Master Bedroom | 0.00094081
Ceiling Fixture | Compact Fluorescent |  | Twist | 1 | 22 | Other | 2391013 | Other | 0.00094081
Recessed Can | Incandescent |  | Reflector | 1 | 65 | Office | 2391014 | Office | 0.00094081
Track | Incandescent |  | Mini base | 3 | 25 | Office | 2391014 | Office | 0.00094081
Ceiling Fixture | Linear Fluorescent | 48 | T-12 | 4 | 40 | Other | 2391015 | Other | 0.00094081
Table | Compact Fluorescent |  | Pin base | 1 | 23 | Other | 2391015 | Other | 0.00094081
Ceiling Fixture | Incandescent |  | Standard A Lamp | 2 | 60 | Other | 2391015 | Other | 0.00094081
Ceiling Fixture | Incandescent |  | Reflector | 1 | 65 | Bathroom | 239131 | Bathroom | 0.0005169
Wall Mount | Incandescent |  | Standard A Lamp | 3 | 100 | Bathroom | 239132 | Bathroom | 0.0005169
Recessed Can | Incandescent |  | Reflector | 1 | 125 | Bathroom | 239132 | Bathroom | 0.0005169
Wall Mount | Incandescent |  | Standard A Lamp | 3 | 100 | Bathroom | 239133 | Bathroom | 0.0005169
Recessed Can | Incandescent |  | Reflector | 1 | 125 | Bathroom | 239133 | Bathroom | 0.0005169
Ceiling Fixture | Incandescent |  | Standard A Lamp | 2 | 60 | Bedroom | 239134 | Bedroom | 0.0005169
Ceiling Fixture | Incandescent |  | Standard A Lamp | 2 | 60 | Bedroom | 239135 | Bedroom | 0.0005169
Table | Halogen |  | MR | 1 | 30 | Bedroom | 239135 | Bedroom | 0.0005169
Torchiere | Compact Fluorescent |  | Globe | 1 | 22 | Bedroom | 239135 | Bedroom | 0.0005169
Ceiling Fixture | Incandescent |  | Standard A Lamp | 3 | 60 | Master Bedroom | 239136 | Master Bedroom | 0.0005169
Other | Other |  | LED Interior | 1 | 3 | Master Bedroom | 239136 | Master Bedroom | 0.0005169
Wall Mount | Halogen |  | Quartz Tube | 2 | 20 | Master Bedroom | 239136 | Master Bedroom | 0.0005169
Ceiling Fixture | Incandescent |  | Standard A Lamp | 1 | 60 | Closet | 239137 | Closet | 0.0005169
Ceiling Fixture | Compact Fluorescent |  | A shape bulb | 1 | 22 | Garage | 239138 | Garage | 0.0005169
Ceiling Fixture | Incandescent |  | Standard A Lamp | 1 | 60 | Hall | 239139 | Hall | 0.0005169
Wall Mount | Linear Fluorescent | 12 | T-4 | 1 | 16 | Closet | 2391310 | Closet | 0.0005169
Ceiling Fixture | Incandescent |  | Standard A Lamp | 1 | 60 | Hall | 2391311 | Hall | 0.0005169
Ceiling Fixture | Incandescent |  | Standard A Lamp | 2 | 60 | Living Room | 2391312 | Living Room | 0.0005169
Chandelier (Hanging) | Incandescent |  | Standard A Lamp | 3 | 60 | Living Room | 2391312 | Living Room | 0.0005169
Recessed Can | Incandescent |  | Reflector | 1 | 65 | Living Room | 2391312 | Living Room | 0.0005169
Ceiling Fixture | Incandescent |  | Standard A Lamp | 1 | 60 | Laundry Room | 2391313 | Laundry Room | 0.0005169
Ceiling Fixture | Incandescent |  | Standard A Lamp | 1 | 60 | Other | 239141 | Other | 0.00028447
Wall Mount | Incandescent |  | Standard A Lamp | 1 | 60 | Bathroom | 239142 | Bathroom | 0.00028447
Recessed Can | Incandescent |  | Reflector | 1 | 65 | Bathroom | 239142 | Bathroom | 0.00028447
Wall Mount | Incandescent |  | Standard A Lamp | 1 | 60 | Bathroom | 239143 | Bathroom | 0.00028447
Recessed Can | Incandescent |  | Reflector | 1 | 65 | Bathroom | 239143 | Bathroom | 0.00028447
Ceiling Fixture | Incandescent |  | Standard A Lamp | 2 | 60 | Bedroom | 239144 | Bedroom | 0.00028447
Table | Incandescent |  | Standard A Lamp | 1 | 40 | Bedroom | 239144 | Bedroom | 0.00028447
Table | Incandescent |  | Standard A Lamp | 1 | 40 | Bedroom | 239145 | Bedroom | 0.00028447
Ceiling Fixture | Incandescent |  | Standard A Lamp | 1 | 60 | Bedroom | 239145 | Bedroom | 0.00028447
Chandelier (Hanging) | Incandescent |  | Standard A Lamp | 4 | 60 | Dining Room | 239146 | Dining Room | 0.00028447
Ceiling Fixture | Halogen |  | PAR | 1 | 75 | Dining Room | 239146 | Dining Room | 0.00028447
Recessed Can | Incandescent |  | Reflector | 1 | 65 | Dining Room | 239146 | Dining Room | 0.00028447
Wall Mount | Incandescent |  | Standard A Lamp | 1 | 65 | Hall | 239147 | Hall | 0.00028447
Ceiling Fixture | Incandescent |  | Reflector | 1 | 40 | Hall | 239148 | Hall | 0.00028447
Wall Mount | Incandescent |  | Standard A Lamp | 1 | 60 | Hall | 239148 | Hall | 0.00028447
Recessed Can | Incandescent |  | Reflector | 1 | 65 | Kitchen | 239149 | Kitchen | 0.00028447
Recessed Can | Incandescent |  | Reflector | 1 | 65 | Laundry Room | 2391410 | Laundry Room | 0.00028447
Ceiling Fan | Halogen |  | Quartz Tube | 1 | 50 | Living Room | 2391411 | Living Room | 0.00028447
Recessed Can | Incandescent |  | Reflector | 1 | 65 | Living Room | 2391411 | Living Room | 0.00028447
Table | Incandescent |  | Standard A Lamp | 1 | 60 | Living Room | 2391411 | Living Room | 0.00028447
Floor lamp | Incandescent |  | Standard A Lamp | 1 | 40 | Living Room | 2391411 | Living Room | 0.00028447
Ceiling Fixture | Compact Fluorescent |  | Circline (Screw Base) | 1 | 22 | Bedroom | 2391412 | Bedroom | 0.00028447
Table | Incandescent |  | Standard A Lamp | 1 | 40 | Master Bedroom | 2391413 | Master Bedroom | 0.00028447
Ceiling Fixture | Incandescent |  | Standard A Lamp | 2 | 60 | Master Bedroom | 2391413 | Master Bedroom | 0.00028447
Ceiling Fixture | Incandescent |  | Standard A Lamp | 1 | 65 | Garage | 2391414 | Garage | 0.00028447
Table | Incandescent |  | Standard A Lamp | 1 | 60 | Living Room | 239261 | Living Room | 0.00094081
Ceiling Fixture | Linear Fluorescent | 48 | T-8 | 4 | 32 | Kitchen | 239262 | Kitchen | 0.00094081
Ceiling Fan | Incandescent |  | Clear | 3 | 60 | Kitchen | 239262 | Kitchen | 0.00094081
Ceiling Fan | Incandescent |  | Standard A Lamp | 1 | 60 | Master Bedroom | 239263 | Master Bedroom | 0.00094081
Table | Incandescent |  | Standard A Lamp | 1 | 60 | Master Bedroom | 239263 | Master Bedroom | 0.00094081
Wall Mount | Incandescent |  | Globe | 4 | 60 | Bathroom | 239264 | Bathroom | 0.00094081
Ceiling Fixture | Incandescent |  | Standard A Lamp | 1 | 60 | Bathroom | 239264 | Bathroom | 0.00094081
Ceiling Fixture | Incandescent |  | Standard A Lamp | 1 | 60 | Laundry Room | 239265 | Laundry Room | 0.00094081
Ceiling Fixture | Incandescent |  | Standard A Lamp | 1 | 60 | Closet | 239266 | Closet | 0.00094081
Ceiling Fan | Compact Fluorescent |  | Twist | 1 | 15 | Bedroom | 239267 | Bedroom | 0.00094081
Floor lamp | Incandescent |  | Standard A Lamp | 3 | 60 | Bedroom | 239267 | Bedroom | 0.00094081
Table | Compact Fluorescent |  | Twist | 1 | 15 | Bedroom | 239267 | Bedroom | 0.00094081
Wall Mount | Incandescent |  | Globe | 4 | 40 | Bathroom | 239268 | Bathroom | 0.00094081
Wall Mount | Incandescent |  | Clear | 3 | 25 | Bathroom | 239311 | Bathroom | 0.00028447
Wall Mount | Compact Fluorescent |  | Twist | 1 | 15 | Bathroom | 239312 | Bathroom | 0.00028447
Ceiling Fan | Compact Fluorescent |  | Twist | 1 | 15 | Bathroom | 239312 | Bathroom | 0.00028447
Wall Mount | Compact Fluorescent |  | Twist | 2 | 15 | Bathroom | 239313 | Bathroom | 0.00028447
Ceiling Fan | Compact Fluorescent |  | Twist | 4 | 15 | Bedroom | 239314 | Bedroom | 0.00028447
Ceiling Fixture | Compact Fluorescent |  | Twist | 1 | 15 | Bedroom | 239314 | Bedroom | 0.00028447
Table | Incandescent |  | Standard A Lamp | 1 | 40 | Bedroom | 239314 | Bedroom | 0.00028447
Ceiling Fixture | Compact Fluorescent |  | Twist | 2 | 15 | Bedroom | 239315 | Bedroom | 0.00028447
Table | Compact Fluorescent |  | Twist | 1 | 15 | Bedroom | 239315 | Bedroom | 0.00028447
Ceiling Fixture | Compact Fluorescent |  | Twist | 1 | 15 | Bedroom | 239316 | Bedroom | 0.00028447
Table | Compact Fluorescent |  | Twist | 1 | 15 | Bedroom | 239316 | Bedroom | 0.00028447
Track | Compact Fluorescent |  | Twist | 4 | 15 | Family Room | 239317 | Family Room | 0.00028447
Track | Compact Fluorescent |  | Twist | 2 | 15 | Family Room | 239317 | Family Room | 0.00028447
Ceiling Fixture | Incandescent |  | Standard A Lamp | 1 | 60 | Garage | 239318 | Garage | 0.00028447
Ceiling Fixture | Incandescent |  | Reflector | 1 | 100 | Garage | 239318 | Garage | 0.00028447
Garage door opener | Incandescent |  | Clear | 2 | 60 | Garage | 239318 | Garage | 0.00028447
Ceiling Fixture | Linear Fluorescent | 48 | T-8 | 2 | 40 | Garage | 239318 | Garage | 0.00028447
Ceiling Fan | Incandescent |  | Standard A Lamp | 4 | 60 | Kitchen | 239319 | Kitchen | 0.00028447
Chandelier (Hanging) | Compact Fluorescent |  | Twist | 5 | 15 | Kitchen | 239319 | Kitchen | 0.00028447
Ceiling Fixture | Compact Fluorescent |  | Twist | 2 | 15 | Kitchen | 239319 | Kitchen | 0.00028447
Wall Mount | Compact Fluorescent |  | Twist | 1 | 15 | Kitchen | 239319 | Kitchen | 0.00028447
Recessed Can | Incandescent |  | Standard A Lamp | 1 | 60 | Kitchen | 239319 | Kitchen | 0.00028447
Ceiling Fixture | Compact Fluorescent |  | Twist | 1 | 15 | Laundry Room | 2393110 | Laundry Room | 0.00028447
Wall Mount | Incandescent |  | Globe | 4 | 25 | Laundry Room | 2393110 | Laundry Room | 0.00028447
Ceiling Fixture | Compact Fluorescent |  | Twist | 1 | 15 | Bathroom | 2393111 | Bathroom | 0.00028447
Ceiling Fan | Compact Fluorescent |  | Twist | 1 | 15 | Bathroom | 2393111 | Bathroom | 0.00028447
Wall Mount | Incandescent |  | Decorative | 1 | 60 | Bathroom | 2393111 | Bathroom | 0.00028447
Table | Incandescent |  | Standard A Lamp | 1 | 60 | Bathroom | 2393111 | Bathroom | 0.00028447
Ceiling Fan | Compact Fluorescent |  | Twist | 4 | 15 | Master Bedroom | 2393112 | Master Bedroom | 0.00028447
Ceiling Fixture | Compact Fluorescent |  | Twist | 2 | 15 | Master Bedroom | 2393112 | Master Bedroom | 0.00028447
Table | Compact Fluorescent |  | Twist | 1 | 15 | Master Bedroom | 2393112 | Master Bedroom | 0.00028447
Ceiling Fixture | Compact Fluorescent |  | Twist | 2 | 15 | Office | 2393113 | Office | 0.00028447
Ceiling Fixture | Compact Fluorescent |  | Twist | 2 | 15 | Family Room | 2393114 | Family Room | 0.00028447
Table | Compact Fluorescent |  | Twist | 1 | 15 | Family Room | 2393114 | Family Room | 0.00028447
Ceiling Fixture | Compact Fluorescent |  | Twist | 2 | 15 | Bedroom | 2393115 | Bedroom | 0.00028447
Ceiling Fixture | Compact Fluorescent |  | Twist | 2 | 15 | Hall | 2393116 | Hall | 0.00028447
Wall Mount | Compact Fluorescent |  | Twist | 1 | 15 | Hall | 2393117 | Hall | 0.00028447
Wall Mount | Incandescent |  | Standard A Lamp | 3 | 60 | Bathroom | 239321 | Bathroom | 0.00094081
Ceiling Fixture | Incandescent |  | Standard A Lamp | 1 | 60 | Bedroom | 239322 | Bedroom | 0.00094081
Table | Incandescent |  | Decorative | 1 | 40 | Bedroom | 239322 | Bedroom | 0.00094081
Ceiling Fixture | Incandescent |  | Standard A Lamp | 1 | 60 | Other | 239323 | Other | 0.00094081
Recessed Can | Compact Fluorescent |  | Reflector | 1 | 15 | Other | 239323 | Other | 0.00094081
Table | Incandescent |  | Standard A Lamp | 1 | 40 | Other | 239323 | Other | 0.00094081
Ceiling Fixture | Incandescent |  | Standard A Lamp | 2 | 60 | Bedroom | 239324 | Bedroom | 0.00094081
Floor lamp | Incandescent |  | Standard A Lamp | 1 | 100 | Bedroom | 239324 | Bedroom | 0.00094081
Table | Incandescent |  | Standard A Lamp | 1 | 60 | Bedroom | 239324 | Bedroom | 0.00094081
Table | Incandescent |  | Mini base | 1 | 40 | Bedroom | 239324 | Bedroom | 0.00094081
Recessed Can | Incandescent |  | Reflector | 1 | 65 | Hall | 239325 | Hall | 0.00094081
Ceiling Fixture | Incandescent |  | Standard A Lamp | 1 | 60 | Hall | 239325 | Hall | 0.00094081
Ceiling Fixture | Linear Fluorescent | 48 | T-12 | 2 | 40 | Garage | 239326 | Garage | 0.00094081
Table | Incandescent |  | Standard A Lamp | 1 | 60 | Garage | 239326 | Garage | 0.00094081
Garage door opener | Incandescent |  | Standard A Lamp | 1 | 60 | Garage | 239326 | Garage | 0.00094081
Ceiling Fixture | Incandescent |  | Standard A Lamp | 1 | 40 | Garage | 239326 | Garage | 0.00094081
Floor lamp | Compact Fluorescent |  | Pin base | 1 | 22 | Kitchen | 239327 | Kitchen | 0.00094081
Other | Linear Fluorescent | 36 | T-12 | 1 | 30 | Kitchen | 239327 | Kitchen | 0.00094081
Recessed Can | Incandescent |  | Reflector | 1 | 65 | Kitchen | 239327 | Kitchen | 0.00094081
Ceiling Fixture | Compact Fluorescent |  | Reflector | 1 | 13 | Kitchen | 239327 | Kitchen | 0.00094081
Table | Incandescent |  | Standard A Lamp | 1 | 40 | Kitchen | 239327 | Kitchen | 0.00094081
Floor lamp | Incandescent |  | Standard A Lamp | 1 | 40 | Kitchen | 239327 | Kitchen | 0.00094081
Floor lamp | Incandescent |  | Standard A Lamp | 1 | 150 | Kitchen | 239327 | Kitchen | 0.00094081
Table | Incandescent |  | Decorative | 1 | 40 | Kitchen | 239327 | Kitchen | 0.00094081
Other | Linear Fluorescent | 24 | T-8 | 1 | 15 | Kitchen | 239327 | Kitchen | 0.00094081
Ceiling Fixture | Linear Fluorescent | 48 | T-12 | 4 | 40 | Laundry Room | 239328 | Laundry Room | 0.00094081
Recessed Can | Incandescent |  | Reflector | 1 | 65 | Bathroom | 239329 | Bathroom | 0.00094081
Ceiling Fixture | Incandescent |  | Standard A Lamp | 2 | 60 | Bathroom | 239329 | Bathroom | 0.00094081
Table | Incandescent |  | Standard A Lamp | 1 | 40 | Bathroom | 239329 | Bathroom | 0.00094081
Wall Mount | Incandescent |  | Globe | 8 | 40 | Bathroom | 239329 | Bathroom | 0.00094081
Ceiling Fan | Incandescent |  | Standard A Lamp | 1 | 60 | Master Bedroom | 2393210 | Master Bedroom | 0.00094081
Wall Mount | Incandescent |  | Standard A Lamp | 1 | 100 | Master Bedroom | 2393210 | Master Bedroom | 0.00094081
Table | Incandescent |  | Standard A Lamp | 1 | 40 | Master Bedroom | 2393210 | Master Bedroom | 0.00094081
Wall Mount | Incandescent |  | Standard A Lamp | 1 | 40 | Master Bedroom | 2393210 | Master Bedroom | 0.00094081
Ceiling Fan | Incandescent |  | Standard A Lamp | 1 | 60 | Bedroom | 2393211 | Bedroom | 0.00094081
Table | Compact Fluorescent |  | Pin base | 1 | 22 | Bedroom | 2393211 | Bedroom | 0.00094081
Table | Incandescent |  | Standard A Lamp | 1 | 100 | Bedroom | 2393211 | Bedroom | 0.00094081
Table | Incandescent |  | Standard A Lamp | 1 | 60 | Bedroom | 2393211 | Bedroom | 0.00094081
Table | Compact Fluorescent |  | Pin base | 1 | 22 | Bedroom | 2393211 | Bedroom | 0.00094081
Recessed Can | Incandescent |  | Reflector | 1 | 65 | Hall | 2393212 | Hall | 0.00094081
Ceiling Fixture | Incandescent |  | Standard A Lamp | 1 | 60 | Hall | 2393213 | Hall | 0.00094081
Wall Mount | Incandescent |  | Standard A Lamp | 4 | 60 | Bathroom | 239331 | Bathroom | 0.00094081
Ceiling Fixture | Incandescent |  | Standard A Lamp | 1 | 75 | Laundry Room | 239332 | Laundry Room | 0.00094081
Wall Mount | Incandescent |  | Standard A Lamp | 4 | 60 | Laundry Room | 239332 | Laundry Room | 0.00094081
Ceiling Fixture | Incandescent |  | Standard A Lamp | 1 | 75 | Bedroom | 239333 | Bedroom | 0.00094081
Ceiling Fixture | Incandescent |  | Standard A Lamp | 2 | 75 | Bedroom | 239334 | Bedroom | 0.00094081
Wall Mount | Incandescent |  | Standard A Lamp | 1 | 75 | Bedroom | 239335 | Bedroom | 0.00094081
Ceiling Fixture | Incandescent |  | Clear | 1 | 75 | Kitchen | 239336 | Kitchen | 0.00094081
Ceiling Fixture | Incandescent |  | Decorative | 2 | 60 | Dining Room | 239337 | Dining Room | 0.00094081
Ceiling Fixture | Incandescent |  | Standard A Lamp | 1 | 75 | Hall | 239338 | Hall | 0.00094081
Ceiling Fixture | Linear Fluorescent | 48 | T-12 | 2 | 25 | Kitchen | 239339 | Kitchen | 0.00094081
Ceiling Fixture | Incandescent |  | Standard A Lamp | 1 | 75 | Kitchen | 239339 | Kitchen | 0.00094081
Ceiling Fan | Incandescent |  | Decorative | 3 | 60 | Living Room | 2393310 | Living Room | 0.00094081
Ceiling Fixture | Linear Fluorescent | 24 | T-12 | 2 | 20 | Living Room | 2393311 | Living Room | 0.00094081
Ceiling Fixture | Incandescent |  | Standard A Lamp | 4 | 60 | Family Room | 239361 | Family Room | 0.00094081
Wall Mount | Incandescent |  | Globe | 5 | 40 | Bathroom | 239362 | Bathroom | 0.00094081
Ceiling Fixture | Incandescent |  | Standard A Lamp | 1 | 60 | Bathroom | 239362 | Bathroom | 0.00094081
Wall Mount | Incandescent |  | Standard A Lamp | 2 | 60 | Bathroom | 239363 | Bathroom | 0.00094081
Wall Mount | Incandescent |  | Standard A Lamp | 2 | 60 | Bathroom | 239364 | Bathroom | 0.00094081
Ceiling Fixture | Incandescent |  | Standard A Lamp | 2 | 60 | Bedroom | 239365 | Bedroom | 0.00094081
Ceiling Fixture | Incandescent |  | Standard A Lamp | 2 | 60 | Bedroom | 239366 | Bedroom | 0.00094081
Ceiling Fixture | Incandescent |  | Standard A Lamp | 2 | 60 | Bedroom | 239367 | Bedroom | 0.00094081
Chandelier (Hanging) | Incandescent |  | Standard A Lamp | 4 | 60 | Bedroom | 239368 | Bedroom | 0.00094081
Ceiling Fixture | Incandescent |  | Standard A Lamp | 1 | 60 | Hall | 239369 | Hall | 0.00094081
Ceiling Fixture | Incandescent |  | Standard A Lamp | 1 | 60 | Hall | 2393610 | Hall | 0.00094081
Chandelier (Hanging) | Incandescent |  | Standard A Lamp | 5 | 60 | Kitchen | 2393611 | Kitchen | 0.00094081
Ceiling Fixture | Incandescent |  | Standard A Lamp | 1 | 60 | Kitchen | 2393611 | Kitchen | 0.00094081
Other | Incandescent |  | Standard A Lamp | 2 | 100 | Kitchen | 2393611 | Kitchen | 0.00094081
Ceiling Fixture | Incandescent |  | Standard A Lamp | 1 | 60 | Laundry Room | 2393612 | Laundry Room | 0.00094081
Table | Incandescent |  | Standard A Lamp | 1 | 100 | Living Room | 2393613 | Living Room | 0.00094081
Table | Compact Fluorescent |  | Twist | 1 | 22 | Living Room | 2393613 | Living Room | 0.00094081
Ceiling Fixture | Incandescent |  | Standard A Lamp | 1 | 60 | Other | 2393614 | Other | 0.00094081
Ceiling Fixture | Incandescent |  | Standard A Lamp | 1 | 60 | Hall | 2393615 | Hall | 0.00094081
Ceiling Fixture | Incandescent |  | Standard A Lamp | 1 | 60 | Other | 239391 | Other | 0.00052955
Ceiling Fixture | Incandescent |  | Standard A Lamp | 2 | 60 | Bathroom | 239392 | Bathroom | 0.00052955
Wall Mount | Incandescent |  | Globe | 3 | 40 | Bathroom | 239392 | Bathroom | 0.00052955
Ceiling Fixture | Incandescent |  | Standard A Lamp | 2 | 60 | Bedroom | 239393 | Bedroom | 0.00052955
Ceiling Fixture | Incandescent |  | Standard A Lamp | 1 | 60 | Other | 239394 | Other | 0.00052955
Ceiling Fixture | Incandescent |  | Standard A Lamp | 1 | 75 | Other | 239394 | Other | 0.00052955
Table | Incandescent |  | Standard A Lamp | 1 | 60 | Other | 239394 | Other | 0.00052955
Ceiling Fixture | Incandescent |  | Standard A Lamp | 1 | 60 | Family Room | 239395 | Family Room | 0.00052955
Ceiling Fixture | Incandescent |  | Standard A Lamp | 1 | 60 | Garage | 239396 | Garage | 0.00052955
Garage door opener | Incandescent |  | Standard A Lamp | 2 | 60 | Garage | 239396 | Garage | 0.00052955
Ceiling Fixture | Incandescent |  | Standard A Lamp | 2 | 60 | Kitchen | 239397 | Kitchen | 0.00052955
Table | Compact Fluorescent |  | Twist | 1 | 15 | Living Room | 239398 | Living Room | 0.00052955
Table | Incandescent |  | 3-Way Incandescent | 1 | 125 | Living Room | 239398 | Living Room | 0.00052955
Ceiling Fixture | Incandescent |  | Standard A Lamp | 2 | 60 | Bedroom | 239399 | Bedroom | 0.00052955
Ceiling Fixture | Incandescent |  | Standard A Lamp | 1 | 100 | Hall | 2393910 | Hall | 0.00052955
Wall Mount | Incandescent |  | Standard A Lamp | 1 | 75 | Bathroom | 239461 | Bathroom | 0.0005169
Wall Mount | Incandescent |  | Standard A Lamp | 2 | 60 | Bathroom | 239462 | Bathroom | 0.0005169
Wall Mount | Compact Fluorescent |  | Twist | 2 | 15 | Bathroom | 239463 | Bathroom | 0.0005169
Ceiling Fixture | Incandescent |  | Heat Lamp | 1 | 250 | Bathroom | 239463 | Bathroom | 0.0005169
Ceiling Fixture | Compact Fluorescent |  | Twist | 2 | 15 | Bedroom | 239464 | Bedroom | 0.0005169
Ceiling Fixture | Compact Fluorescent |  | Twist | 1 | 15 | Bedroom | 239465 | Bedroom | 0.0005169
Table | Incandescent |  | Standard A Lamp | 1 | 60 | Bedroom | 239465 | Bedroom | 0.0005169
Ceiling Fixture | Compact Fluorescent |  | Twist | 2 | 15 | Office | 239466 | Office | 0.0005169
Ceiling Fixture | Compact Fluorescent |  | Twist | 1 | 15 | Master Bedroom | 239467 | Master Bedroom | 0.0005169
Ceiling Fixture | Compact Fluorescent |  | Twist | 1 | 15 | Master Bedroom | 239467 | Master Bedroom | 0.0005169
Ceiling Fixture | Incandescent |  | Standard A Lamp | 1 | 75 | Dining Room | 239468 | Dining Room | 0.0005169
Table | Linear Fluorescent | 24 | T-5 | 2 | 16 | Family Room | 239469 | Family Room | 0.0005169
Torchiere | Halogen |  | Quartz Tube | 1 | 100 | Family Room | 239469 | Family Room | 0.0005169
Ceiling Fixture | Compact Fluorescent |  | Twist | 1 | 22 | Garage | 2394610 | Garage | 0.0005169
Ceiling Fixture | Linear Fluorescent | 48 | T-8 | 2 | 32 | Garage | 2394610 | Garage | 0.0005169
Garage door opener | Incandescent |  | Standard A Lamp | 1 | 60 | Garage | 2394610 | Garage | 0.0005169
Ceiling Fixture | Compact Fluorescent |  | Twist | 1 | 15 | Hall | 2394611 | Hall | 0.0005169
Ceiling Fixture | Compact Fluorescent |  | Twist | 1 | 15 | Hall | 2394612 | Hall | 0.0005169
Ceiling Fixture | Compact Fluorescent |  | Twist | 1 | 15 | Laundry Room | 2394613 | Laundry Room | 0.0005169
Torchiere | Incandescent |  | 3-Way Incandescent | 1 | 75 | Living Room | 2394614 | Living Room | 0.0005169
Ceiling Fixture | Incandescent |  | Standard A Lamp | 1 | 75 | Other | 239481 | Other | 0.00040077
Chandelier (Hanging) | Incandescent |  | Standard A Lamp | 2 | 65 | Bathroom | 239482 | Bathroom | 0.00040077
Wall Mount | Incandescent |  | Decorative | 3 | 65 | Bathroom | 239483 | Bathroom | 0.00040077
Wall Mount | Incandescent |  | Standard A Lamp | 2 | 60 | Bedroom | 239484 | Bedroom | 0.00040077
Wall Mount | Compact Fluorescent |  | Twist | 2 | 22 | Bedroom | 239485 | Bedroom | 0.00040077
Low bay | Linear Fluorescent | 48 | T-12 | 2 | 40 | Bedroom | 239486 | Bedroom | 0.00040077
Floor lamp | Halogen |  | Quartz Tube | 1 | 50 | Family Room | 239487 | Family Room | 0.00040077
Table | Incandescent |  | Standard A Lamp | 1 | 65 | Family Room | 239487 | Family Room | 0.00040077
Wall Mount | Incandescent |  | Standard A Lamp | 2 | 60 | Hall | 239488 | Hall | 0.00040077
Ceiling Fixture | Linear Fluorescent | 96 | T-12 | 2 | 100 | Kitchen | 239489 | Kitchen | 0.00040077
High bay | Incandescent |  | Standard A Lamp | 2 | 65 | Kitchen | 239489 | Kitchen | 0.00040077
Wall Mount | Incandescent |  | Globe | 3 | 60 | Kitchen | 239489 | Kitchen | 0.00040077
Wall Mount | Incandescent |  | Standard A Lamp | 2 | 60 | Master Bedroom | 2394810 | Master Bedroom | 0.00040077
Chandelier (Hanging) | Incandescent |  | Standard A Lamp | 1 | 60 | Office | 2394811 | Office | 0.00040077
Chandelier (Hanging) | Compact Fluorescent |  | Twist | 1 | 15 | Bathroom | 239521 | Bathroom | 0.00040077
Ceiling Fan | Incandescent |  | Heat Lamp | 1 | 150 | Bathroom | 239521 | Bathroom | 0.00040077
Ceiling Fan | Incandescent |  | Mini base | 4 | 25 | Bedroom | 239522 | Bedroom | 0.00040077
Table | Compact Fluorescent |  | Twist | 1 | 15 | Bedroom | 239522 | Bedroom | 0.00040077
Ceiling Fan | Compact Fluorescent |  | Twist | 3 | 15 | Bedroom | 239523 | Bedroom | 0.00040077
Table | Incandescent |  | Other | 1 | 60 | Bedroom | 239523 | Bedroom | 0.00040077
Table | Compact Fluorescent |  | Twist | 1 | 15 | Bedroom | 239523 | Bedroom | 0.00040077
Ceiling Fan | Compact Fluorescent |  | Twist | 3 | 15 | Bedroom | 239524 | Bedroom | 0.00040077
Table | Compact Fluorescent |  | A shape bulb | 1 | 15 | Bedroom | 239524 | Bedroom | 0.00040077
Wall Mount | Compact Fluorescent |  | Twist | 4 | 15 | Bathroom | 239525 | Bathroom | 0.00040077
Ceiling Fixture | Incandescent |  | Standard A Lamp | 2 | 60 | Bathroom | 239525 | Bathroom | 0.00040077
Ceiling Fixture | Incandescent |  | Standard A Lamp | 2 | 60 | Dining Room | 239526 | Dining Room | 0.00040077
Ceiling Fixture | Compact Fluorescent |  | Twist | 3 | 15 | Family Room | 239527 | Family Room | 0.00040077
Recessed Can | Incandescent |  | Reflector | 1 | 65 | Family Room | 239527 | Family Room | 0.00040077
Floor lamp | Incandescent |  | Standard A Lamp | 1 | 100 | Family Room | 239527 | Family Room | 0.00040077
Table | Incandescent |  | Standard A Lamp | 1 | 100 | Family Room | 239527 | Family Room | 0.00040077
Table | Compact Fluorescent |  | Twist | 1 | 22 | Family Room | 239527 | Family Room | 0.00040077
Table | Incandescent |  | Mini base | 3 | 25 | Family Room | 239527 | Family Room | 0.00040077
Ceiling Fixture | Incandescent |  | Standard A Lamp | 2 | 60 | Hall | 239528 | Hall | 0.00040077
Ceiling Fixture | Halogen |  | MR | 3 | 75 | Kitchen | 239529 | Kitchen | 0.00040077
Ceiling Fixture | Compact Fluorescent |  | Twist | 3 | 22 | Kitchen | 239529 | Kitchen | 0.00040077
Ceiling Fixture | Compact Fluorescent |  | Twist | 1 | 15 | Laundry Room | 2395210 | Laundry Room | 0.00040077
Table | Incandescent |  | Standard A Lamp | 1 | 100 | Living Room | 2395211 | Living Room | 0.00040077
Table | Compact Fluorescent |  | Twist | 1 | 15 | Living Room | 2395211 | Living Room | 0.00040077
Wall Mount | Compact Fluorescent |  | Twist | 1 | 15 | Living Room | 2395211 | Living Room | 0.00040077
Ceiling Fixture | Incandescent |  | Standard A Lamp | 1 | 60 | Office | 2395212 | Office | 0.00040077
Table | Incandescent |  | Other | 1 | 40 | Office | 2395212 | Office | 0.00040077
Table | Incandescent |  | Mini base | 2 | 40 | Office | 2395212 | Office | 0.00040077
Ceiling Fixture | Compact Fluorescent |  | Circline (Screw Base) | 1 | 28 | Other | 2395213 | Other | 0.00040077
Ceiling Fixture | Compact Fluorescent |  | Twist | 1 | 22 | Other | 2395213 | Other | 0.00040077
Table | Incandescent |  | Standard A Lamp | 1 | 60 | Other | 2395213 | Other | 0.00040077
Recessed - other | Incandescent |  | Reflector | 1 | 65 | Other | 239601 | Other | 0.00029634
Recessed Can | Incandescent |  | Reflector | 1 | 65 | Other | 239602 | Other | 0.00029634
Recessed Can | Compact Fluorescent |  | Reflector | 1 | 14 | Other | 239602 | Other | 0.00029634
Ceiling Fixture | Compact Fluorescent |  | Twist | 1 | 14 | Hall | 239603 | Hall | 0.00029634
Recessed Can | Compact Fluorescent |  | Reflector | 1 | 14 | Hall | 239604 | Hall | 0.00029634
Ceiling Fixture | Linear Fluorescent | 48 | T-12 | 2 | 40 | Garage | 239605 | Garage | 0.00029634
Ceiling Fixture | Incandescent |  | Standard A Lamp | 2 | 75 | Kitchen | 239606 | Kitchen | 0.00029634
Ceiling Fixture | Linear Fluorescent | 48 | T-12 | 2 | 40 | Kitchen | 239606 | Kitchen | 0.00029634
Floor lamp | Incandescent |  | Standard A Lamp | 1 | 75 | Living Room | 239607 | Living Room | 0.00029634
Wall Mount | Compact Fluorescent |  | Twist | 1 | 23 | Bathroom | 239608 | Bathroom | 0.00029634
Ceiling Fixture | Compact Fluorescent |  | Twist | 1 | 13 | Closet | 239609 | Closet | 0.00029634
Ceiling Fixture | Compact Fluorescent |  | Twist | 1 | 13 | Master Bedroom | 2396010 | Master Bedroom | 0.00029634
Ceiling Fixture | Incandescent |  | Standard A Lamp | 1 | 60 | Master Bedroom | 2396010 | Master Bedroom | 0.00029634
Wall Mount | Compact Fluorescent |  | Twist | 1 | 23 | Master Bedroom | 2396010 | Master Bedroom | 0.00029634
Wall Mount | Compact Fluorescent |  | Twist | 3 | 15 | Bathroom | 239651 | Bathroom | 0.00047324
Ceiling Fixture | Halogen |  | MR | 1 | 20 | Bedroom | 239652 | Bedroom | 0.00047324
Wall Mount | Incandescent |  | Globe | 4 | 40 | Bathroom | 239653 | Bathroom | 0.00047324
Ceiling Fixture | Incandescent |  | Standard A Lamp | 3 | 60 | Bedroom | 239654 | Bedroom | 0.00047324
Ceiling Fixture | Incandescent |  | Standard A Lamp | 2 | 60 | Bedroom | 239655 | Bedroom | 0.00047324
Recessed Can | Incandescent |  | Reflector | 1 | 60 | Hall | 239656 | Hall | 0.00047324
Ceiling Fixture | Incandescent |  | Standard A Lamp | 2 | 60 | Hall | 239656 | Hall | 0.00047324
Ceiling Fixture | Incandescent |  | Standard A Lamp | 1 | 100 | Closet | 239657 | Closet | 0.00047324
Ceiling Fixture | Incandescent |  | Standard A Lamp | 1 | 60 | Office | 239658 | Office | 0.00047324
Table | Incandescent |  | Standard A Lamp | 1 | 25 | Office | 239658 | Office | 0.00047324
Ceiling Fixture | Incandescent |  | Standard A Lamp | 1 | 60 | Family Room | 239659 | Family Room | 0.00047324
Ceiling Fixture | Incandescent |  | Standard A Lamp | 1 | 60 | Other | 2396510 | Other | 0.00047324
Recessed Can | Incandescent |  | Reflector | 1 | 75 | Hall | 2396511 | Hall | 0.00047324
Chandelier (Hanging) | Incandescent |  | Standard A Lamp | 1 | 60 | Hall | 2396512 | Hall | 0.00047324
Ceiling Fixture | Incandescent |  | Standard A Lamp | 1 | 60 | Kitchen | 2396513 | Kitchen | 0.00047324
Ceiling Fixture | Incandescent |  | Decorative | 4 | 25 | Kitchen | 2396513 | Kitchen | 0.00047324
Recessed Can | Incandescent |  | Reflector | 1 | 75 | Laundry Room | 2396514 | Laundry Room | 0.00047324
Chandelier (Hanging) | Incandescent |  | Standard A Lamp | 1 | 60 | Living Room | 2396515 | Living Room | 0.00047324
Track | Incandescent |  | Reflector | 2 | 65 | Living Room | 2396515 | Living Room | 0.00047324
Track | Incandescent |  | Reflector | 3 | 65 | Living Room | 2396515 | Living Room | 0.00047324
Ceiling Fan | Incandescent |  | Standard A Lamp | 1 | 60 | Living Room | 2396515 | Living Room | 0.00047324
Floor lamp | Incandescent |  | Standard A Lamp | 1 | 60 | Living Room | 2396515 | Living Room | 0.00047324
Ceiling Fixture | Incandescent |  | Standard A Lamp | 1 | 60 | Bathroom | 2396516 | Bathroom | 0.00047324
Wall Mount | Compact Fluorescent |  | Straight Tube | 4 | 22 | Bathroom | 2396516 | Bathroom | 0.00047324
Ceiling Fixture | Incandescent |  | Standard A Lamp | 1 | 60 | Master Bedroom | 2396517 | Master Bedroom | 0.00047324
Wall Mount | Incandescent |  | Standard A Lamp | 1 | 60 | Master Bedroom | 2396517 | Master Bedroom | 0.00047324
Table | Incandescent |  | Standard A Lamp | 1 | 60 | Master Bedroom | 2396517 | Master Bedroom | 0.00047324
Ceiling Fixture | Linear Fluorescent | 48 | T-8 | 2 | 32 | Laundry Room | 239661 | Laundry Room | 0.00094081
Ceiling Fixture | Linear Fluorescent | 48 | T-8 | 2 | 32 | Kitchen | 239662 | Kitchen | 0.00094081
Ceiling Fixture | Compact Fluorescent |  | Twist | 3 | 15 | Dining Room | 239663 | Dining Room | 0.00094081
Floor lamp | Linear Fluorescent | 24 | T-8 | 2 | 16 | Living Room | 239664 | Living Room | 0.00094081
Ceiling Fixture | Compact Fluorescent |  | Twist | 1 | 15 | Hall | 239665 | Hall | 0.00094081
Ceiling Fixture | Compact Fluorescent |  | Twist | 2 | 15 | Bedroom | 239666 | Bedroom | 0.00094081
Wall Mount | Incandescent |  | Globe | 4 | 40 | Bathroom | 239667 | Bathroom | 0.00094081
Ceiling Fixture | Compact Fluorescent |  | Twist | 2 | 22 | Bedroom | 239668 | Bedroom | 0.00094081
Table | Compact Fluorescent |  | Twist | 1 | 15 | Bedroom | 239668 | Bedroom | 0.00094081
Ceiling Fixture | Incandescent |  | Standard A Lamp | 2 | 60 | Other | 239721 | Other | 0.00052955
Ceiling Fixture | Incandescent |  | Standard A Lamp | 1 | 40 | Bathroom | 239722 | Bathroom | 0.00052955
Wall Mount | Incandescent |  | Clear | 6 | 20 | Bathroom | 239723 | Bathroom | 0.00052955
Ceiling Fixture | Incandescent |  | Standard A Lamp | 2 | 40 | Bedroom | 239724 | Bedroom | 0.00052955
Ceiling Fixture | Incandescent |  | Standard A Lamp | 1 | 60 | Bedroom | 239725 | Bedroom | 0.00052955
Ceiling Fixture | Incandescent |  | Standard A Lamp | 1 | 60 | Bedroom | 239726 | Bedroom | 0.00052955
Ceiling Fixture | Incandescent |  | Standard A Lamp | 2 | 60 | Bedroom | 239727 | Bedroom | 0.00052955
Floor lamp | Incandescent |  | Standard A Lamp | 1 | 150 | Bedroom | 239727 | Bedroom | 0.00052955
Chandelier (Hanging) | Incandescent |  | Standard A Lamp | 5 | 60 | Dining Room | 239728 | Dining Room | 0.00052955
Table | Linear Fluorescent | 48 | T-12 | 2 | 25 | Other | 239729 | Other | 0.00052955
Ceiling Fixture | Incandescent |  | Standard A Lamp | 1 | 75 | Hall | 2397210 | Hall | 0.00052955
Ceiling Fixture | Incandescent |  | Standard A Lamp | 1 | 60 | Other | 2397211 | Other | 0.00052955
Wall Mount | Incandescent |  | Standard A Lamp | 1 | 60 | Hall | 2397212 | Hall | 0.00052955
Ceiling Fixture | Linear Fluorescent | 48 | T-12 | 2 | 40 | Kitchen | 2397213 | Kitchen | 0.00052955
Chandelier (Hanging) | Incandescent |  | Standard A Lamp | 3 | 60 | Living Room | 2397214 | Living Room | 0.00052955
Floor lamp | Compact Fluorescent |  | Twist | 3 | 22 | Living Room | 2397214 | Living Room | 0.00052955
Table | Incandescent |  | Standard A Lamp | 1 | 60 | Living Room | 2397214 | Living Room | 0.00052955
Ceiling Fixture | Incandescent |  | Standard A Lamp | 3 | 40 | Office | 2397215 | Office | 0.00052955
Floor lamp | Incandescent |  | Standard A Lamp | 3 | 75 | Office | 2397215 | Office | 0.00052955
Ceiling Fixture | Incandescent |  | Standard A Lamp | 1 | 100 | Other | 2397216 | Other | 0.00052955
Wall Mount | Incandescent |  | Standard A Lamp | 2 | 60 | Bathroom | 239731 | Bathroom | 0.00029634
Ceiling Fixture | Compact Fluorescent |  | Twist | 2 | 15 | Bedroom | 239732 | Bedroom | 0.00029634
Table | Incandescent |  | Standard A Lamp | 1 | 60 | Bedroom | 239732 | Bedroom | 0.00029634
Ceiling Fixture | Compact Fluorescent |  | Twist | 1 | 15 | Laundry Room | 239733 | Laundry Room | 0.00029634
Ceiling Fixture | Incandescent |  | Standard A Lamp | 1 | 60 | Bedroom | 239734 | Bedroom | 0.00029634
Table | Incandescent |  | Standard A Lamp | 1 | 60 | Bedroom | 239734 | Bedroom | 0.00029634
Ceiling Fixture | Incandescent |  | Standard A Lamp | 1 | 60 | Bedroom | 239735 | Bedroom | 0.00029634
Ceiling Fixture | Incandescent |  | Standard A Lamp | 1 | 60 | Hall | 239736 | Hall | 0.00029634
Ceiling Fixture | Incandescent |  | Standard A Lamp | 1 | 60 | Living Room | 239737 | Living Room | 0.00029634
Ceiling Fan | Compact Fluorescent |  | Twist | 4 | 15 | Family Room | 239738 | Family Room | 0.00029634
Ceiling Fixture | Compact Fluorescent |  | Twist | 3 | 22 | Family Room | 239738 | Family Room | 0.00029634
Table | Incandescent |  | Standard A Lamp | 1 | 60 | Family Room | 239738 | Family Room | 0.00029634
Garage door opener | Incandescent |  | Standard A Lamp | 1 | 40 | Garage | 239739 | Garage | 0.00029634
Ceiling Fixture | Linear Fluorescent | 96 | T-12 | 2 | 100 | Garage | 239739 | Garage | 0.00029634
Ceiling Fixture | Linear Fluorescent | 48 | T-12 | 2 | 40 | Garage | 239739 | Garage | 0.00029634
Ceiling Fixture | Compact Fluorescent |  | Twist | 1 | 15 | Hall | 2397310 | Hall | 0.00029634
Ceiling Fan | Incandescent |  | Clear | 4 | 40 | Living Room | 2397311 | Living Room | 0.00029634
Other | Halogen |  |  | 1 | 150 | Living Room | 2397311 | Living Room | 0.00029634
Ceiling Fixture | Incandescent |  | Standard A Lamp | 1 | 60 | Other | 2397312 | Other | 0.00029634
Ceiling Fixture | Incandescent |  | Standard A Lamp | 2 | 60 | Kitchen | 2397313 | Kitchen | 0.00029634
Ceiling Fixture | Compact Fluorescent |  | Twist | 2 | 22 | Kitchen | 2397313 | Kitchen | 0.00029634
Ceiling Fixture | Incandescent |  | Standard A Lamp | 1 | 60 | Kitchen | 2397313 | Kitchen | 0.00029634
Ceiling Fixture | Incandescent |  | Standard A Lamp | 1 | 60 | Other | 239861 | Other | 0.00052955
Wall Mount | Incandescent |  | Standard A Lamp | 1 | 40 | Other | 239861 | Other | 0.00052955
Wall Mount | Incandescent |  | Globe | 5 | 40 | Bathroom | 239862 | Bathroom | 0.00052955
Ceiling Fan | Compact Fluorescent |  | Twist | 1 | 22 | Bedroom | 239863 | Bedroom | 0.00052955
Ceiling Fan | Incandescent |  | Standard A Lamp | 1 | 65 | Bedroom | 239864 | Bedroom | 0.00052955
Table | Incandescent |  | Standard A Lamp | 1 | 60 | Bedroom | 239864 | Bedroom | 0.00052955
Wall Mount | Incandescent |  | Standard A Lamp | 1 | 60 | Bedroom | 239864 | Bedroom | 0.00052955
Ceiling Fixture | Incandescent |  | Standard A Lamp | 2 | 60 | Bedroom | 239865 | Bedroom | 0.00052955
Table | Incandescent |  | Standard A Lamp | 1 | 60 | Bedroom | 239865 | Bedroom | 0.00052955
Wall Mount | Incandescent |  | Globe | 3 | 40 | Bathroom | 239866 | Bathroom | 0.00052955
Ceiling Fixture | Incandescent |  | Standard A Lamp | 2 | 60 | Bedroom | 239867 | Bedroom | 0.00052955
Table | Incandescent |  | Standard A Lamp | 1 | 60 | Bedroom | 239867 | Bedroom | 0.00052955
Ceiling Fixture | Incandescent |  | Standard A Lamp | 2 | 60 | Bedroom | 239868 | Bedroom | 0.00052955
Table | Incandescent |  | Standard A Lamp | 1 | 60 | Bedroom | 239868 | Bedroom | 0.00052955
Ceiling Fixture | Incandescent |  | Standard A Lamp | 2 | 60 | Kitchen | 239869 | Kitchen | 0.00052955
Ceiling Fixture | Linear Fluorescent | 48 | T-12 | 2 | 40 | Laundry Room | 2398610 | Laundry Room | 0.00052955
Ceiling Fixture | Linear Fluorescent | 48 | T-12 | 2 | 60 | Family Room | 2398611 | Family Room | 0.00052955
Floor lamp | Incandescent |  | Standard A Lamp | 4 | 60 | Family Room | 2398611 | Family Room | 0.00052955
Ceiling Fan | Incandescent |  | Decorative | 4 | 25 | Family Room | 2398612 | Family Room | 0.00052955
Wall Mount | Incandescent |  | Mini base | 2 | 40 | Family Room | 2398612 | Family Room | 0.00052955
Ceiling Fixture | Incandescent |  | Standard A Lamp | 1 | 60 | Hall | 2398613 | Hall | 0.00052955
Ceiling Fixture | Incandescent |  | Standard A Lamp | 3 | 60 | Kitchen | 2398614 | Kitchen | 0.00052955
Chandelier (Hanging) | Compact Fluorescent |  | Twist | 5 | 15 | Kitchen | 2398614 | Kitchen | 0.00052955
Chandelier (Hanging) | Incandescent |  | Decorative | 2 | 25 | Living Room | 2398615 | Living Room | 0.00052955
Table | Incandescent |  | 3-Way Incandescent | 1 | 150 | Living Room | 2398615 | Living Room | 0.00052955
Ceiling Fixture | Incandescent |  | Standard A Lamp | 1 | 40 | Hall | 2398616 | Hall | 0.00052955
Table | Incandescent |  | Standard A Lamp | 1 | 65 | Living Room | 239941 | Living Room | 0.00094081
Recessed Can | Incandescent |  | Reflector | 1 | 75 | Living Room | 239941 | Living Room | 0.00094081
Ceiling Fixture | Linear Fluorescent | 48 | T-12 | 2 | 40 | Family Room | 239942 | Family Room | 0.00094081
Architectural | Incandescent |  | Standard A Lamp | 1 | 40 | Family Room | 239942 | Family Room | 0.00094081
Ceiling Fixture | Compact Fluorescent |  | Pin base | 1 | 22 | Hall | 239943 | Hall | 0.00094081
Ceiling Fixture | Incandescent |  | Standard A Lamp | 1 | 60 | Hall | 239943 | Hall | 0.00094081
Ceiling Fixture | Linear Fluorescent | 48 | T-12 | 2 | 40 | Laundry Room | 239944 | Laundry Room | 0.00094081
Ceiling Fixture | Incandescent |  | Standard A Lamp | 1 | 75 | Other | 239945 | Other | 0.00094081
Ceiling Fixture | Linear Fluorescent | 48 | T-12 | 2 | 40 | Bathroom | 239946 | Bathroom | 0.00094081
Ceiling Fixture | Linear Fluorescent | 48 | T-12 | 2 | 40 | Bedroom | 239947 | Bedroom | 0.00094081
Ceiling Fixture | Linear Fluorescent | 48 | T-12 | 2 | 40 | Bedroom | 239948 | Bedroom | 0.00094081
Ceiling Fixture | Linear Fluorescent | 96 | T-12 | 2 | 100 | Kitchen | 239949 | Kitchen | 0.00094081
Architectural | Incandescent |  | Mini base | 1 | 25 | Kitchen | 239949 | Kitchen | 0.00094081
Chandelier (Hanging) | Incandescent |  | Standard A Lamp | 2 | 60 | Kitchen | 239949 | Kitchen | 0.00094081
Ceiling Fixture | Incandescent |  | Standard A Lamp | 3 | 60 | Hall | 2399410 | Hall | 0.00094081
Table | Incandescent |  | Standard A Lamp | 1 | 60 | Family Room | 2399411 | Family Room | 0.00094081
Ceiling Fixture | Incandescent |  | Standard A Lamp | 1 | 60 | Bedroom | 2399412 | Bedroom | 0.00094081
Table | Incandescent |  | Standard A Lamp | 1 | 60 | Bedroom | 2399412 | Bedroom | 0.00094081
Ceiling Fixture | Linear Fluorescent | 48 | T-12 | 2 | 40 | Bathroom | 2399413 | Bathroom | 0.00094081
Chandelier (Hanging) | Incandescent |  | Standard A Lamp | 1 | 60 | Bathroom | 2399413 | Bathroom | 0.00094081
Ceiling Fixture | Incandescent |  | Standard A Lamp | 2 | 60 | Master Bedroom | 2399414 | Master Bedroom | 0.00094081
Table | Incandescent |  | Standard A Lamp | 1 | 60 | Master Bedroom | 2399414 | Master Bedroom | 0.00094081
Ceiling Fixture | Incandescent |  | Standard A Lamp | 2 | 60 | Bedroom | 2399415 | Bedroom | 0.00094081
Ceiling Fixture | Incandescent |  | Standard A Lamp | 1 | 60 | Hall | 2399416 | Hall | 0.00094081
Ceiling Fixture | Incandescent |  | Standard A Lamp | 2 | 65 | Other | 239951 | Other | 0.00052955
Floor lamp | Incandescent |  | Standard A Lamp | 1 | 100 | Other | 239951 | Other | 0.00052955
Recessed - other | Incandescent |  | Globe | 1 | 40 | Other | 239951 | Other | 0.00052955
Ceiling Fixture | Compact Fluorescent |  | Twist | 1 | 15 | Bathroom | 239952 | Bathroom | 0.00052955
Wall Mount | Incandescent |  | Globe | 5 | 60 | Bathroom | 239952 | Bathroom | 0.00052955
Ceiling Fixture | Incandescent |  | Standard A Lamp | 2 | 60 | Bedroom | 239953 | Bedroom | 0.00052955
Table | Incandescent |  | Other | 2 | 65 | Bedroom | 239953 | Bedroom | 0.00052955
Ceiling Fixture | Incandescent |  | Standard A Lamp | 2 | 60 | Bedroom | 239954 | Bedroom | 0.00052955
Chandelier (Hanging) | Incandescent |  | Clear | 5 | 25 | Bedroom | 239955 | Bedroom | 0.00052955
Track | Compact Fluorescent |  | Pin base | 4 | 22 | Hall | 239956 | Hall | 0.00052955
Ceiling Fixture | Linear Fluorescent | 48 | T-8 | 2 | 40 | Kitchen | 239957 | Kitchen | 0.00052955
Chandelier (Hanging) | Incandescent |  | Clear | 5 | 25 | Kitchen | 239957 | Kitchen | 0.00052955
Chandelier (Hanging) | Incandescent |  | Standard A Lamp | 2 | 40 | Living Room | 239958 | Living Room | 0.00052955
Torchiere | Incandescent |  | 3-Way Incandescent | 1 | 150 | Living Room | 239958 | Living Room | 0.00052955
Table | Incandescent |  | Standard A Lamp | 1 | 60 | Living Room | 239958 | Living Room | 0.00052955
Ceiling Fan | Incandescent |  | Standard A Lamp | 3 | 65 | Master Bedroom | 239959 | Master Bedroom | 0.00052955
Floor lamp | Incandescent |  | 3-Way Incandescent | 1 | 100 | Master Bedroom | 239959 | Master Bedroom | 0.00052955
Ceiling Fan | Incandescent |  | Standard A Lamp | 3 | 60 | Office | 2399510 | Office | 0.00052955
Table | Incandescent |  | Standard A Lamp | 1 | 60 | Office | 2399510 | Office | 0.00052955
Track | Compact Fluorescent |  | Reflector | 6 | 22 | Bathroom | 2399511 | Bathroom | 0.00052955
Ceiling Fixture | Incandescent |  | Standard A Lamp | 2 | 60 | Bathroom | 2399511 | Bathroom | 0.00052955
Wall Mount | Incandescent |  | Globe | 3 | 40 | Bathroom | 240161 | Bathroom | 0.0030496
Ceiling Fixture | Incandescent |  | Standard A Lamp | 2 | 40 | Bathroom | 240161 | Bathroom | 0.0030496
Ceiling Fixture | Incandescent |  | Standard A Lamp | 2 | 40 | Bedroom | 240162 | Bedroom | 0.0030496
Ceiling Fixture | Incandescent |  | Standard A Lamp | 2 | 40 | Bedroom | 240163 | Bedroom | 0.0030496
Ceiling Fixture | Incandescent |  | Standard A Lamp | 2 | 40 | Bedroom | 240164 | Bedroom | 0.0030496
Floor lamp | Incandescent |  | Decorative | 3 | 40 | Bedroom | 240164 | Bedroom | 0.0030496
Ceiling Fixture | Compact Fluorescent |  | Circline (Screw Base) | 1 | 30 | Bedroom | 240165 | Bedroom | 0.0030496
Ceiling Fixture | Incandescent |  | Standard A Lamp | 1 | 100 | Closet | 240166 | Closet | 0.0030496
Ceiling Fixture | Compact Fluorescent |  | Twist | 1 | 15 | Laundry Room | 240168 | Laundry Room | 0.0030496
Table | Incandescent |  | Standard A Lamp | 1 | 60 | Living Room | 240169 | Living Room | 0.0030496
Floor lamp | Incandescent |  | Standard A Lamp | 1 | 75 | Living Room | 240169 | Living Room | 0.0030496
Ceiling Fixture | Incandescent |  | Standard A Lamp | 3 | 60 | Living Room | 240169 | Living Room | 0.0030496
Ceiling Fixture | Compact Fluorescent |  | Twist | 1 | 15 | Family Room | 2401610 | Family Room | 0.0030496
Ceiling Fixture | Linear Fluorescent | 48 | T-12 | 3 | 40 | Family Room | 2401610 | Family Room | 0.0030496
Ceiling Fixture | Incandescent |  | Reflector | 1 | 65 | Kitchen | 2401611 | Kitchen | 0.0030496
Ceiling Fixture | Linear Fluorescent | 48 | T-12 | 1 | 40 | Kitchen | 2401611 | Kitchen | 0.0030496
Ceiling Fixture | Incandescent |  | Standard A Lamp | 1 | 75 | Other | 2401612 | Other | 0.0030496
Ceiling Fixture | Incandescent |  | Standard A Lamp | 1 | 100 | Other | 240271 | Other | 0.0004784
Table | Incandescent |  | Standard A Lamp | 1 | 100 | Other | 240271 | Other | 0.0004784
Ceiling Fixture | Linear Fluorescent | 48 | T-8 | 2 | 32 | Bathroom | 240272 | Bathroom | 0.0004784
Wall Mount | Incandescent |  | Globe | 3 | 40 | Bathroom | 240272 | Bathroom | 0.0004784
Ceiling Fixture | Compact Fluorescent |  | Twist | 1 | 15 | Bedroom | 240273 | Bedroom | 0.0004784
Table | Incandescent |  | Standard A Lamp | 1 | 60 | Bedroom | 240274 | Bedroom | 0.0004784
Ceiling Fixture | Incandescent |  | Standard A Lamp | 1 | 200 | Garage | 240275 | Garage | 0.0004784
Ceiling Fixture | Compact Fluorescent |  | Twist | 2 | 15 | Kitchen | 240276 | Kitchen | 0.0004784
Ceiling Fixture | Incandescent |  | Standard A Lamp | 1 | 60 | Kitchen | 240276 | Kitchen | 0.0004784
Chandelier (Hanging) | Incandescent |  | Decorative | 5 | 40 | Living Room | 240277 | Living Room | 0.0004784
Table | Incandescent |  | Standard A Lamp | 1 | 60 | Living Room | 240277 | Living Room | 0.0004784
Ceiling Fan | Incandescent |  | Standard A Lamp | 3 | 60 | Living Room | 240277 | Living Room | 0.0004784
Floor lamp | Incandescent |  | Standard A Lamp | 1 | 60 | Living Room | 240277 | Living Room | 0.0004784
Ceiling Fixture | Incandescent |  | Standard A Lamp | 1 | 200 | Other | 240278 | Other | 0.0004784
Ceiling Fixture | Linear Fluorescent | 48 | T-12 | 2 | 40 | Other | 240278 | Other | 0.0004784
Wall Mount | Incandescent |  | Globe | 4 | 40 | Bathroom | 240331 | Bathroom | 0.0005169
Wall Mount | Incandescent |  | Globe | 4 | 40 | Bathroom | 240332 | Bathroom | 0.0005169
Wall Mount | Incandescent |  | Globe | 6 | 40 | Bathroom | 240333 | Bathroom | 0.0005169
Ceiling Fixture | Incandescent |  | Standard A Lamp | 2 | 60 | Bedroom | 240334 | Bedroom | 0.0005169
Ceiling Fixture | Incandescent |  | Standard A Lamp | 1 | 60 | Master Bedroom | 240335 | Master Bedroom | 0.0005169
Ceiling Fan | Incandescent |  | Standard A Lamp | 4 | 60 | Master Bedroom | 240336 | Master Bedroom | 0.0005169
Table | Incandescent |  | Standard A Lamp | 1 | 150 | Master Bedroom | 240336 | Master Bedroom | 0.0005169
Ceiling Fixture | Incandescent |  | Standard A Lamp | 1 | 60 | Bedroom | 240337 | Bedroom | 0.0005169
Ceiling Fixture | Incandescent |  | Standard A Lamp | 1 | 60 | Closet | 240338 | Closet | 0.0005169
Chandelier (Hanging) | Incandescent |  | Globe | 5 | 40 | Dining Room | 240339 | Dining Room | 0.0005169
Ceiling Fixture | Incandescent |  | Standard A Lamp | 1 | 150 | Garage | 2403310 | Garage | 0.0005169
Ceiling Fixture | Incandescent |  | Globe | 1 | 60 | Hall | 2403311 | Hall | 0.0005169
Ceiling Fixture | Incandescent |  | Standard A Lamp | 1 | 60 | Hall | 2403312 | Hall | 0.0005169
Recessed Can | Incandescent |  | Reflector | 1 | 65 | Kitchen | 2403313 | Kitchen | 0.0005169
Ceiling Fixture | Incandescent |  | Standard A Lamp | 1 | 60 | Laundry Room | 2403314 | Laundry Room | 0.0005169
Ceiling Fan | Incandescent |  | Globe | 4 | 40 | Living Room | 2403315 | Living Room | 0.0005169
Wall Mount | Incandescent |  | Globe | 4 | 40 | Bathroom | 240401 | Bathroom | 0.0005169
Wall Mount | Incandescent |  | Globe | 4 | 40 | Bathroom | 240402 | Bathroom | 0.0005169
Ceiling Fan | Incandescent |  | Standard A Lamp | 1 | 60 | Bedroom | 240403 | Bedroom | 0.0005169
Table | Incandescent |  | Clear | 1 | 40 | Bedroom | 240403 | Bedroom | 0.0005169
Ceiling Fixture | Incandescent |  | Standard A Lamp | 2 | 60 | Bedroom | 240404 | Bedroom | 0.0005169
Table | Incandescent |  | Standard A Lamp | 1 | 60 | Bedroom | 240404 | Bedroom | 0.0005169
Table | Compact Fluorescent |  | Decorative | 1 | 7 | Bedroom | 240404 | Bedroom | 0.0005169
Ceiling Fixture | Incandescent |  | Standard A Lamp | 2 | 60 | Bedroom | 240405 | Bedroom | 0.0005169
Wall Mount | Linear Fluorescent | 18 | T-8 | 1 | 20 | Closet | 240406 | Closet | 0.0005169
Ceiling Fixture | Linear Fluorescent | 48 | T-12 | 2 | 40 | Garage | 240407 | Garage | 0.0005169
Ceiling Fixture | Incandescent |  | Standard A Lamp | 1 | 60 | Garage | 240407 | Garage | 0.0005169
Ceiling Fixture | Incandescent |  | Standard A Lamp | 1 | 60 | Hall | 240408 | Hall | 0.0005169
Ceiling Fixture | Linear Fluorescent | 48 | T-12 | 2 | 40 | Kitchen | 240409 | Kitchen | 0.0005169
Chandelier (Hanging) | Compact Fluorescent |  | Twist | 1 | 15 | Kitchen | 240409 | Kitchen | 0.0005169
Architectural | Incandescent |  | Standard A Lamp | 1 | 60 | Kitchen | 240409 | Kitchen | 0.0005169
Ceiling Fan | Compact Fluorescent |  | Twist | 4 | 15 | Living Room | 2404010 | Living Room | 0.0005169
Ceiling Fixture | Compact Fluorescent |  | A shape bulb | 1 | 15 | Living Room | 2404010 | Living Room | 0.0005169
Wall Mount | Incandescent |  | Standard A Lamp | 3 | 40 | Bathroom | 240481 | Bathroom | 0.00094081
Ceiling Fixture | Incandescent |  | Standard A Lamp | 3 | 60 | Bedroom | 240482 | Bedroom | 0.00094081
Table | Compact Fluorescent |  | Pin base | 1 | 22 | Bedroom | 240482 | Bedroom | 0.00094081
Table | Incandescent |  | Standard A Lamp | 1 | 60 | Bedroom | 240482 | Bedroom | 0.00094081
Wall Mount | Incandescent |  | Globe | 5 | 40 | Bathroom | 240483 | Bathroom | 0.00094081
Ceiling Fan | Incandescent |  | Reflector | 3 | 40 | Bedroom | 240484 | Bedroom | 0.00094081
Table | Incandescent |  | Decorative | 1 | 40 | Bedroom | 240484 | Bedroom | 0.00094081
Recessed Can | Incandescent |  | Reflector | 1 | 75 | Bedroom | 240484 | Bedroom | 0.00094081
Table | Compact Fluorescent |  | Twist | 1 | 15 | Bedroom | 240484 | Bedroom | 0.00094081
Chandelier (Hanging) | Incandescent |  | Decorative | 8 | 40 | Family Room | 240485 | Family Room | 0.00094081
Table | Compact Fluorescent |  | Twist | 1 | 15 | Family Room | 240485 | Family Room | 0.00094081
Floor lamp | Incandescent |  | Standard A Lamp | 1 | 150 | Family Room | 240485 | Family Room | 0.00094081
Ceiling Fixture | Compact Fluorescent |  | Twist | 1 | 22 | Garage | 240486 | Garage | 0.00094081
Garage door opener | Incandescent |  | Standard A Lamp | 1 | 60 | Garage | 240486 | Garage | 0.00094081
Chandelier (Hanging) | Incandescent |  | Decorative | 8 | 40 | Hall | 240487 | Hall | 0.00094081
Table | Compact Fluorescent |  | Twist | 1 | 15 | Hall | 240487 | Hall | 0.00094081
Ceiling Fixture | Compact Fluorescent |  | Twist | 1 | 15 | Hall | 240487 | Hall | 0.00094081
Ceiling Fixture | Linear Fluorescent | 48 | T-12 | 4 | 32 | Kitchen | 240488 | Kitchen | 0.00094081
Recessed Can | Incandescent |  | Reflector | 1 | 75 | Kitchen | 240488 | Kitchen | 0.00094081
Ceiling Fixture | Incandescent |  | Standard A Lamp | 1 | 60 | Kitchen | 240488 | Kitchen | 0.00094081
Table | Incandescent |  | Standard A Lamp | 1 | 150 | Kitchen | 240488 | Kitchen | 0.00094081
Floor lamp | Incandescent |  | Standard A Lamp | 1 | 150 | Kitchen | 240488 | Kitchen | 0.00094081
Ceiling Fixture | Incandescent |  | Standard A Lamp | 1 | 60 | Bathroom | 240489 | Bathroom | 0.00094081
Wall Mount | Incandescent |  | Clear | 8 | 40 | Bathroom | 240489 | Bathroom | 0.00094081
Recessed Can | Incandescent |  | Reflector | 1 | 75 | Bathroom | 240489 | Bathroom | 0.00094081
Recessed Can | Incandescent |  | Reflector | 1 | 75 | Bathroom | 240489 | Bathroom | 0.00094081
Ceiling Fixture | Incandescent |  | Standard A Lamp | 1 | 60 | Bathroom | 240489 | Bathroom | 0.00094081
Ceiling Fan | Incandescent |  | Standard A Lamp | 4 | 40 | Bedroom | 2404810 | Bedroom | 0.00094081
Table | Compact Fluorescent |  | Twist | 1 | 22 | Bedroom | 2404810 | Bedroom | 0.00094081
Ceiling Fixture | Compact Fluorescent |  | Twist | 1 | 15 | Other | 2404811 | Other | 0.00094081
Ceiling Fixture | Incandescent |  | Globe | 3 | 40 | Other | 2404812 | Other | 0.00094081
Ceiling Fixture | Compact Fluorescent |  | Twist | 2 | 15 | Hall | 2404813 | Hall | 0.00094081
Ceiling Fixture | Compact Fluorescent |  | Twist | 2 | 15 | Other | 2404814 | Other | 0.00094081
Recessed Can | Incandescent |  | Reflector | 1 | 60 | Other | 2404814 | Other | 0.00094081
Floor lamp | Incandescent |  | Decorative | 5 | 40 | Other | 2404814 | Other | 0.00094081
Ceiling Fixture | Compact Fluorescent |  | Twist | 1 | 15 | Other | 2404814 | Other | 0.00094081
Floor lamp | Compact Fluorescent |  | Twist | 1 | 22 | Other | 2404814 | Other | 0.00094081
Floor lamp | Halogen |  | Quartz Tube | 1 | 100 | Other | 2404814 | Other | 0.00094081
Table | Compact Fluorescent |  | Twist | 1 | 22 | Other | 2404814 | Other | 0.00094081
Track | Incandescent |  | Globe | 3 | 40 | Bathroom | 2404815 | Bathroom | 0.00094081
Ceiling Fixture | Incandescent |  | Standard A Lamp | 1 | 40 | Bathroom | 2404815 | Bathroom | 0.00094081
Ceiling Fixture | Compact Fluorescent |  | Twist | 1 | 15 | Other | 2404816 | Other | 0.00094081
Wall Mount | Linear Fluorescent | 24 | T-12 | 1 | 16 | Other | 2404816 | Other | 0.00094081
Ceiling Fixture | Incandescent |  | Decorative | 3 | 40 | Bedroom | 2404817 | Bedroom | 0.00094081
Recessed Can | Incandescent |  | Reflector | 1 | 75 | Bedroom | 2404817 | Bedroom | 0.00094081
Table | Incandescent |  | Standard A Lamp | 1 | 60 | Bedroom | 2404817 | Bedroom | 0.00094081
Table | Incandescent |  | 3-Way Incandescent | 1 | 100 | Living Room | 240831 | Living Room | 0.00047324
Floor lamp | Incandescent |  | Standard A Lamp | 1 | 75 | Living Room | 240831 | Living Room | 0.00047324
Floor lamp | Compact Fluorescent |  | Twist | 1 | 15 | Living Room | 240831 | Living Room | 0.00047324
Ceiling Fan | Incandescent |  | Standard A Lamp | 3 | 40 | Kitchen | 240832 | Kitchen | 0.00047324
Ceiling Fixture | Linear Fluorescent | 48 | T-12 | 2 | 40 | Kitchen | 240832 | Kitchen | 0.00047324
Ceiling Fixture | Linear Fluorescent | 24 | T-12 | 1 | 20 | Kitchen | 240832 | Kitchen | 0.00047324
Ceiling Fixture | Incandescent |  | Standard A Lamp | 1 | 40 | Hall | 240833 | Hall | 0.00047324
Ceiling Fixture | Incandescent |  | Standard A Lamp | 3 | 40 | Hall | 240833 | Hall | 0.00047324
Ceiling Fixture | Incandescent |  | Standard A Lamp | 2 | 60 | Bedroom | 240834 | Bedroom | 0.00047324
Table | Incandescent |  | Mini base | 1 | 25 | Bedroom | 240834 | Bedroom | 0.00047324
Floor lamp | Incandescent |  | Standard A Lamp | 2 | 60 | Bedroom | 240834 | Bedroom | 0.00047324
Ceiling Fixture | Incandescent |  | Standard A Lamp | 2 | 60 | Bedroom | 240835 | Bedroom | 0.00047324
Wall Mount | Incandescent |  | Globe | 6 | 40 | Bathroom | 240836 | Bathroom | 0.00047324
Ceiling Fixture | Incandescent |  | Standard A Lamp | 1 | 40 | Bathroom | 240836 | Bathroom | 0.00047324
Ceiling Fixture | Incandescent |  | Standard A Lamp | 2 | 40 | Laundry Room | 240837 | Laundry Room | 0.00047324
Ceiling Fixture | Incandescent |  | Standard A Lamp | 2 | 40 | Bedroom | 240838 | Bedroom | 0.00047324
Table | Incandescent |  | Mini base | 2 | 25 | Bedroom | 240838 | Bedroom | 0.00047324
Ceiling Fixture | Incandescent |  | Standard A Lamp | 1 | 60 | Bedroom | 240931 | Bedroom | 0.00029634
Ceiling Fixture | Incandescent |  | Standard A Lamp | 2 | 60 | Family Room | 240932 | Family Room | 0.00029634
Floor lamp | Compact Fluorescent |  | A shape bulb | 1 | 15 | Family Room | 240932 | Family Room | 0.00029634
Ceiling Fixture | Incandescent |  | Standard A Lamp | 1 | 60 | Other | 240933 | Other | 0.00029634
Table | Incandescent |  | Standard A Lamp | 1 | 60 | Other | 240933 | Other | 0.00029634
Wall Mount | Incandescent |  | Standard A Lamp | 3 | 100 | Bathroom | 240934 | Bathroom | 0.00029634
Ceiling Fixture | Incandescent |  | Standard A Lamp | 2 | 60 | Bathroom | 240934 | Bathroom | 0.00029634
Ceiling Fixture | Incandescent |  | Standard A Lamp | 2 | 60 | Bedroom | 240935 | Bedroom | 0.00029634
Table | Compact Fluorescent |  | A shape bulb | 1 | 15 | Bedroom | 240935 | Bedroom | 0.00029634
Wall Mount | Incandescent |  | Standard A Lamp | 3 | 60 | Bedroom | 240936 | Bedroom | 0.00029634
Ceiling Fixture | Incandescent |  | Standard A Lamp | 2 | 60 | Bedroom | 240936 | Bedroom | 0.00029634
Table | Incandescent |  | Mini base | 1 | 20 | Bedroom | 240936 | Bedroom | 0.00029634
Ceiling Fixture | Incandescent |  | Standard A Lamp | 2 | 60 | Bedroom | 240937 | Bedroom | 0.00029634
Ceiling Fixture | Incandescent |  | Standard A Lamp | 1 | 60 | Other | 240938 | Other | 0.00029634
Chandelier (Hanging) | Incandescent |  | Standard A Lamp | 9 | 60 | Hall | 240939 | Hall | 0.00029634
Ceiling Fixture | Incandescent |  | Standard A Lamp | 2 | 60 | Hall | 240939 | Hall | 0.00029634
Recessed Can | Incandescent |  | Reflector | 1 | 40 | Hall | 240939 | Hall | 0.00029634
Ceiling Fixture | Incandescent |  | Standard A Lamp | 2 | 60 | Garage | 2409310 | Garage | 0.00029634
Garage door opener | Incandescent |  | Standard A Lamp | 1 | 60 | Garage | 2409310 | Garage | 0.00029634
Recessed Can | Incandescent |  | Reflector | 1 | 65 | Hall | 2409311 | Hall | 0.00029634
Ceiling Fixture | Incandescent |  | Standard A Lamp | 2 | 60 | Hall | 2409311 | Hall | 0.00029634
Ceiling Fixture | Incandescent |  | Standard A Lamp | 2 | 60 | Hall | 2409312 | Hall | 0.00029634
Recessed Can | Incandescent |  | Reflector | 1 | 65 | Kitchen | 2409313 | Kitchen | 0.00029634
Chandelier (Hanging) | Incandescent |  | Standard A Lamp | 6 | 60 | Kitchen | 2409313 | Kitchen | 0.00029634
Chandelier (Hanging) | Incandescent |  | Standard A Lamp | 1 | 100 | Kitchen | 2409313 | Kitchen | 0.00029634
Ceiling Fixture | Incandescent |  | Standard A Lamp | 1 | 60 | Kitchen | 2409313 | Kitchen | 0.00029634
Ceiling Fixture | Incandescent |  | Standard A Lamp | 2 | 60 | Laundry Room | 2409314 | Laundry Room | 0.00029634
Ceiling Fan | Incandescent |  | Decorative | 4 | 60 | Living Room | 2409315 | Living Room | 0.00029634
Floor lamp | Compact Fluorescent |  | A shape bulb | 4 | 15 | Living Room | 2409315 | Living Room | 0.00029634
Table | Incandescent |  | Standard A Lamp | 1 | 100 | Living Room | 2409315 | Living Room | 0.00029634
Table | Incandescent |  | Decorative | 1 | 40 | Living Room | 2409315 | Living Room | 0.00029634
Recessed Can | Incandescent |  | Reflector | 1 | 65 | Living Room | 2409315 | Living Room | 0.00029634
Chandelier (Hanging) | Incandescent |  | Standard A Lamp | 3 | 60 | Bathroom | 2409316 | Bathroom | 0.00029634
High bay | Incandescent |  | Standard A Lamp | 2 | 60 | Bathroom | 2409316 | Bathroom | 0.00029634
Recessed Can | Incandescent |  | Reflector | 1 | 65 | Bathroom | 2409316 | Bathroom | 0.00029634
Ceiling Fixture | Incandescent |  | Standard A Lamp | 2 | 60 | Bathroom | 2409316 | Bathroom | 0.00029634
Other | Incandescent |  | Mini base | 1 | 5 | Bathroom | 2409316 | Bathroom | 0.00029634
Ceiling Fan | Incandescent |  | Decorative | 4 | 60 | Master Bedroom | 2409317 | Master Bedroom | 0.00029634
Wall Mount | Incandescent |  | Standard A Lamp | 1 | 100 | Master Bedroom | 2409317 | Master Bedroom | 0.00029634
Table | Incandescent |  | Decorative | 1 | 60 | Master Bedroom | 2409317 | Master Bedroom | 0.00029634
Ceiling Fixture | Incandescent |  | Standard A Lamp | 2 | 60 | Bathroom | 2409318 | Bathroom | 0.00029634
Wall Mount | Incandescent |  | Standard A Lamp | 2 | 60 | Bathroom | 2409318 | Bathroom | 0.00029634
Chandelier (Hanging) | Compact Fluorescent |  | Twist | 4 | 15 | Dining Room | 241191 | Dining Room | 0.0005169
Chandelier (Hanging) | Incandescent |  | Standard A Lamp | 1 | 60 | Dining Room | 241191 | Dining Room | 0.0005169
Ceiling Fixture | Incandescent |  | Standard A Lamp | 1 | 60 | Hall | 241192 | Hall | 0.0005169
Ceiling Fixture | Compact Fluorescent |  | Twist | 1 | 15 | Garage | 241193 | Garage | 0.0005169
Ceiling Fixture | Compact Fluorescent |  | Twist | 1 | 22 | Garage | 241193 | Garage | 0.0005169
Garage door opener | Compact Fluorescent |  | Twist | 2 | 15 | Garage | 241193 | Garage | 0.0005169
Table | Incandescent |  | Standard A Lamp | 1 | 90 | Garage | 241193 | Garage | 0.0005169
Ceiling Fixture | Incandescent |  | Standard A Lamp | 2 | 60 | Office | 241194 | Office | 0.0005169
Table | Compact Fluorescent |  | Twist | 1 | 15 | Office | 241194 | Office | 0.0005169
Ceiling Fixture | Compact Fluorescent |  | Twist | 1 | 15 | Hall | 241195 | Hall | 0.0005169
Wall Mount | Incandescent |  | Other | 3 | 45 | Bathroom | 241196 | Bathroom | 0.0005169
Wall Mount | Incandescent |  | Mini base | 1 | 10 | Kitchen | 241197 | Kitchen | 0.0005169
Other | Incandescent |  | Other | 3 | 20 | Kitchen | 241197 | Kitchen | 0.0005169
Ceiling Fixture | Linear Fluorescent | 36 | T-8 | 2 | 32 | Kitchen | 241197 | Kitchen | 0.0005169
Ceiling Fixture | Linear Fluorescent | 48 | T-8 | 4 | 32 | Kitchen | 241197 | Kitchen | 0.0005169
Torchiere | Incandescent |  | Standard A Lamp | 1 | 100 | Living Room | 241198 | Living Room | 0.0005169
Floor lamp | Incandescent |  | Standard A Lamp | 1 | 15 | Living Room | 241198 | Living Room | 0.0005169
Wall Mount | Incandescent |  | Mini base | 1 | 4 | Living Room | 241198 | Living Room | 0.0005169
Other | Linear Fluorescent | 36 | T-8 | 1 | 22 | Living Room | 241198 | Living Room | 0.0005169
Ceiling Fixture | Linear Fluorescent | 48 | T-12 | 2 | 40 | Bathroom | 241199 | Bathroom | 0.0005169
Ceiling Fixture | Compact Fluorescent |  | Twist | 2 | 15 | Bathroom | 241199 | Bathroom | 0.0005169
Ceiling Fan | Incandescent |  | Clear | 4 | 60 | Master Bedroom | 2411910 | Master Bedroom | 0.0005169
Table | Incandescent |  | Standard A Lamp | 2 | 60 | Master Bedroom | 2411910 | Master Bedroom | 0.0005169
Table | Incandescent |  | Other | 1 | 60 | Master Bedroom | 2411910 | Master Bedroom | 0.0005169
Ceiling Fixture | Compact Fluorescent |  | Twist | 1 | 22 | Bedroom | 2411911 | Bedroom | 0.0005169
Table | Incandescent |  | Decorative | 2 | 25 | Bedroom | 2411911 | Bedroom | 0.0005169
Table | Compact Fluorescent |  | Twist | 1 | 22 | Bedroom | 2411912 | Bedroom | 0.0005169
Other | Incandescent |  | Mini base | 1 | 10 | Bedroom | 2411912 | Bedroom | 0.0005169
Ceiling Fixture | Compact Fluorescent |  | Twist | 2 | 15 | Bedroom | 2411912 | Bedroom | 0.0005169
Table | Compact Fluorescent |  | A shape bulb | 1 | 9 | Bedroom | 2411912 | Bedroom | 0.0005169
Ceiling Fixture | Incandescent |  | Standard A Lamp | 1 | 60 | Bathroom | 241201 | Bathroom | 0.00052955
Wall Mount | Incandescent |  | Standard A Lamp | 4 | 60 | Bathroom | 241201 | Bathroom | 0.00052955
Ceiling Fixture | Incandescent |  | Standard A Lamp | 2 | 60 | Bedroom | 241202 | Bedroom | 0.00052955
Table | Incandescent |  | Standard A Lamp | 1 | 60 | Bedroom | 241202 | Bedroom | 0.00052955
Ceiling Fixture | Incandescent |  | Standard A Lamp | 2 | 25 | Bedroom | 241203 | Bedroom | 0.00052955
Ceiling Fixture | Incandescent |  | Standard A Lamp | 2 | 60 | Bedroom | 241204 | Bedroom | 0.00052955
Torchiere | Incandescent |  | Standard A Lamp | 2 | 60 | Bedroom | 241204 | Bedroom | 0.00052955
Ceiling Fixture | Incandescent |  | Standard A Lamp | 2 | 60 | Bedroom | 241205 | Bedroom | 0.00052955
Ceiling Fixture | Incandescent |  | Standard A Lamp | 1 | 65 | Hall | 241206 | Hall | 0.00052955
Track | Halogen |  | MR | 6 | 50 | Kitchen | 241207 | Kitchen | 0.00052955
Ceiling Fixture | Incandescent |  | Standard A Lamp | 2 | 60 | Laundry Room | 241208 | Laundry Room | 0.00052955
Ceiling Fixture | Incandescent |  | Standard A Lamp | 2 | 65 | Living Room | 241209 | Living Room | 0.00052955
Table | Compact Fluorescent |  | Twist | 1 | 15 | Living Room | 241209 | Living Room | 0.00052955
Ceiling Fixture | Compact Fluorescent |  | Twist | 1 | 22 | Closet | 2412010 | Closet | 0.00052955
Table | Compact Fluorescent |  | Twist | 1 | 15 | Other | 241511 | Other | 0.0004784
Ceiling Fixture | Incandescent |  | Standard A Lamp | 1 | 60 | Other | 241511 | Other | 0.0004784
Ceiling Fixture | Incandescent |  | Standard A Lamp | 2 | 40 | Bathroom | 241512 | Bathroom | 0.0004784
Ceiling Fixture | Compact Fluorescent |  | Twist | 1 | 15 | Bedroom | 241513 | Bedroom | 0.0004784
Table | Compact Fluorescent |  | Twist | 1 | 18 | Bedroom | 241513 | Bedroom | 0.0004784
Ceiling Fixture | Compact Fluorescent |  | Twist | 2 | 15 | Closet | 241514 | Closet | 0.0004784
Ceiling Fixture | Compact Fluorescent |  | Twist | 1 | 22 | Kitchen | 241515 | Kitchen | 0.0004784
Architectural | Compact Fluorescent |  | Twist | 1 | 15 | Kitchen | 241515 | Kitchen | 0.0004784
Ceiling Fixture | Compact Fluorescent |  | Circline (Screw Base) | 1 | 28 | Laundry Room | 241516 | Laundry Room | 0.0004784
Ceiling Fixture | Compact Fluorescent |  | Twist | 1 | 15 | Living Room | 241517 | Living Room | 0.0004784
Floor lamp | Compact Fluorescent |  | Twist | 1 | 22 | Living Room | 241517 | Living Room | 0.0004784
Table | Compact Fluorescent |  | Twist | 1 | 15 | Living Room | 241517 | Living Room | 0.0004784
Ceiling Fixture | Compact Fluorescent |  | Twist | 1 | 15 | Office | 241518 | Office | 0.0004784
Ceiling Fixture | Linear Fluorescent | 18 | T-12 | 1 | 20 | Office | 241518 | Office | 0.0004784
Table | Incandescent |  | Clear | 2 | 25 | Office | 241518 | Office | 0.0004784
Ceiling Fixture | Compact Fluorescent |  | Twist | 1 | 15 | Other | 241531 | Other | 0.00028447
Ceiling Fixture | Incandescent |  | Standard A Lamp | 1 | 60 | Hall | 241532 | Hall | 0.00028447
Ceiling Fixture | Linear Fluorescent | 48 | T-12 | 2 | 40 | Kitchen | 241533 | Kitchen | 0.00028447
Ceiling Fixture | Linear Fluorescent | 48 | T-12 | 2 | 40 | Laundry Room | 241534 | Laundry Room | 0.00028447
Ceiling Fixture | Compact Fluorescent |  | Twist | 4 | 15 | Living Room | 241535 | Living Room | 0.00028447
Ceiling Fixture | Incandescent |  | Standard A Lamp | 1 | 60 | Living Room | 241535 | Living Room | 0.00028447
Table | Incandescent |  | Standard A Lamp | 1 | 100 | Living Room | 241535 | Living Room | 0.00028447
Floor lamp | Incandescent |  | Standard A Lamp | 1 | 75 | Living Room | 241535 | Living Room | 0.00028447
Ceiling Fixture | Incandescent |  | Standard A Lamp | 1 | 60 | Bathroom | 241536 | Bathroom | 0.00028447
Wall Mount | Incandescent |  | Globe | 5 | 60 | Bathroom | 241536 | Bathroom | 0.00028447
Ceiling Fixture | Incandescent |  | Standard A Lamp | 2 | 25 | Master Bedroom | 241537 | Master Bedroom | 0.00028447
Table | Linear Fluorescent | 18 | T-12 | 1 | 16 | Master Bedroom | 241537 | Master Bedroom | 0.00028447
Ceiling Fixture | Incandescent |  | Standard A Lamp | 2 | 60 | Office | 241538 | Office | 0.00028447
Ceiling Fixture | Incandescent |  | Standard A Lamp | 1 | 100 | Garage | 241539 | Garage | 0.00028447
Ceiling Fixture | Incandescent |  | Standard A Lamp | 2 | 60 | Bedroom | 2415310 | Bedroom | 0.00028447
Wall Mount | Incandescent |  | Standard A Lamp | 1 | 60 | Bathroom | 2415311 | Bathroom | 0.00028447
Ceiling Fixture | Incandescent |  | Standard A Lamp | 2 | 60 | Bedroom | 2415312 | Bedroom | 0.00028447
Table | Incandescent |  | Standard A Lamp | 1 | 60 | Bedroom | 2415312 | Bedroom | 0.00028447
Ceiling Fixture | Incandescent |  | Standard A Lamp | 1 | 75 | Hall | 2415313 | Hall | 0.00028447
Ceiling Fixture | Incandescent |  | Standard A Lamp | 1 | 60 | Other | 2415314 | Other | 0.00028447
Ceiling Fixture | Linear Fluorescent | 48 | T-12 | 2 | 40 | Other | 241581 | Other | 0.0005169
Wall Mount | Linear Fluorescent | 36 | T-5 | 1 | 20 | Other | 241582 | Other | 0.0005169
Architectural | Linear Fluorescent | 36 | T-5 | 1 | 22 | Bathroom | 241583 | Bathroom | 0.0005169
Recessed Can | Compact Fluorescent |  | Twist | 1 | 15 | Bedroom | 241584 | Bedroom | 0.0005169
Architectural | Compact Fluorescent | 18 | Twist | 2 | 15 | Bedroom | 241584 | Bedroom | 0.0005169
Chandelier (Hanging) | Halogen |  | MR | 1 | 50 | Dining Room | 241585 | Dining Room | 0.0005169
Track | Halogen |  | MR | 1 | 50 | Dining Room | 241585 | Dining Room | 0.0005169
Ceiling Fixture | Linear Fluorescent | 48 | T-12 | 2 | 40 | Other | 241586 | Other | 0.0005169
Recessed Can | Compact Fluorescent |  | Twist | 1 | 22 | Hall | 241587 | Hall | 0.0005169
Wall Mount | Linear Fluorescent | 36 | T-5 | 1 | 20 | Hall | 241587 | Hall | 0.0005169
Track | Halogen |  | MR | 1 | 50 | Kitchen | 241588 | Kitchen | 0.0005169
Architectural | Compact Fluorescent |  | Circline (Screw Base) | 1 | 28 | Kitchen | 241588 | Kitchen | 0.0005169
Recessed Can | Compact Fluorescent |  | Twist | 1 | 15 | Kitchen | 241588 | Kitchen | 0.0005169
Architectural | Halogen |  | MR | 1 | 20 | Kitchen | 241588 | Kitchen | 0.0005169
Architectural | Linear Fluorescent | 36 | T-5 | 1 | 22 | Laundry Room | 241589 | Laundry Room | 0.0005169
Recessed Can | Compact Fluorescent |  | Twist | 1 | 15 | Laundry Room | 241589 | Laundry Room | 0.0005169
Track | Halogen |  | MR | 1 | 50 | Living Room | 2415810 | Living Room | 0.0005169
Ceiling Fixture | Linear Fluorescent | 18 | T-5 | 1 | 12 | Office | 2415811 | Office | 0.0005169
Ceiling Fixture | Incandescent |  | Standard A Lamp | 1 | 60 | Laundry Room | 241711 | Laundry Room | 0.0005169
Ceiling Fixture | Compact Fluorescent |  | Twist | 2 | 15 | Laundry Room | 241711 | Laundry Room | 0.0005169
Ceiling Fixture | Halogen |  | MR | 2 | 30 | Bedroom | 241712 | Bedroom | 0.0005169
Table | Halogen |  | PAR | 1 | 20 | Bedroom | 241712 | Bedroom | 0.0005169
Ceiling Fixture | Compact Fluorescent |  | Twist | 1 | 15 | Closet | 241713 | Closet | 0.0005169
Ceiling Fixture | Halogen |  | PAR | 3 | 30 | Bedroom | 241714 | Bedroom | 0.0005169
Floor lamp | Incandescent |  | Standard A Lamp | 1 | 60 | Bedroom | 241714 | Bedroom | 0.0005169
Table | Halogen |  | PAR | 1 | 30 | Bedroom | 241714 | Bedroom | 0.0005169
Ceiling Fixture | Halogen |  | PAR | 1 | 20 | Closet | 241715 | Closet | 0.0005169
Ceiling Fixture | Compact Fluorescent |  | Twist | 2 | 15 | Bedroom | 241716 | Bedroom | 0.0005169
Ceiling Fixture | Compact Fluorescent |  | Twist | 2 | 22 | Garage | 241717 | Garage | 0.0005169
Ceiling Fixture | Compact Fluorescent |  | Twist | 1 | 22 | Garage | 241717 | Garage | 0.0005169
Ceiling Fixture | Compact Fluorescent |  | Twist | 1 | 15 | Kitchen | 241718 | Kitchen | 0.0005169
Chandelier (Hanging) | Incandescent |  | Heat Lamp | 6 | 25 | Dining Room | 241719 | Dining Room | 0.0005169
Table | Compact Fluorescent |  | Twist | 2 | 15 | Living Room | 2417110 | Living Room | 0.0005169
Wall Mount | Incandescent |  | Decorative | 1 | 40 | Living Room | 2417110 | Living Room | 0.0005169
Ceiling Fixture | Compact Fluorescent |  | Twist | 2 | 15 | Hall | 2417111 | Hall | 0.0005169
Ceiling Fixture | Incandescent |  | Standard A Lamp | 1 | 60 | Master Bedroom | 2417112 | Master Bedroom | 0.0005169
Recessed Can | Compact Fluorescent |  | Twist | 1 | 22 | Bathroom | 2417113 | Bathroom | 0.0005169
Wall Mount | Compact Fluorescent |  | Twist | 4 | 15 | Bathroom | 2417113 | Bathroom | 0.0005169
Recessed Can | Compact Fluorescent |  | Twist | 1 | 22 | Hall | 2417114 | Hall | 0.0005169
Floor lamp | Incandescent |  | Standard A Lamp | 1 | 200 | Hall | 2417114 | Hall | 0.0005169
Wall Mount | Compact Fluorescent |  | Twist | 1 | 15 | Other | 2417115 | Other | 0.0005169
Ceiling Fixture | Compact Fluorescent |  | Twist | 1 | 22 | Garage | 241841 | Garage | 0.0010836
Garage door opener | Incandescent |  | Standard A Lamp | 1 | 60 | Garage | 241841 | Garage | 0.0010836
Wall Mount | Incandescent |  | Globe | 2 | 40 | Bathroom | 241842 | Bathroom | 0.0010836
Recessed - other | Incandescent |  | Heat Lamp | 1 | 250 | Bathroom | 241842 | Bathroom | 0.0010836
Ceiling Fixture | Incandescent |  | Standard A Lamp | 1 | 75 | Bedroom | 241843 | Bedroom | 0.0010836
Recessed Can | Incandescent |  | Reflector | 1 | 65 | Office | 241844 | Office | 0.0010836
Wall Mount | Incandescent |  | Clear | 1 | 40 | Bathroom | 241845 | Bathroom | 0.0010836
Ceiling Fixture | Incandescent |  | Clear | 1 | 40 | Bathroom | 241845 | Bathroom | 0.0010836
Chandelier (Hanging) | Compact Fluorescent |  | Decorative | 5 | 15 | Dining Room | 241846 | Dining Room | 0.0010836
Table | Compact Fluorescent |  | Twist | 1 | 15 | Family Room | 241847 | Family Room | 0.0010836
Table | Incandescent |  | Standard A Lamp | 1 | 75 | Bedroom | 241848 | Bedroom | 0.0010836
Ceiling Fixture | Compact Fluorescent |  | Twist | 2 | 15 | Hall | 241849 | Hall | 0.0010836
Recessed Can | Incandescent |  | Reflector | 1 | 65 | Kitchen | 2418410 | Kitchen | 0.0010836
Track | Incandescent |  | Reflector | 4 | 65 | Kitchen | 2418410 | Kitchen | 0.0010836
Ceiling Fixture | Incandescent |  | Standard A Lamp | 1 | 60 | Laundry Room | 2418411 | Laundry Room | 0.0010836
Table | Compact Fluorescent |  | Twist | 1 | 15 | Living Room | 2418412 | Living Room | 0.0010836
Chandelier (Hanging) | Incandescent |  | Decorative | 4 | 25 | Dining Room | 2418413 | Dining Room | 0.0010836
Wall Mount | Incandescent |  | Decorative | 1 | 25 | Other | 2418414 | Other | 0.0010836
Chandelier (Hanging) | Incandescent |  | Decorative | 4 | 40 | Hall | 2418415 | Hall | 0.0010836
Ceiling Fixture | Compact Fluorescent |  | Twist | 1 | 15 | Other | 2418416 | Other | 0.0010836
Floor lamp | Incandescent |  | Standard A Lamp | 1 | 75 | Other | 2418416 | Other | 0.0010836
Chandelier (Hanging) | Incandescent |  | Decorative | 3 | 25 | Hall | 2418417 | Hall | 0.0010836
Ceiling Fixture | Compact Fluorescent |  | Twist | 1 | 15 | Bathroom | 2418418 | Bathroom | 0.0010836
Chandelier (Hanging) | Incandescent |  | Mini base | 4 | 25 | Master Bedroom | 2418419 | Master Bedroom | 0.0010836
Table | Incandescent |  | Standard A Lamp | 1 | 75 | Master Bedroom | 2418419 | Master Bedroom | 0.0010836
Wall Mount | Incandescent |  | Mini base | 4 | 25 | Master Bedroom | 2418419 | Master Bedroom | 0.0010836
Chandelier (Hanging) | Incandescent |  | Decorative | 3 | 25 | Hall | 2418420 | Hall | 0.0010836
Table | Compact Fluorescent |  | Twist | 1 | 15 | Living Room | 241961 | Living Room | 0.00047324
Floor lamp | Incandescent |  | 3-Way Incandescent | 1 | 100 | Living Room | 241961 | Living Room | 0.00047324
Ceiling Fixture | Compact Fluorescent |  | Straight Tube | 1 | 15 | Bedroom | 241962 | Bedroom | 0.00047324
Floor lamp | Incandescent |  | 3-Way Incandescent | 1 | 100 | Family Room | 241963 | Family Room | 0.00047324
Table | Compact Fluorescent |  | Twist | 2 | 15 | Family Room | 241963 | Family Room | 0.00047324
Table | Incandescent |  | 3-Way Incandescent | 1 | 125 | Family Room | 241963 | Family Room | 0.00047324
Recessed Can | Incandescent |  | Reflector | 1 | 75 | Family Room | 241963 | Family Room | 0.00047324
Recessed - other | Incandescent |  | Reflector | 1 | 60 | Family Room | 241963 | Family Room | 0.00047324
Ceiling Fixture | Linear Fluorescent | 48 | T-12 | 2 | 40 | Family Room | 241963 | Family Room | 0.00047324
Ceiling Fixture | Linear Fluorescent | 48 | T-12 | 2 | 40 | Other | 241964 | Other | 0.00047324
Wall Mount | Incandescent |  | Clear | 3 | 60 | Bathroom | 241965 | Bathroom | 0.00047324
Recessed Can | Incandescent |  | Reflector | 1 | 65 | Laundry Room | 241966 | Laundry Room | 0.00047324
Ceiling Fixture | Linear Fluorescent | 96 | T-12 | 2 | 100 | Laundry Room | 241966 | Laundry Room | 0.00047324
Ceiling Fixture | Linear Fluorescent | 48 | T-12 | 2 | 40 | Laundry Room | 241966 | Laundry Room | 0.00047324
Ceiling Fixture | Incandescent |  | Standard A Lamp | 1 | 75 | Laundry Room | 241966 | Laundry Room | 0.00047324
Ceiling Fixture | Linear Fluorescent | 48 | T-12 | 2 | 40 | Garage | 241967 | Garage | 0.00047324
Ceiling Fixture | Incandescent |  | Standard A Lamp | 2 | 75 | Garage | 241967 | Garage | 0.00047324
Recessed Can | Incandescent |  | Reflector | 1 | 75 | Hall | 241968 | Hall | 0.00047324
Wall Mount | Incandescent |  | Standard A Lamp | 2 | 60 | Hall | 241968 | Hall | 0.00047324
Ceiling Fixture | Linear Fluorescent | 96 | T-12 | 2 | 100 | Other | 241969 | Other | 0.00047324
Ceiling Fixture | Linear Fluorescent | 48 | T-12 | 2 | 40 | Other | 241969 | Other | 0.00047324
Ceiling Fixture | Incandescent |  | Standard A Lamp | 1 | 150 | Other | 241969 | Other | 0.00047324
Chandelier (Hanging) | Incandescent |  | Decorative | 3 | 40 | Dining Room | 2419610 | Dining Room | 0.00047324
Floor lamp | Incandescent |  | Other | 1 | 25 | Dining Room | 2419610 | Dining Room | 0.00047324
Chandelier (Hanging) | Incandescent |  | Decorative | 1 | 40 | Kitchen | 2419611 | Kitchen | 0.00047324
Recessed Can | Incandescent |  | Reflector | 1 | 75 | Kitchen | 2419611 | Kitchen | 0.00047324
Architectural | Linear Fluorescent | 24 | T-5 | 1 | 8 | Kitchen | 2419611 | Kitchen | 0.00047324
Chandelier (Hanging) | Incandescent |  | Decorative | 6 | 40 | Hall | 2419612 | Hall | 0.00047324
Recessed Can | Incandescent |  | Reflector | 1 | 75 | Hall | 2419612 | Hall | 0.00047324
Wall Mount | Incandescent |  | Globe | 3 | 40 | Bathroom | 2419613 | Bathroom | 0.00047324
Recessed - other | Incandescent |  | Reflector | 1 | 75 | Bathroom | 2419613 | Bathroom | 0.00047324
Recessed - other | Incandescent |  | Heat Lamp | 1 | 250 | Bathroom | 2419613 | Bathroom | 0.00047324
Ceiling Fixture | Incandescent |  | Decorative | 4 | 40 | Bedroom | 2419614 | Bedroom | 0.00047324
Table | Incandescent |  | Standard A Lamp | 1 | 75 | Bedroom | 2419614 | Bedroom | 0.00047324
Floor lamp | Incandescent |  | 3-Way Incandescent | 1 | 125 | Bedroom | 2419614 | Bedroom | 0.00047324
Ceiling Fan | Incandescent |  | Decorative | 4 | 40 | Bedroom | 2419615 | Bedroom | 0.00047324
Floor lamp | Incandescent |  | 3-Way Incandescent | 1 | 125 | Bedroom | 2419615 | Bedroom | 0.00047324
Ceiling Fan | Compact Fluorescent |  | Twist | 1 | 15 | Master Bedroom | 2419616 | Master Bedroom | 0.00047324
Table | Incandescent |  | Clear | 1 | 100 | Master Bedroom | 2419616 | Master Bedroom | 0.00047324
Wall Mount | Incandescent |  | Globe | 1 | 75 | Bathroom | 2419617 | Bathroom | 0.00047324
Recessed Can | Incandescent |  | Reflector | 1 | 75 | Bathroom | 2419617 | Bathroom | 0.00047324
Recessed Can | Incandescent |  | Heat Lamp | 1 | 250 | Bathroom | 2419617 | Bathroom | 0.00047324
Wall Mount | Incandescent |  | Standard A Lamp | 1 | 60 | Other | 242021 | Other | 0.00029634
Wall Mount | Compact Fluorescent |  | Globe | 3 | 15 | Bathroom | 242022 | Bathroom | 0.00029634
Ceiling Fixture | Incandescent |  | Standard A Lamp | 1 | 60 | Bathroom | 242022 | Bathroom | 0.00029634
Wall Mount | Incandescent |  | Standard A Lamp | 1 | 60 | Bedroom | 242023 | Bedroom | 0.00029634
Table | Incandescent |  | Standard A Lamp | 1 | 60 | Bedroom | 242023 | Bedroom | 0.00029634
Ceiling Fixture | Incandescent |  | Standard A Lamp | 1 | 60 | Bedroom | 242024 | Bedroom | 0.00029634
Table | Incandescent |  | Standard A Lamp | 1 | 60 | Bedroom | 242024 | Bedroom | 0.00029634
Ceiling Fixture | Incandescent |  | Standard A Lamp | 1 | 60 | Hall | 242025 | Hall | 0.00029634
Wall Mount | Incandescent |  | Mini base | 1 | 25 | Hall | 242025 | Hall | 0.00029634
Ceiling Fan | Incandescent |  | Clear | 4 | 40 | Hall | 242025 | Hall | 0.00029634
Ceiling Fixture | Incandescent |  | Standard A Lamp | 1 | 60 | Office | 242026 | Office | 0.00029634
Garage door opener | Incandescent |  | Standard A Lamp | 2 | 60 | Garage | 242027 | Garage | 0.00029634
Ceiling Fixture | Incandescent |  | Standard A Lamp | 1 | 60 | Garage | 242027 | Garage | 0.00029634
Ceiling Fixture | Incandescent |  | Standard A Lamp | 1 | 60 | Hall | 242028 | Hall | 0.00029634
Table | Compact Fluorescent |  | Twist | 1 | 22 | Kitchen | 242029 | Kitchen | 0.00029634
Ceiling Fixture | Linear Fluorescent | 48 | T-12 | 2 | 40 | Kitchen | 242029 | Kitchen | 0.00029634
Table | Incandescent |  | Standard A Lamp | 1 | 60 | Master Bedroom | 2420210 | Master Bedroom | 0.00029634
Table | Incandescent |  | Decorative | 1 | 40 | Master Bedroom | 2420210 | Master Bedroom | 0.00029634
Architectural | Compact Fluorescent |  | Twist | 5 | 15 | Living Room | 2420211 | Living Room | 0.00029634
Table | Incandescent |  | Standard A Lamp | 1 | 150 | Living Room | 2420211 | Living Room | 0.00029634
Table | Compact Fluorescent |  | Twist | 1 | 15 | Living Room | 2420211 | Living Room | 0.00029634
Floor lamp | Incandescent |  | Standard A Lamp | 1 | 60 | Living Room | 2420211 | Living Room | 0.00029634
Ceiling Fixture | Incandescent |  | Reflector | 3 | 40 | Office | 2420212 | Office | 0.00029634
Ceiling Fixture | Incandescent |  | Standard A Lamp | 1 | 60 | Bathroom | 2420213 | Bathroom | 0.00029634
Wall Mount | Incandescent |  | Globe | 4 | 40 | Bathroom | 242031 | Bathroom | 0.00047324
Recessed Can | Incandescent |  | Reflector | 1 | 45 | Bathroom | 242032 | Bathroom | 0.00047324
Wall Mount | Incandescent |  | Globe | 1 | 40 | Bathroom | 242032 | Bathroom | 0.00047324
Ceiling Fixture | Incandescent |  | Standard A Lamp | 2 | 60 | Bedroom | 242033 | Bedroom | 0.00047324
Table | Incandescent |  | Standard A Lamp | 1 | 75 | Bedroom | 242033 | Bedroom | 0.00047324
Ceiling Fixture | Incandescent |  | Standard A Lamp | 2 | 65 | Bedroom | 242034 | Bedroom | 0.00047324
Table | Incandescent |  | Standard A Lamp | 1 | 60 | Bedroom | 242034 | Bedroom | 0.00047324
Ceiling Fixture | Incandescent |  | Standard A Lamp | 2 | 60 | Bedroom | 242035 | Bedroom | 0.00047324
Chandelier (Hanging) | Incandescent |  | Standard A Lamp | 5 | 60 | Dining Room | 242036 | Dining Room | 0.00047324
Floor lamp | Incandescent |  | Reflector | 1 | 25 | Dining Room | 242036 | Dining Room | 0.00047324
Ceiling Fixture | Incandescent |  | Standard A Lamp | 2 | 75 | Hall | 242037 | Hall | 0.00047324
Ceiling Fixture | Incandescent |  | Standard A Lamp | 2 | 60 | Hall | 242038 | Hall | 0.00047324
Ceiling Fixture | Incandescent |  | Standard A Lamp | 2 | 75 | Kitchen | 242039 | Kitchen | 0.00047324
Architectural | Incandescent |  | Standard A Lamp | 1 | 100 | Kitchen | 242039 | Kitchen | 0.00047324
Ceiling Fixture | Incandescent |  | Standard A Lamp | 2 | 90 | Laundry Room | 2420310 | Laundry Room | 0.00047324
Ceiling Fixture | Incandescent |  | Standard A Lamp | 2 | 65 | Living Room | 2420311 | Living Room | 0.00047324
Table | Incandescent |  | 3-Way Incandescent | 1 | 100 | Living Room | 2420311 | Living Room | 0.00047324
Wall Mount | Incandescent |  | Globe | 4 | 40 | Bathroom | 2420312 | Bathroom | 0.00047324
Recessed Can | Incandescent |  | Reflector | 1 | 45 | Bathroom | 2420312 | Bathroom | 0.00047324
Ceiling Fixture | Incandescent |  | Standard A Lamp | 2 | 60 | Master Bedroom | 2420313 | Master Bedroom | 0.00047324
Table | Compact Fluorescent |  | Twist | 1 | 13 | Master Bedroom | 2420313 | Master Bedroom | 0.00047324
Floor lamp | Incandescent |  | 3-Way Incandescent | 1 | 70 | Master Bedroom | 2420313 | Master Bedroom | 0.00047324
Ceiling Fixture | Compact Fluorescent |  | Twist | 1 | 13 | Closet | 2420314 | Closet | 0.00047324
Table | Incandescent |  | Standard A Lamp | 1 | 75 | Family Room | 2420315 | Family Room | 0.00047324
Table | Incandescent |  | Other | 1 | 15 | Family Room | 2420315 | Family Room | 0.00047324
Ceiling Fixture | Linear Fluorescent | 48 | T-8 | 2 | 32 | Other | 242051 | Other | 0.00029634
Recessed Can | Compact Fluorescent |  | Flood | 1 | 15 | Other | 242052 | Other | 0.00029634
Ceiling Fixture | Halogen |  | MR | 3 | 50 | Hall | 242053 | Hall | 0.00029634
Track | Compact Fluorescent |  | Twist | 4 | 28 | Master Bedroom | 242054 | Master Bedroom | 0.00029634
Ceiling Fan | Compact Fluorescent |  | Twist | 2 | 22 | Master Bedroom | 242054 | Master Bedroom | 0.00029634
Table | Incandescent |  | 3-Way Incandescent | 1 | 75 | Master Bedroom | 242054 | Master Bedroom | 0.00029634
Ceiling Fixture | Compact Fluorescent |  | Twist | 2 | 15 | Closet | 242055 | Closet | 0.00029634
Wall Mount | Compact Fluorescent |  | Twist | 6 | 15 | Bathroom | 242056 | Bathroom | 0.00029634
Ceiling Fixture | Compact Fluorescent |  | Twist | 2 | 15 | Bathroom | 242056 | Bathroom | 0.00029634
Wall Mount | Incandescent |  | Mini base | 1 | 40 | Hall | 242057 | Hall | 0.00029634
Ceiling Fixture | Compact Fluorescent |  | Twist | 2 | 15 | Bathroom | 242058 | Bathroom | 0.00029634
Wall Mount | Compact Fluorescent |  | Twist | 3 | 15 | Bathroom | 242058 | Bathroom | 0.00029634
Ceiling Fixture | Halogen |  | MR | 1 | 50 | Living Room | 242059 | Living Room | 0.00029634
Table | Incandescent |  | 3-Way Incandescent | 1 | 75 | Living Room | 242059 | Living Room | 0.00029634
Chandelier (Hanging) | Incandescent |  | Mini base | 5 | 60 | Living Room | 242059 | Living Room | 0.00029634
Ceiling Fan | Compact Fluorescent |  | Twist | 3 | 15 | Living Room | 242059 | Living Room | 0.00029634
Chandelier (Hanging) | Incandescent |  | Globe | 1 | 60 | Living Room | 242059 | Living Room | 0.00029634
Recessed Can | Compact Fluorescent |  | Flood | 1 | 15 | Living Room | 242059 | Living Room | 0.00029634
Floor lamp | Compact Fluorescent |  | Pin base | 1 | 28 | Living Room | 242059 | Living Room | 0.00029634
Torchiere | Halogen |  | Quartz Tube | 1 | 100 | Living Room | 242059 | Living Room | 0.00029634
Chandelier (Hanging) | Incandescent |  | Standard A Lamp | 5 | 100 | Kitchen | 2420510 | Kitchen | 0.00029634
Chandelier (Hanging) | Compact Fluorescent |  | Twist | 5 | 22 | Kitchen | 2420510 | Kitchen | 0.00029634
Architectural | Linear Fluorescent | 24 | T-8 | 1 | 16 | Kitchen | 2420510 | Kitchen | 0.00029634
Ceiling Fixture | Linear Fluorescent | 48 | T-8 | 2 | 32 | Other | 2420511 | Other | 0.00029634
Ceiling Fixture | Compact Fluorescent |  | Twist | 1 | 15 | Other | 2420511 | Other | 0.00029634
Ceiling Fixture | Compact Fluorescent |  | Twist | 1 | 15 | Closet | 2420512 | Closet | 0.00029634
Ceiling Fixture | Linear Fluorescent | 48 | T-8 | 2 | 32 | Garage | 2420513 | Garage | 0.00029634
Ceiling Fixture | Compact Fluorescent |  | Twist | 1 | 15 | Garage | 2420513 | Garage | 0.00029634
Ceiling Fixture | Linear Fluorescent | 48 | T-8 | 2 | 32 | Laundry Room | 2420514 | Laundry Room | 0.00029634
Wall Mount | Incandescent |  | Reflector | 2 | 40 | Laundry Room | 2420514 | Laundry Room | 0.00029634
Ceiling Fixture | Compact Fluorescent |  | Twist | 1 | 15 | Hall | 2420515 | Hall | 0.00029634
Ceiling Fixture | Halogen |  | MR | 3 | 50 | Closet | 2420516 | Closet | 0.00029634
Ceiling Fixture | Compact Fluorescent |  | Twist | 2 | 15 | Bathroom | 2420517 | Bathroom | 0.00029634
Wall Mount | Compact Fluorescent |  | Twist | 1 | 15 | Bathroom | 2420517 | Bathroom | 0.00029634
Recessed Can | Compact Fluorescent |  | Twist | 1 | 15 | Family Room | 2420518 | Family Room | 0.00029634
Wall Mount | Incandescent |  | Standard A Lamp | 2 | 40 | Family Room | 2420518 | Family Room | 0.00029634
Ceiling Fan | Compact Fluorescent |  | Twist | 3 | 15 | Family Room | 2420518 | Family Room | 0.00029634
Table | Incandescent |  | Standard A Lamp | 1 | 100 | Family Room | 2420518 | Family Room | 0.00029634
Chandelier (Hanging) | Incandescent |  | Standard A Lamp | 1 | 60 | Bathroom | 242071 | Bathroom | 0.0004784
Ceiling Fixture | Incandescent |  | Standard A Lamp | 1 | 60 | Bedroom | 242072 | Bedroom | 0.0004784
Ceiling Fixture | Incandescent |  | Standard A Lamp | 1 | 60 | Bedroom | 242073 | Bedroom | 0.0004784
Table | Incandescent |  | Standard A Lamp | 1 | 60 | Bedroom | 242073 | Bedroom | 0.0004784
Ceiling Fixture | Incandescent |  | Standard A Lamp | 1 | 60 | Hall | 242074 | Hall | 0.0004784
Ceiling Fixture | Incandescent |  | Standard A Lamp | 1 | 60 | Kitchen | 242075 | Kitchen | 0.0004784
Chandelier (Hanging) | Incandescent |  | Standard A Lamp | 5 | 60 | Kitchen | 242075 | Kitchen | 0.0004784
Recessed - other | Incandescent |  | Standard A Lamp | 1 | 40 | Kitchen | 242075 | Kitchen | 0.0004784
Ceiling Fixture | Incandescent |  | Standard A Lamp | 1 | 60 | Living Room | 242076 | Living Room | 0.0004784
Ceiling Fixture | Incandescent |  | Standard A Lamp | 1 | 60 | Living Room | 242076 | Living Room | 0.0004784
Ceiling Fixture | Linear Fluorescent | 96 | T-12 | 2 | 75 | Bedroom | 242091 | Bedroom | 0.00047324
Ceiling Fixture | Incandescent |  | Standard A Lamp | 2 | 60 | Master Bedroom | 242092 | Master Bedroom | 0.00047324
Ceiling Fixture | Compact Fluorescent |  | Twist | 2 | 15 | Master Bedroom | 242092 | Master Bedroom | 0.00047324
Table | Incandescent |  | Standard A Lamp | 1 | 100 | Master Bedroom | 242092 | Master Bedroom | 0.00047324
Table | Incandescent |  | Standard A Lamp | 1 | 60 | Master Bedroom | 242092 | Master Bedroom | 0.00047324
Ceiling Fixture | Linear Fluorescent | 48 | T-8 | 3 | 32 | Family Room | 242093 | Family Room | 0.00047324
Ceiling Fixture | Incandescent |  | Standard A Lamp | 2 | 60 | Bedroom | 242094 | Bedroom | 0.00047324
Table | Incandescent |  | Mini base | 2 | 40 | Bedroom | 242094 | Bedroom | 0.00047324
Ceiling Fixture | Incandescent |  | Standard A Lamp | 1 | 60 | Other | 242095 | Other | 0.00047324
Ceiling Fixture | Incandescent |  | Standard A Lamp | 2 | 60 | Bathroom | 242096 | Bathroom | 0.00047324
Ceiling Fixture | Linear Fluorescent | 48 | T-12 | 2 | 40 | Other | 242097 | Other | 0.00047324
Ceiling Fixture | Linear Fluorescent | 48 | T-12 | 4 | 40 | Other | 242098 | Other | 0.00047324
Wall Mount | Incandescent |  | Standard A Lamp | 1 | 60 | Hall | 242099 | Hall | 0.00047324
Ceiling Fixture | Compact Fluorescent |  | Twist | 2 | 15 | Laundry Room | 2420910 | Laundry Room | 0.00047324
Ceiling Fixture | Compact Fluorescent |  | Pin base | 2 | 15 | Hall | 2420911 | Hall | 0.00047324
Ceiling Fixture | Incandescent |  | Standard A Lamp | 2 | 60 | Office | 2420912 | Office | 0.00047324
Table | Incandescent |  | Decorative | 1 | 40 | Office | 2420912 | Office | 0.00047324
Table | Incandescent |  | Mini base | 1 | 40 | Office | 2420912 | Office | 0.00047324
Wall Mount | Incandescent |  | Mini base | 8 | 40 | Bathroom | 2420913 | Bathroom | 0.00047324
Ceiling Fixture | Compact Fluorescent |  | Twist | 2 | 15 | Bathroom | 2420913 | Bathroom | 0.00047324
Recessed Can | Incandescent |  | Heat Lamp | 1 | 300 | Bathroom | 2420913 | Bathroom | 0.00047324
Recessed - other | Incandescent |  | Reflector | 1 | 125 | Bathroom | 2420913 | Bathroom | 0.00047324
Ceiling Fixture | Halogen |  | MR | 4 | 50 | Kitchen | 2420914 | Kitchen | 0.00047324
Ceiling Fixture | Halogen |  | MR | 3 | 50 | Kitchen | 2420914 | Kitchen | 0.00047324
Chandelier (Hanging) | Incandescent |  | Mini base | 6 | 60 | Kitchen | 2420914 | Kitchen | 0.00047324
Ceiling Fixture | Linear Fluorescent | 48 | T-5 | 4 | 32 | Kitchen | 2420914 | Kitchen | 0.00047324
Chandelier (Hanging) | Incandescent |  | Mini base | 6 | 40 | Living Room | 2420915 | Living Room | 0.00047324
Table | Incandescent |  | Standard A Lamp | 1 | 200 | Living Room | 2420915 | Living Room | 0.00047324
Table | Incandescent |  | Standard A Lamp | 1 | 100 | Living Room | 2420915 | Living Room | 0.00047324
Ceiling Fixture | Incandescent |  | Standard A Lamp | 1 | 60 | Bedroom | 2420916 | Bedroom | 0.00047324
Ceiling Fixture | Incandescent |  | Standard A Lamp | 1 | 60 | Closet | 2420917 | Closet | 0.00047324
Ceiling Fixture | Compact Fluorescent |  | Pin base | 1 | 28 | Living Room | 242211 | Living Room | 0.00029634
Table | Compact Fluorescent |  | Straight Tube | 1 | 15 | Living Room | 242211 | Living Room | 0.00029634
Floor lamp | Halogen |  | Quartz Tube | 1 | 100 | Living Room | 242211 | Living Room | 0.00029634
Ceiling Fixture | Linear Fluorescent | 48 | T-12 | 4 | 40 | Closet | 242212 | Closet | 0.00029634
Ceiling Fixture | Compact Fluorescent |  | Twist | 1 | 22 | Closet | 242212 | Closet | 0.00029634
Ceiling Fixture | Linear Fluorescent | 48 | T-12 | 4 | 40 | Bedroom | 242213 | Bedroom | 0.00029634
Ceiling Fixture | Incandescent |  | Standard A Lamp | 2 | 40 | Hall | 242214 | Hall | 0.00029634
Ceiling Fixture | Incandescent |  | Standard A Lamp | 1 | 75 | Bedroom | 242215 | Bedroom | 0.00029634
Ceiling Fan | Incandescent |  | Standard A Lamp | 1 | 60 | Bedroom | 242216 | Bedroom | 0.00029634
Table | Incandescent |  | Standard A Lamp | 1 | 60 | Bedroom | 242216 | Bedroom | 0.00029634
Ceiling Fan | Incandescent |  | Standard A Lamp | 1 | 60 | Bedroom | 242217 | Bedroom | 0.00029634
Ceiling Fixture | Incandescent |  | Standard A Lamp | 1 | 100 | Other | 242218 | Other | 0.00029634
Ceiling Fan | Incandescent |  | Standard A Lamp | 3 | 40 | Dining Room | 242219 | Dining Room | 0.00029634
Ceiling Fixture | Linear Fluorescent | 48 | T-8 | 4 | 32 | Kitchen | 2422110 | Kitchen | 0.00029634
Ceiling Fixture | Incandescent |  | Standard A Lamp | 1 | 60 | Bathroom | 2422111 | Bathroom | 0.00029634
Wall Mount | Incandescent |  | Standard A Lamp | 1 | 60 | Bathroom | 2422111 | Bathroom | 0.00029634
Ceiling Fixture | Compact Fluorescent |  | Twist | 1 | 22 | Laundry Room | 2422112 | Laundry Room | 0.00029634
Wall Mount | Compact Fluorescent |  | Twist | 1 | 22 | Closet | 2422113 | Closet | 0.00029634
Ceiling Fixture | Linear Fluorescent | 48 | T-12 | 4 | 40 | Office | 2422114 | Office | 0.00029634
Ceiling Fixture | Incandescent |  | Standard A Lamp | 1 | 100 | Master Bedroom | 2422115 | Master Bedroom | 0.00029634
Wall Mount | Compact Fluorescent |  | Twist | 9 | 22 | Bathroom | 2422116 | Bathroom | 0.00029634
Recessed Can | Incandescent |  | Heat Lamp | 1 | 250 | Bathroom | 2422116 | Bathroom | 0.00029634
Ceiling Fixture | Compact Fluorescent |  | Twist | 1 | 15 | Garage | 242241 | Garage | 0.00047324
Garage door opener | Incandescent |  | Standard A Lamp | 1 | 40 | Garage | 242241 | Garage | 0.00047324
Table | Compact Fluorescent |  | Twist | 1 | 15 | Bedroom | 242242 | Bedroom | 0.00047324
Wall Mount | Compact Fluorescent |  | Twist | 4 | 28 | Bathroom | 242243 | Bathroom | 0.00047324
Torchiere | Incandescent |  | Standard A Lamp | 1 | 100 | Master Bedroom | 242244 | Master Bedroom | 0.00047324
Table | Incandescent |  | Standard A Lamp | 1 | 60 | Master Bedroom | 242244 | Master Bedroom | 0.00047324
Wall Mount | Incandescent |  | Globe | 5 | 60 | Bathroom | 242245 | Bathroom | 0.00047324
Ceiling Fixture | Compact Fluorescent |  | Twist | 1 | 15 | Closet | 242246 | Closet | 0.00047324
Wall Mount | Compact Fluorescent |  | Twist | 1 | 15 | Family Room | 242247 | Family Room | 0.00047324
Ceiling Fixture | Linear Fluorescent | 48 | T-12 | 2 | 40 | Kitchen | 242248 | Kitchen | 0.00047324
Recessed Can | Incandescent |  | Reflector | 1 | 65 | Kitchen | 242248 | Kitchen | 0.00047324
Chandelier (Hanging) | Incandescent |  | Mini base | 5 | 40 | Dining Room | 242249 | Dining Room | 0.00047324
Torchiere | Compact Fluorescent |  | Twist | 1 | 28 | Living Room | 2422410 | Living Room | 0.00047324
Table | Halogen |  | MR | 1 | 50 | Living Room | 2422410 | Living Room | 0.00047324
Ceiling Fixture | Incandescent |  | Standard A Lamp | 1 | 60 | Hall | 2422411 | Hall | 0.00047324
Wall Mount | Compact Fluorescent |  | Twist | 3 | 22 | Bathroom | 2422412 | Bathroom | 0.00047324
Ceiling Fixture | Incandescent |  | Standard A Lamp | 1 | 60 | Hall | 2422413 | Hall | 0.00047324
Table | Compact Fluorescent |  | Twist | 2 | 22 | Bedroom | 2422414 | Bedroom | 0.00047324
Ceiling Fixture | Compact Fluorescent |  | Twist | 1 | 22 | Office | 242271 | Office | 0.00052955
Ceiling Fixture | Linear Fluorescent | 48 | T-12 | 2 | 25 | Office | 242271 | Office | 0.00052955
Wall Mount | Incandescent |  | Decorative | 3 | 25 | Bathroom | 242272 | Bathroom | 0.00052955
Wall Mount | Compact Fluorescent |  | Twist | 2 | 15 | Bathroom | 242273 | Bathroom | 0.00052955
Ceiling Fixture | Compact Fluorescent |  | Twist | 2 | 15 | Bedroom | 242274 | Bedroom | 0.00052955
Table | Compact Fluorescent |  | Twist | 1 | 15 | Bedroom | 242274 | Bedroom | 0.00052955
Ceiling Fixture | Compact Fluorescent |  | Twist | 2 | 15 | Bedroom | 242275 | Bedroom | 0.00052955
Ceiling Fixture | Compact Fluorescent |  | Twist | 3 | 22 | Dining Room | 242276 | Dining Room | 0.00052955
Ceiling Fixture | Compact Fluorescent |  | Twist | 1 | 15 | Hall | 242277 | Hall | 0.00052955
Ceiling Fixture | Compact Fluorescent |  | Twist | 1 | 15 | Hall | 242278 | Hall | 0.00052955
Ceiling Fixture | Compact Fluorescent |  | Twist | 3 | 15 | Kitchen | 242279 | Kitchen | 0.00052955
Ceiling Fixture | Compact Fluorescent |  | Twist | 1 | 15 | Kitchen | 242279 | Kitchen | 0.00052955
Wall Mount | Compact Fluorescent |  | Twist | 1 | 15 | Kitchen | 242279 | Kitchen | 0.00052955
Floor lamp | Compact Fluorescent |  | Twist | 2 | 15 | Living Room | 2422710 | Living Room | 0.00052955
Floor lamp | Compact Fluorescent |  | Twist | 1 | 15 | Living Room | 2422710 | Living Room | 0.00052955
Ceiling Fixture | Compact Fluorescent |  | Twist | 2 | 15 | Bedroom | 2422711 | Bedroom | 0.00052955
Table | Compact Fluorescent |  | Twist | 1 | 15 | Bedroom | 2422711 | Bedroom | 0.00052955
Ceiling Fixture | Compact Fluorescent |  | Twist | 1 | 15 | Office | 2422712 | Office | 0.00052955
Wall Mount | Linear Fluorescent | 18 | T-12 | 1 | 16 | Bathroom | 242321 | Bathroom | 0.0005169
Ceiling Fixture | Compact Fluorescent |  | Twist | 1 | 15 | Bathroom | 242321 | Bathroom | 0.0005169
Recessed - other | Incandescent |  | Heat Lamp | 2 | 250 | Bathroom | 242321 | Bathroom | 0.0005169
Table | Compact Fluorescent |  | Twist | 1 | 15 | Bedroom | 242322 | Bedroom | 0.0005169
Ceiling Fixture | Incandescent |  | Standard A Lamp | 1 | 100 | Bedroom | 242323 | Bedroom | 0.0005169
Table | Incandescent |  | Standard A Lamp | 1 | 40 | Bedroom | 242323 | Bedroom | 0.0005169
Ceiling Fixture | Incandescent |  | Standard A Lamp | 1 | 60 | Closet | 242324 | Closet | 0.0005169
Ceiling Fixture | Incandescent |  | Standard A Lamp | 1 | 60 | Hall | 242325 | Hall | 0.0005169
Ceiling Fixture | Compact Fluorescent |  | Twist | 1 | 22 | Kitchen | 242326 | Kitchen | 0.0005169
Ceiling Fixture | Compact Fluorescent |  | Twist | 1 | 22 | Laundry Room | 242327 | Laundry Room | 0.0005169
Ceiling Fan | Compact Fluorescent |  | Twist | 2 | 15 | Living Room | 242328 | Living Room | 0.0005169
Table | Compact Fluorescent |  | Twist | 1 | 22 | Living Room | 242328 | Living Room | 0.0005169
Torchiere | Incandescent |  | Standard A Lamp | 1 | 100 | Living Room | 242328 | Living Room | 0.0005169
Table | Compact Fluorescent |  | Twist | 1 | 15 | Living Room | 242328 | Living Room | 0.0005169
Floor lamp | Compact Fluorescent |  | Twist | 2 | 15 | Living Room | 242328 | Living Room | 0.0005169
Torchiere | Incandescent |  | Standard A Lamp | 1 | 100 | Living Room | 242328 | Living Room | 0.0005169
Ceiling Fixture | Incandescent |  | Standard A Lamp | 1 | 60 | Office | 242329 | Office | 0.0005169
Wall Mount | Incandescent |  | Standard A Lamp | 2 | 100 | Bathroom | 242421 | Bathroom | 0.00052955
Ceiling Fan | Incandescent |  | Standard A Lamp | 3 | 60 | Bedroom | 242422 | Bedroom | 0.00052955
Table | Incandescent |  | 3-Way Incandescent | 1 | 75 | Bedroom | 242422 | Bedroom | 0.00052955
Ceiling Fixture | Incandescent |  | Standard A Lamp | 1 | 40 | Garage | 242423 | Garage | 0.00052955
Garage door opener | Compact Fluorescent |  | Twist | 1 | 28 | Garage | 242423 | Garage | 0.00052955
Ceiling Fixture | Incandescent |  | Standard A Lamp | 1 | 100 | Hall | 242424 | Hall | 0.00052955
Chandelier (Hanging) | Incandescent |  | Mini base | 5 | 25 | Kitchen | 242425 | Kitchen | 0.00052955
Floor lamp | Incandescent |  | 3-Way Incandescent | 1 | 125 | Living Room | 242426 | Living Room | 0.00052955
Floor lamp | Compact Fluorescent |  | Straight Tube | 1 | 36 | Living Room | 242426 | Living Room | 0.00052955
Table | Incandescent |  | Standard A Lamp | 1 | 100 | Living Room | 242426 | Living Room | 0.00052955
Ceiling Fixture | Incandescent |  | Standard A Lamp | 2 | 75 | Office | 242427 | Office | 0.00052955
Table | Incandescent |  | Standard A Lamp | 1 | 100 | Office | 242427 | Office | 0.00052955
Ceiling Fixture | Incandescent |  | Standard A Lamp | 2 | 60 | Bathroom | 242451 | Bathroom | 0.00040077
Wall Mount | Compact Fluorescent |  | Twist | 4 | 15 | Bathroom | 242451 | Bathroom | 0.00040077
Ceiling Fixture | Compact Fluorescent |  | Twist | 1 | 15 | Bedroom | 242452 | Bedroom | 0.00040077
Table | Incandescent |  | Standard A Lamp | 1 | 75 | Bedroom | 242452 | Bedroom | 0.00040077
Ceiling Fan | Compact Fluorescent |  | Twist | 1 | 15 | Bedroom | 242453 | Bedroom | 0.00040077
Table | Compact Fluorescent |  | Twist | 1 | 15 | Bedroom | 242453 | Bedroom | 0.00040077
Ceiling Fixture | Compact Fluorescent |  | Twist | 1 | 15 | Hall | 242454 | Hall | 0.00040077
Ceiling Fixture | Compact Fluorescent |  | Twist | 2 | 15 | Kitchen | 242455 | Kitchen | 0.00040077
Other | Compact Fluorescent |  | Twist | 1 | 15 | Kitchen | 242455 | Kitchen | 0.00040077
Table | Compact Fluorescent |  | Twist | 1 | 15 | Living Room | 242456 | Living Room | 0.00040077
Ceiling Fan | Compact Fluorescent |  | Twist | 1 | 15 | Living Room | 242456 | Living Room | 0.00040077
Wall Mount | Compact Fluorescent |  | Twist | 4 | 15 | Master Bedroom | 242457 | Master Bedroom | 0.00040077
Ceiling Fixture | Compact Fluorescent |  | Twist | 2 | 15 | Bathroom | 242458 | Bathroom | 0.00040077
Table | Compact Fluorescent |  | Twist | 1 | 15 | Bathroom | 242458 | Bathroom | 0.00040077
Ceiling Fixture | Compact Fluorescent |  | Twist | 2 | 15 | Closet | 242459 | Closet | 0.00040077
Ceiling Fixture | Incandescent |  | Standard A Lamp | 1 | 60 | Other | 2424510 | Other | 0.00040077
Ceiling Fixture | Linear Fluorescent | 48 | T-12 | 2 | 40 | Other | 242461 | Other | 0.00094081
Ceiling Fixture | Compact Fluorescent |  | Twist | 2 | 15 | Other | 242461 | Other | 0.00094081
Ceiling Fixture | Compact Fluorescent |  | Twist | 2 | 15 | Bathroom | 242462 | Bathroom | 0.00094081
Wall Mount | Incandescent |  | Decorative | 1 | 40 | Bathroom | 242463 | Bathroom | 0.00094081
Ceiling Fixture | Compact Fluorescent |  | A shape bulb | 4 | 15 | Bathroom | 242463 | Bathroom | 0.00094081
Ceiling Fixture | Incandescent |  | Standard A Lamp | 1 | 60 | Bedroom | 242464 | Bedroom | 0.00094081
Floor lamp | Compact Fluorescent |  | Pin base | 1 | 27 | Bedroom | 242464 | Bedroom | 0.00094081
Chandelier (Hanging) | Incandescent |  | Standard A Lamp | 1 | 100 | Bedroom | 242464 | Bedroom | 0.00094081
Table | Compact Fluorescent |  | Twist | 1 | 15 | Bedroom | 242464 | Bedroom | 0.00094081
Table | Incandescent |  | Decorative | 1 | 40 | Bedroom | 242464 | Bedroom | 0.00094081
Ceiling Fixture | Compact Fluorescent |  | Twist | 2 | 22 | Bedroom | 242465 | Bedroom | 0.00094081
Ceiling Fixture | Compact Fluorescent |  | Pin base | 1 | 22 | Bedroom | 242465 | Bedroom | 0.00094081
Chandelier (Hanging) | Incandescent |  | Decorative | 7 | 60 | Dining Room | 242466 | Dining Room | 0.00094081
Table | Compact Fluorescent |  | Twist | 2 | 15 | Dining Room | 242466 | Dining Room | 0.00094081
Table | Compact Fluorescent |  | Twist | 1 | 15 | Family Room | 242467 | Family Room | 0.00094081
Chandelier (Hanging) | Incandescent |  | Decorative | 4 | 60 | Family Room | 242467 | Family Room | 0.00094081
Chandelier (Hanging) | Compact Fluorescent |  | Twist | 4 | 15 | Family Room | 242467 | Family Room | 0.00094081
Table | Compact Fluorescent |  | Twist | 1 | 22 | Family Room | 242467 | Family Room | 0.00094081
Floor lamp | Incandescent |  | Standard A Lamp | 1 | 100 | Family Room | 242467 | Family Room | 0.00094081
Floor lamp | Incandescent |  | Standard A Lamp | 1 | 150 | Family Room | 242467 | Family Room | 0.00094081
Ceiling Fixture | Incandescent |  | Standard A Lamp | 1 | 100 | Garage | 242468 | Garage | 0.00094081
Table | Incandescent |  | Standard A Lamp | 1 | 60 | Garage | 242468 | Garage | 0.00094081
Ceiling Fixture | Linear Fluorescent | 48 | T-12 | 2 | 40 | Garage | 242468 | Garage | 0.00094081
Ceiling Fixture | Incandescent |  | Standard A Lamp | 1 | 60 | Garage | 242468 | Garage | 0.00094081
Chandelier (Hanging) | Compact Fluorescent |  | Twist | 2 | 15 | Hall | 242469 | Hall | 0.00094081
Other | Incandescent |  | Reflector | 1 | 75 | Hall | 242469 | Hall | 0.00094081
Ceiling Fixture | Linear Fluorescent | 48 | T-12 | 2 | 40 | Kitchen | 2424610 | Kitchen | 0.00094081
Other | Linear Fluorescent | 24 | T-8 | 1 | 16 | Kitchen | 2424610 | Kitchen | 0.00094081
Table | Incandescent |  | Standard A Lamp | 1 | 60 | Kitchen | 2424610 | Kitchen | 0.00094081
Ceiling Fixture | Linear Fluorescent | 48 | T-12 | 2 | 40 | Laundry Room | 2424611 | Laundry Room | 0.00094081
Ceiling Fixture | Compact Fluorescent |  | Pin base | 1 | 22 | Bedroom | 2424612 | Bedroom | 0.00094081
Table | Incandescent |  | Standard A Lamp | 1 | 100 | Bedroom | 2424612 | Bedroom | 0.00094081
Table | Incandescent |  | Decorative | 2 | 40 | Bedroom | 2424612 | Bedroom | 0.00094081
Floor lamp | Compact Fluorescent |  | Pin base | 1 | 22 | Bedroom | 2424612 | Bedroom | 0.00094081
Chandelier (Hanging) | Compact Fluorescent |  | Twist | 2 | 22 | Bedroom | 2424612 | Bedroom | 0.00094081
Table | Compact Fluorescent |  | Twist | 2 | 15 | Bedroom | 2424612 | Bedroom | 0.00094081
Wall Mount | Compact Fluorescent |  | Twist | 3 | 15 | Hall | 2424613 | Hall | 0.00094081
Wall Mount | Compact Fluorescent |  | Globe | 1 | 15 | Hall | 2424613 | Hall | 0.00094081
Wall Mount | Incandescent |  | Decorative | 1 | 40 | Hall | 2424613 | Hall | 0.00094081
Exterior | Incandescent |  | Reflector | 2 | 75 | Garage | 2424614 | Garage | 0.00094081
Ceiling Fixture | Incandescent |  | Standard A Lamp | 1 | 60 | Garage | 2424614 | Garage | 0.00094081
Ceiling Fixture | Linear Fluorescent | 48 | T-12 | 2 | 40 | Garage | 2424614 | Garage | 0.00094081
Ceiling Fixture | Linear Fluorescent | 96 | T-12 | 2 | 60 | Garage | 2424614 | Garage | 0.00094081
Ceiling Fixture | Incandescent |  | Standard A Lamp | 2 | 40 | Hall | 2424615 | Hall | 0.00094081
Ceiling Fixture | Compact Fluorescent |  | Twist | 1 | 15 | Hall | 2424615 | Hall | 0.00094081
Ceiling Fixture | Incandescent |  | Standard A Lamp | 3 | 60 | Other | 2424616 | Other | 0.00094081
Wall Mount | Incandescent |  | Mini base | 4 | 40 | Bathroom | 242471 | Bathroom | 0.00040077
Ceiling Fixture | Incandescent |  | Standard A Lamp | 1 | 60 | Bedroom | 242472 | Bedroom | 0.00040077
Chandelier (Hanging) | Incandescent |  | Standard A Lamp | 3 | 100 | Family Room | 242473 | Family Room | 0.00040077
Recessed Can | Incandescent |  | Reflector | 1 | 75 | Family Room | 242473 | Family Room | 0.00040077
Recessed Can | Incandescent |  | Reflector | 1 | 65 | Dining Room | 242474 | Dining Room | 0.00040077
Ceiling Fixture | Incandescent |  | Standard A Lamp | 2 | 60 | Dining Room | 242474 | Dining Room | 0.00040077
Wall Mount | Incandescent |  | Standard A Lamp | 1 | 100 | Hall | 242475 | Hall | 0.00040077
Ceiling Fixture | Incandescent |  | Standard A Lamp | 1 | 100 | Garage | 242476 | Garage | 0.00040077
High bay | Linear Fluorescent | 96 | T-12 | 2 | 60 | Garage | 242476 | Garage | 0.00040077
Garage door opener | Incandescent |  | Standard A Lamp | 1 | 60 | Garage | 242476 | Garage | 0.00040077
Recessed Can | Incandescent |  | Reflector | 1 | 65 | Kitchen | 242477 | Kitchen | 0.00040077
Other | Halogen |  | PAR | 2 | 50 | Kitchen | 242477 | Kitchen | 0.00040077
Track | Halogen |  | MR | 3 | 50 | Living Room | 242478 | Living Room | 0.00040077
Table | Incandescent |  | Standard A Lamp | 1 | 60 | Living Room | 242478 | Living Room | 0.00040077
Table | Linear Fluorescent | 12 | T-5 | 2 | 15 | Living Room | 242478 | Living Room | 0.00040077
Wall Mount | Halogen |  | Quartz Tube | 2 | 100 | Bathroom | 242479 | Bathroom | 0.00040077
Recessed Can | Incandescent |  | Reflector | 1 | 120 | Bathroom | 242479 | Bathroom | 0.00040077
Ceiling Fixture | Incandescent |  | Standard A Lamp | 1 | 100 | Master Bedroom | 2424710 | Master Bedroom | 0.00040077
Table | Incandescent |  | Standard A Lamp | 1 | 60 | Master Bedroom | 2424710 | Master Bedroom | 0.00040077
Ceiling Fixture | Incandescent |  | Standard A Lamp | 1 | 75 | Office | 2424711 | Office | 0.00040077
Ceiling Fixture | Compact Fluorescent |  | Pin base | 1 | 40 | Kitchen | 242491 | Kitchen | 0.00047324
Track | Halogen |  | MR | 4 | 50 | Kitchen | 242491 | Kitchen | 0.00047324
Ceiling Fixture | Compact Fluorescent |  | Pin base | 1 | 40 | Bedroom | 242492 | Bedroom | 0.00047324
Ceiling Fixture | Compact Fluorescent |  | Pin base | 1 | 40 | Bedroom | 242493 | Bedroom | 0.00047324
Table | Compact Fluorescent |  | Twist | 1 | 15 | Bedroom | 242493 | Bedroom | 0.00047324
Wall Mount | Compact Fluorescent |  | Pin base | 1 | 40 | Bathroom | 242494 | Bathroom | 0.00047324
Ceiling Fixture | Compact Fluorescent |  | Twist | 1 | 15 | Bathroom | 242494 | Bathroom | 0.00047324
Recessed Can | Compact Fluorescent |  | Reflector | 1 | 15 | Bathroom | 242494 | Bathroom | 0.00047324
Ceiling Fixture | Compact Fluorescent |  | Twist | 1 | 15 | Hall | 242495 | Hall | 0.00047324
Chandelier (Hanging) | Halogen |  | Other | 8 | 10 | Dining Room | 242496 | Dining Room | 0.00047324
Ceiling Fixture | Halogen |  | MR | 1 | 50 | Living Room | 242497 | Living Room | 0.00047324
Chandelier (Hanging) | Halogen |  | Other | 8 | 10 | Living Room | 242497 | Living Room | 0.00047324
Ceiling Fixture | Compact Fluorescent |  | Pin base | 1 | 40 | Bathroom | 242498 | Bathroom | 0.00047324
Table | Compact Fluorescent |  | Twist | 1 | 15 | Bathroom | 242498 | Bathroom | 0.00047324
Wall Mount | Compact Fluorescent |  | Globe | 4 | 15 | Bathroom | 242499 | Bathroom | 0.00047324
Architectural | Compact Fluorescent |  | Pin base | 1 | 36 | Bathroom | 242499 | Bathroom | 0.00047324
Ceiling Fixture | Compact Fluorescent |  | Pin base | 1 | 40 | Bedroom | 2424910 | Bedroom | 0.00047324
Ceiling Fixture | Compact Fluorescent |  | Pin base | 1 | 40 | Family Room | 2424911 | Family Room | 0.00047324
Ceiling Fixture | Halogen |  | MR | 1 | 50 | Family Room | 2424911 | Family Room | 0.00047324
Wall Mount | Compact Fluorescent |  | Twist | 1 | 22 | Laundry Room | 2424912 | Laundry Room | 0.00047324
Ceiling Fixture | Linear Fluorescent | 48 | T-8 | 4 | 32 | Laundry Room | 2424912 | Laundry Room | 0.00047324
Wall Mount | Compact Fluorescent |  | Pin base | 1 | 40 | Bathroom | 2424913 | Bathroom | 0.00047324
Track | Incandescent |  | Reflector | 3 | 65 | Bathroom | 242591 | Bathroom | 0.00028447
Ceiling Fixture | Compact Fluorescent |  | Twist | 1 | 22 | Bathroom | 242592 | Bathroom | 0.00028447
Wall Mount | Compact Fluorescent |  | Twist | 1 | 15 | Bathroom | 242592 | Bathroom | 0.00028447
Ceiling Fixture | Compact Fluorescent |  | Twist | 2 | 22 | Bedroom | 242593 | Bedroom | 0.00028447
Table | Compact Fluorescent |  | Twist | 1 | 15 | Bedroom | 242593 | Bedroom | 0.00028447
Wall Mount | Compact Fluorescent |  | Twist | 1 | 22 | Closet | 242594 | Closet | 0.00028447
Ceiling Fixture | Incandescent |  | Globe | 4 | 60 | Dining Room | 242595 | Dining Room | 0.00028447
Table | Compact Fluorescent |  | Twist | 1 | 22 | Dining Room | 242595 | Dining Room | 0.00028447
Ceiling Fixture | Compact Fluorescent |  | Twist | 1 | 15 | Family Room | 242596 | Family Room | 0.00028447
Ceiling Fixture | Compact Fluorescent |  | Twist | 3 | 22 | Hall | 242597 | Hall | 0.00028447
Table | Compact Fluorescent |  | Twist | 1 | 15 | Hall | 242597 | Hall | 0.00028447
Chandelier (Hanging) | Compact Fluorescent |  | Twist | 2 | 15 | Hall | 242598 | Hall | 0.00028447
Ceiling Fixture | Compact Fluorescent |  | Twist | 3 | 15 | Laundry Room | 242599 | Laundry Room | 0.00028447
Table | Compact Fluorescent |  | Twist | 1 | 15 | Laundry Room | 242599 | Laundry Room | 0.00028447
Track | Incandescent |  | Reflector | 10 | 65 | Laundry Room | 242599 | Laundry Room | 0.00028447
Ceiling Fixture | Compact Fluorescent |  | Twist | 1 | 22 | Laundry Room | 2425910 | Laundry Room | 0.00028447
Ceiling Fixture | Compact Fluorescent |  | Twist | 1 | 15 | Master Bedroom | 2425911 | Master Bedroom | 0.00028447
Table | Compact Fluorescent |  | Twist | 1 | 22 | Master Bedroom | 2425911 | Master Bedroom | 0.00028447
Ceiling Fixture | Linear Fluorescent | 48 | T-8 | 2 | 32 | Office | 2425912 | Office | 0.00028447
Ceiling Fixture | Compact Fluorescent |  | Twist | 1 | 22 | Hall | 2425913 | Hall | 0.00028447
Ceiling Fixture | Linear Fluorescent | 48 | T-12 | 2 | 40 | Other | 242661 | Other | 0.0020539
Wall Mount | Incandescent |  | Standard A Lamp | 3 | 60 | Bathroom | 242662 | Bathroom | 0.0020539
Wall Mount | Incandescent |  | Standard A Lamp | 1 | 40 | Bathroom | 242662 | Bathroom | 0.0020539
Ceiling Fixture | Incandescent |  | Standard A Lamp | 1 | 60 | Bathroom | 242662 | Bathroom | 0.0020539
Wall Mount | Incandescent |  | Globe | 2 | 60 | Bathroom | 242663 | Bathroom | 0.0020539
Wall Mount | Incandescent |  | Globe | 1 | 60 | Bathroom | 242663 | Bathroom | 0.0020539
Recessed - other | Compact Fluorescent |  | Flood | 1 | 22 | Bathroom | 242663 | Bathroom | 0.0020539
Ceiling Fixture | Incandescent |  | Standard A Lamp | 3 | 60 | Bedroom | 242664 | Bedroom | 0.0020539
Floor lamp | Incandescent |  | Standard A Lamp | 3 | 60 | Bedroom | 242664 | Bedroom | 0.0020539
Floor lamp | Incandescent |  | Standard A Lamp | 1 | 100 | Bedroom | 242665 | Bedroom | 0.0020539
Chandelier (Hanging) | Incandescent |  | Standard A Lamp | 5 | 40 | Bedroom | 242665 | Bedroom | 0.0020539
Recessed - other | Compact Fluorescent |  | 3-Way CFL | 1 | 15 | Bedroom | 242665 | Bedroom | 0.0020539
Ceiling Fixture | Linear Fluorescent | 48 | T-12 | 2 | 40 | Closet | 242666 | Closet | 0.0020539
Ceiling Fixture | Incandescent |  | Standard A Lamp | 1 | 40 | Closet | 242667 | Closet | 0.0020539
Ceiling Fixture | Compact Fluorescent |  | 3-Way CFL | 1 | 15 | Closet | 242668 | Closet | 0.0020539
Ceiling Fan | Incandescent |  | Standard A Lamp | 4 | 40 | Family Room | 242669 | Family Room | 0.0020539
Floor lamp | Incandescent |  | Standard A Lamp | 1 | 40 | Family Room | 242669 | Family Room | 0.0020539
Ceiling Fixture | Linear Fluorescent | 48 | T-12 | 2 | 40 | Dining Room | 2426610 | Dining Room | 0.0020539
Ceiling Fixture | Incandescent |  | Standard A Lamp | 1 | 40 | Garage | 2426611 | Garage | 0.0020539
Garage door opener | Incandescent |  | Standard A Lamp | 1 | 40 | Garage | 2426611 | Garage | 0.0020539
Chandelier (Hanging) | Incandescent |  | Decorative | 5 | 40 | Hall | 2426612 | Hall | 0.0020539
Wall Mount | Linear Fluorescent | 24 | T-5 | 1 | 40 | Hall | 2426612 | Hall | 0.0020539
Recessed Can | Compact Fluorescent |  | Flood | 1 | 15 | Hall | 2426613 | Hall | 0.0020539
Wall Mount | Linear Fluorescent | 48 | T-12 | 2 | 40 | Hall | 2426613 | Hall | 0.0020539
Ceiling Fixture | Incandescent |  | Standard A Lamp | 2 | 25 | Hall | 2426614 | Hall | 0.0020539
Chandelier (Hanging) | Incandescent |  | Standard A Lamp | 5 | 40 | Kitchen | 2426615 | Kitchen | 0.0020539
Recessed Can | Incandescent |  | Reflector | 1 | 40 | Kitchen | 2426615 | Kitchen | 0.0020539
Ceiling Fixture | Incandescent |  | Standard A Lamp | 1 | 40 | Other | 2426616 | Other | 0.0020539
Floor lamp | Compact Fluorescent |  | A shape bulb | 1 | 11 | Other | 2426616 | Other | 0.0020539
Wall Mount | Incandescent |  | Decorative | 1 | 40 | Other | 2426616 | Other | 0.0020539
Chandelier (Hanging) | Incandescent |  | Decorative | 6 | 40 | Living Room | 2426617 | Living Room | 0.0020539
Floor lamp | Compact Fluorescent |  | Circline (Screw Base) | 1 | 15 | Living Room | 2426617 | Living Room | 0.0020539
Torchiere | Incandescent |  | Standard A Lamp | 1 | 100 | Living Room | 2426617 | Living Room | 0.0020539
Ceiling Fan | Incandescent |  | Standard A Lamp | 4 | 40 | Master Bedroom | 2426618 | Master Bedroom | 0.0020539
Floor lamp | Incandescent |  | Standard A Lamp | 1 | 100 | Master Bedroom | 2426618 | Master Bedroom | 0.0020539
Recessed - other | Incandescent |  | Globe | 1 | 25 | Master Bedroom | 2426618 | Master Bedroom | 0.0020539
Wall Mount | Compact Fluorescent |  | Twist | 1 | 15 | Other | 2426619 | Other | 0.0020539
Ceiling Fixture | Incandescent |  | Standard A Lamp | 1 | 60 | Other | 242881 | Other | 0.00052955
Ceiling Fixture | Incandescent |  | Standard A Lamp | 2 | 60 | Bathroom | 242882 | Bathroom | 0.00052955
Wall Mount | Incandescent |  | Standard A Lamp | 2 | 60 | Bathroom | 242882 | Bathroom | 0.00052955
Ceiling Fixture | Incandescent |  | Standard A Lamp | 2 | 60 | Bathroom | 242883 | Bathroom | 0.00052955
Table | Compact Fluorescent |  | Twist | 1 | 22 | Bedroom | 242884 | Bedroom | 0.00052955
Ceiling Fixture | Incandescent |  | Standard A Lamp | 2 | 60 | Bedroom | 242884 | Bedroom | 0.00052955
Ceiling Fixture | Incandescent |  | Standard A Lamp | 1 | 60 | Other | 242885 | Other | 0.00052955
Chandelier (Hanging) | Incandescent |  | Decorative | 1 | 40 | Dining Room | 242886 | Dining Room | 0.00052955
Ceiling Fixture | Incandescent |  | Standard A Lamp | 1 | 60 | Garage | 242887 | Garage | 0.00052955
Garage door opener | Incandescent |  | Standard A Lamp | 1 | 25 | Garage | 242887 | Garage | 0.00052955
Ceiling Fixture | Incandescent |  | Globe | 1 | 65 | Kitchen | 242888 | Kitchen | 0.00052955
Ceiling Fixture | Incandescent |  | Standard A Lamp | 1 | 60 | Kitchen | 242888 | Kitchen | 0.00052955
Chandelier (Hanging) | Incandescent |  | Standard A Lamp | 1 | 60 | Kitchen | 242888 | Kitchen | 0.00052955
Floor lamp | Compact Fluorescent |  | Twist | 1 | 15 | Kitchen | 242888 | Kitchen | 0.00052955
Table | Incandescent |  | Decorative | 1 | 25 | Kitchen | 242888 | Kitchen | 0.00052955
Ceiling Fixture | Linear Fluorescent | 36 | T-8 | 2 | 32 | Laundry Room | 242889 | Laundry Room | 0.00052955
Ceiling Fixture | Incandescent |  | Standard A Lamp | 1 | 60 | Living Room | 2428810 | Living Room | 0.00052955
Table | Incandescent |  | Standard A Lamp | 2 | 60 | Living Room | 2428810 | Living Room | 0.00052955
Ceiling Fixture | Incandescent |  | Standard A Lamp | 1 | 60 | Hall | 2428811 | Hall | 0.00052955
Table | Compact Fluorescent |  | Twist | 1 | 15 | Hall | 2428811 | Hall | 0.00052955
Wall Mount | Incandescent |  | Standard A Lamp | 1 | 60 | Bathroom | 2428812 | Bathroom | 0.00052955
Ceiling Fixture | Incandescent |  | Standard A Lamp | 2 | 60 | Bedroom | 2428813 | Bedroom | 0.00052955
Ceiling Fixture | Incandescent |  | Standard A Lamp | 2 | 60 | Master Bedroom | 2428814 | Master Bedroom | 0.00052955
Recessed Can | Incandescent |  | Reflector | 1 | 65 | Master Bedroom | 2428814 | Master Bedroom | 0.00052955
Table | Incandescent |  | Standard A Lamp | 1 | 100 | Master Bedroom | 2428814 | Master Bedroom | 0.00052955
Wall Mount | Incandescent |  | Standard A Lamp | 1 | 60 | Bathroom | 2428815 | Bathroom | 0.00052955
Ceiling Fixture | Incandescent |  | Standard A Lamp | 2 | 60 | Other | 2428816 | Other | 0.00052955
Ceiling Fixture | Incandescent |  | Standard A Lamp | 2 | 60 | Other | 2428817 | Other | 0.00052955
Ceiling Fixture | Linear Fluorescent | 48 | T-8 | 2 | 32 | Other | 2428818 | Other | 0.00052955
Wall Mount | Incandescent |  | Standard A Lamp | 2 | 75 | Hall | 242961 | Hall | 0.00094081
Ceiling Fixture | Incandescent |  | Standard A Lamp | 1 | 100 | Other | 242962 | Other | 0.00094081
Ceiling Fixture | Incandescent |  | Standard A Lamp | 1 | 75 | Other | 242963 | Other | 0.00094081
Wall Mount | Compact Fluorescent |  | Twist | 1 | 22 | Garage | 242964 | Garage | 0.00094081
Ceiling Fixture | Linear Fluorescent | 48 | T-8 | 1 | 32 | Garage | 242964 | Garage | 0.00094081
Ceiling Fixture | Halogen |  | PAR | 2 | 100 | Garage | 242964 | Garage | 0.00094081
Ceiling Fixture | Compact Fluorescent |  | Twist | 1 | 22 | Hall | 242965 | Hall | 0.00094081
Ceiling Fixture | Compact Fluorescent |  | 3-Way CFL | 1 | 28 | Office | 242966 | Office | 0.00094081
Ceiling Fixture | Linear Fluorescent | 48 | T-5 | 2 | 40 | Office | 242966 | Office | 0.00094081
Ceiling Fixture | Incandescent |  | Standard A Lamp | 1 | 100 | Bedroom | 242967 | Bedroom | 0.00094081
Ceiling Fixture | Incandescent |  | Standard A Lamp | 1 | 100 | Other | 242968 | Other | 0.00094081
Ceiling Fixture | Incandescent |  | Standard A Lamp | 1 | 100 | Bathroom | 242969 | Bathroom | 0.00094081
Wall Mount | Incandescent |  | Standard A Lamp | 1 | 100 | Other | 2429610 | Other | 0.00094081
Table | Incandescent |  | Standard A Lamp | 2 | 75 | Living Room | 2429611 | Living Room | 0.00094081
Table | Compact Fluorescent |  | Twist | 1 | 32 | Living Room | 2429611 | Living Room | 0.00094081
Table | Incandescent |  | Decorative | 2 | 40 | Living Room | 2429611 | Living Room | 0.00094081
Chandelier (Hanging) | Compact Fluorescent |  | Twist | 3 | 28 | Kitchen | 2429612 | Kitchen | 0.00094081
Wall Mount | Incandescent |  | Standard A Lamp | 1 | 40 | Kitchen | 2429612 | Kitchen | 0.00094081
Ceiling Fixture | Incandescent |  | Standard A Lamp | 1 | 300 | Kitchen | 2429612 | Kitchen | 0.00094081
Other | Compact Fluorescent |  | Twist | 1 | 22 | Kitchen | 2429612 | Kitchen | 0.00094081
Table | Compact Fluorescent |  | Twist | 1 | 22 | Kitchen | 2429612 | Kitchen | 0.00094081
Wall Mount | Linear Fluorescent | 96 | T-5 | 1 | 16 | Kitchen | 2429612 | Kitchen | 0.00094081
Ceiling Fixture | Incandescent |  | Standard A Lamp | 2 | 100 | Hall | 2429613 | Hall | 0.00094081
Ceiling Fixture | Incandescent |  | Standard A Lamp | 2 | 40 | Office | 2429614 | Office | 0.00094081
Table | Compact Fluorescent |  | Twist | 1 | 28 | Office | 2429614 | Office | 0.00094081
Wall Mount | Compact Fluorescent |  | Twist | 1 | 15 | Bathroom | 2429615 | Bathroom | 0.00094081
Ceiling Fixture | Incandescent |  | Standard A Lamp | 1 | 60 | Bathroom | 2429615 | Bathroom | 0.00094081
Wall Mount | Incandescent |  | Standard A Lamp | 2 | 75 | Bathroom | 2429615 | Bathroom | 0.00094081
Table | Incandescent |  | Decorative | 2 | 40 | Bedroom | 2429616 | Bedroom | 0.00094081
Ceiling Fixture | Incandescent |  | Standard A Lamp | 3 | 60 | Bedroom | 2429616 | Bedroom | 0.00094081
Track | Incandescent |  | Standard A Lamp | 4 | 100 | Master Bedroom | 2429617 | Master Bedroom | 0.00094081
Table | Incandescent |  | Standard A Lamp | 2 | 75 | Master Bedroom | 2429617 | Master Bedroom | 0.00094081
Ceiling Fixture | Incandescent |  | Standard A Lamp | 2 | 75 | Laundry Room | 2429618 | Laundry Room | 0.00094081
Wall Mount | Incandescent |  | Globe | 4 | 60 | Bathroom | 243101 | Bathroom | 0.00047324
Wall Mount | Incandescent |  | Globe | 4 | 60 | Bathroom | 243102 | Bathroom | 0.00047324
Table | Incandescent |  | Standard A Lamp | 1 | 60 | Bedroom | 243103 | Bedroom | 0.00047324
Ceiling Fan | Incandescent |  | Standard A Lamp | 4 | 60 | Bedroom | 243103 | Bedroom | 0.00047324
Ceiling Fixture | Incandescent |  | Standard A Lamp | 1 | 60 | Bedroom | 243104 | Bedroom | 0.00047324
Table | Incandescent |  | Standard A Lamp | 1 | 60 | Bedroom | 243104 | Bedroom | 0.00047324
Ceiling Fixture | Incandescent |  | Standard A Lamp | 1 | 60 | Bedroom | 243105 | Bedroom | 0.00047324
Ceiling Fixture | Incandescent |  | Standard A Lamp | 1 | 60 | Closet | 243106 | Closet | 0.00047324
Ceiling Fixture | Incandescent |  | Standard A Lamp | 1 | 60 | Closet | 243107 | Closet | 0.00047324
Table | Incandescent |  | Standard A Lamp | 1 | 65 | Family Room | 243108 | Family Room | 0.00047324
Ceiling Fan | Incandescent |  | Standard A Lamp | 4 | 60 | Family Room | 243108 | Family Room | 0.00047324
Ceiling Fixture | Incandescent |  | Standard A Lamp | 1 | 100 | Garage | 243109 | Garage | 0.00047324
Garage door opener | Incandescent |  | Standard A Lamp | 1 | 60 | Garage | 243109 | Garage | 0.00047324
Ceiling Fixture | Incandescent |  | Standard A Lamp | 1 | 60 | Hall | 2431010 | Hall | 0.00047324
Recessed Can | Incandescent |  | Standard A Lamp | 1 | 60 | Kitchen | 2431011 | Kitchen | 0.00047324
Chandelier (Hanging) | Incandescent |  | Decorative | 6 | 40 | Kitchen | 2431011 | Kitchen | 0.00047324
Recessed - other | Incandescent |  | Standard A Lamp | 2 | 40 | Kitchen | 2431011 | Kitchen | 0.00047324
Recessed Can | Incandescent |  | Reflector | 1 | 65 | Living Room | 2431012 | Living Room | 0.00047324
Table | Incandescent |  | Standard A Lamp | 1 | 75 | Living Room | 2431012 | Living Room | 0.00047324
Ceiling Fixture | Incandescent |  | Standard A Lamp | 1 | 60 | Living Room | 2431012 | Living Room | 0.00047324
Ceiling Fixture | Incandescent |  | Reflector | 1 | 65 | Bathroom | 243111 | Bathroom | 0.0020539
Wall Mount | Incandescent |  | Standard A Lamp | 1 | 60 | Bathroom | 243111 | Bathroom | 0.0020539
Ceiling Fixture | Incandescent |  | Standard A Lamp | 1 | 60 | Bathroom | 243112 | Bathroom | 0.0020539
Wall Mount | Incandescent |  | Standard A Lamp | 2 | 60 | Bathroom | 243112 | Bathroom | 0.0020539
Ceiling Fan | Incandescent |  | Standard A Lamp | 4 | 60 | Bedroom | 243113 | Bedroom | 0.0020539
Table | Incandescent |  | Standard A Lamp | 1 | 60 | Bedroom | 243113 | Bedroom | 0.0020539
Table | Compact Fluorescent |  | Twist | 1 | 15 | Bedroom | 243114 | Bedroom | 0.0020539
Ceiling Fixture | Incandescent |  | Standard A Lamp | 3 | 60 | Closet | 243115 | Closet | 0.0020539
Ceiling Fixture | Linear Fluorescent | 48 | T-12 | 2 | 40 | Garage | 243116 | Garage | 0.0020539
Garage door opener | Incandescent |  | Standard A Lamp | 1 | 60 | Garage | 243116 | Garage | 0.0020539
Ceiling Fixture | Incandescent |  | Standard A Lamp | 1 | 60 | Garage | 243116 | Garage | 0.0020539
Ceiling Fixture | Compact Fluorescent |  | Twist | 1 | 15 | Hall | 243117 | Hall | 0.0020539
Ceiling Fixture | Linear Fluorescent | 48 | T-12 | 2 | 40 | Kitchen | 243118 | Kitchen | 0.0020539
Recessed - other | Incandescent |  | Standard A Lamp | 1 | 40 | Kitchen | 243118 | Kitchen | 0.0020539
Recessed Can | Compact Fluorescent |  | Reflector | 1 | 15 | Kitchen | 243118 | Kitchen | 0.0020539
Ceiling Fixture | Incandescent |  | Standard A Lamp | 3 | 60 | Kitchen | 243118 | Kitchen | 0.0020539
Ceiling Fixture | Incandescent |  | Standard A Lamp | 2 | 60 | Laundry Room | 243119 | Laundry Room | 0.0020539
Floor lamp | Compact Fluorescent |  | Twist | 1 | 15 | Living Room | 2431110 | Living Room | 0.0020539
Ceiling Fixture | Compact Fluorescent |  | Twist | 2 | 15 | Living Room | 2431110 | Living Room | 0.0020539
Ceiling Fixture | Compact Fluorescent |  | Twist | 1 | 15 | Living Room | 2431110 | Living Room | 0.0020539
Ceiling Fixture | Incandescent |  | Standard A Lamp | 1 | 60 | Bathroom | 243121 | Bathroom | 0.0005169
Wall Mount | Incandescent |  | Standard A Lamp | 1 | 60 | Bathroom | 243121 | Bathroom | 0.0005169
Wall Mount | Incandescent |  | Standard A Lamp | 1 | 60 | Bathroom | 243122 | Bathroom | 0.0005169
Ceiling Fixture | Incandescent |  | Standard A Lamp | 1 | 60 | Bedroom | 243123 | Bedroom | 0.0005169
Ceiling Fixture | Compact Fluorescent |  | Twist | 1 | 13 | Bedroom | 243123 | Bedroom | 0.0005169
Table | Incandescent |  | Standard A Lamp | 1 | 60 | Bedroom | 243123 | Bedroom | 0.0005169
Ceiling Fixture | Incandescent |  | Standard A Lamp | 1 | 60 | Bedroom | 243124 | Bedroom | 0.0005169
Table | Compact Fluorescent |  | Twist | 1 | 13 | Bedroom | 243124 | Bedroom | 0.0005169
Wall Mount | Incandescent |  | Standard A Lamp | 1 | 75 | Closet | 243125 | Closet | 0.0005169
Wall Mount | Incandescent |  | Standard A Lamp | 1 | 75 | Closet | 243126 | Closet | 0.0005169
Ceiling Fixture | Compact Fluorescent |  | Twist | 2 | 13 | Family Room | 243127 | Family Room | 0.0005169
Floor lamp | Compact Fluorescent |  | Twist | 1 | 20 | Family Room | 243127 | Family Room | 0.0005169
Table | Compact Fluorescent |  | Twist | 1 | 13 | Family Room | 243127 | Family Room | 0.0005169
Floor lamp | Incandescent |  | Standard A Lamp | 1 | 75 | Family Room | 243127 | Family Room | 0.0005169
Ceiling Fixture | Compact Fluorescent |  | Twist | 1 | 13 | Hall | 243128 | Hall | 0.0005169
Ceiling Fixture | Compact Fluorescent |  | Twist | 1 | 13 | Hall | 243129 | Hall | 0.0005169
Ceiling Fixture | Compact Fluorescent |  | Twist | 2 | 14 | Kitchen | 2431210 | Kitchen | 0.0005169
Ceiling Fixture | Incandescent |  | Standard A Lamp | 1 | 60 | Kitchen | 2431210 | Kitchen | 0.0005169
Ceiling Fixture | Linear Fluorescent | 24 | T-12 | 1 | 20 | Kitchen | 2431210 | Kitchen | 0.0005169
Ceiling Fixture | Incandescent |  | Standard A Lamp | 1 | 60 | Kitchen | 2431210 | Kitchen | 0.0005169
Ceiling Fixture | Linear Fluorescent | 48 | T-12 | 2 | 40 | Laundry Room | 2431211 | Laundry Room | 0.0005169
Ceiling Fixture | Incandescent |  | Standard A Lamp | 1 | 60 | Laundry Room | 2431211 | Laundry Room | 0.0005169
Ceiling Fixture | Compact Fluorescent |  | Twist | 2 | 13 | Other | 2431212 | Other | 0.0005169
Table | Compact Fluorescent |  | Twist | 1 | 13 | Office | 2431213 | Office | 0.0005169
Wall Mount | Incandescent |  | Standard A Lamp | 1 | 60 | Office | 2431213 | Office | 0.0005169
Ceiling Fixture | Compact Fluorescent |  | Twist | 1 | 13 | Other | 2431214 | Other | 0.0005169
Ceiling Fixture | Linear Fluorescent | 48 | T-12 | 4 | 40 | Other | 2431215 | Other | 0.0005169
Wall Mount | Incandescent |  | Standard A Lamp | 4 | 75 | Bathroom | 243171 | Bathroom | 0.00028447
Wall Mount | Incandescent |  | Globe | 4 | 60 | Bathroom | 243172 | Bathroom | 0.00028447
Ceiling Fixture | Incandescent |  | Standard A Lamp | 2 | 100 | Bedroom | 243173 | Bedroom | 0.00028447
Table | Incandescent |  | Standard A Lamp | 1 | 65 | Bedroom | 243173 | Bedroom | 0.00028447
Ceiling Fixture | Incandescent |  | Standard A Lamp | 2 | 75 | Bedroom | 243174 | Bedroom | 0.00028447
Table | Incandescent |  | Standard A Lamp | 1 | 60 | Bedroom | 243174 | Bedroom | 0.00028447
Ceiling Fixture | Linear Fluorescent | 48 | T-4 | 2 | 40 | Bedroom | 243175 | Bedroom | 0.00028447
Ceiling Fixture | Linear Fluorescent | 48 | T-4 | 2 | 40 | Family Room | 243176 | Family Room | 0.00028447
Table | Incandescent |  | Standard A Lamp | 1 | 75 | Family Room | 243176 | Family Room | 0.00028447
Ceiling Fixture | Incandescent |  | Reflector | 1 | 60 | Garage | 243177 | Garage | 0.00028447
Garage door opener | Incandescent |  | Standard A Lamp | 1 | 65 | Garage | 243177 | Garage | 0.00028447
Chandelier (Hanging) | Incandescent |  | Globe | 1 | 75 | Hall | 243178 | Hall | 0.00028447
Chandelier (Hanging) | Incandescent |  | Decorative | 3 | 60 | Hall | 243179 | Hall | 0.00028447
Chandelier (Hanging) | Incandescent |  | Standard A Lamp | 1 | 100 | Kitchen | 2431710 | Kitchen | 0.00028447
Chandelier (Hanging) | Incandescent |  | Standard A Lamp | 5 | 100 | Kitchen | 2431710 | Kitchen | 0.00028447
Recessed Can | Incandescent |  | Reflector | 1 | 65 | Kitchen | 2431710 | Kitchen | 0.00028447
Ceiling Fixture | Linear Fluorescent | 48 | T-4 | 4 | 32 | Laundry Room | 2431711 | Laundry Room | 0.00028447
Floor lamp | Incandescent |  | Standard A Lamp | 1 | 100 | Living Room | 2431712 | Living Room | 0.00028447
Wall Mount | Incandescent |  | Globe | 1 | 75 | Master Bedroom | 2431713 | Master Bedroom | 0.00028447
Ceiling Fixture | Incandescent |  | Standard A Lamp | 2 | 75 | Master Bedroom | 2431713 | Master Bedroom | 0.00028447
Table | Incandescent |  | Standard A Lamp | 1 | 60 | Master Bedroom | 2431713 | Master Bedroom | 0.00028447
Ceiling Fixture | Incandescent |  | Standard A Lamp | 3 | 100 | Office | 2431714 | Office | 0.00028447
Floor lamp | Incandescent |  | Standard A Lamp | 2 | 60 | Office | 2431714 | Office | 0.00028447
Wall Mount | Incandescent |  | Globe | 3 | 40 | Bathroom | 243321 | Bathroom | 0.00052955
Wall Mount | Incandescent |  | Globe | 6 | 40 | Bathroom | 243322 | Bathroom | 0.00052955
Ceiling Fixture | Incandescent |  | Standard A Lamp | 1 | 60 | Bedroom | 243323 | Bedroom | 0.00052955
Table | Compact Fluorescent |  | Twist | 1 | 28 | Bedroom | 243323 | Bedroom | 0.00052955
Ceiling Fixture | Incandescent |  | Standard A Lamp | 1 | 60 | Bedroom | 243324 | Bedroom | 0.00052955
Ceiling Fixture | Incandescent |  | Standard A Lamp | 2 | 60 | Bedroom | 243325 | Bedroom | 0.00052955
Table | Compact Fluorescent |  | Twist | 1 | 22 | Bedroom | 243325 | Bedroom | 0.00052955
Chandelier (Hanging) | Incandescent |  | Globe | 5 | 60 | Dining Room | 243326 | Dining Room | 0.00052955
Ceiling Fixture | Compact Fluorescent |  | Twist | 1 | 22 | Hall | 243328 | Hall | 0.00052955
Ceiling Fixture | Compact Fluorescent |  | Circline (Screw Base) | 1 | 22 | Hall | 243329 | Hall | 0.00052955
Ceiling Fixture | Linear Fluorescent | 48 | T-8 | 4 | 40 | Kitchen | 2433210 | Kitchen | 0.00052955
Ceiling Fixture | Linear Fluorescent | 48 | T-8 | 1 | 40 | Laundry Room | 2433211 | Laundry Room | 0.00052955
Floor lamp | Incandescent |  | Standard A Lamp | 1 | 60 | Living Room | 2433212 | Living Room | 0.00052955
Table | Compact Fluorescent |  | Twist | 1 | 22 | Living Room | 2433212 | Living Room | 0.00052955
Ceiling Fixture | Incandescent |  | Decorative | 3 | 40 | Living Room | 2433212 | Living Room | 0.00052955
Ceiling Fixture | Compact Fluorescent |  | Twist | 2 | 15 | Bedroom | 243411 | Bedroom | 0.00047324
Ceiling Fixture | Compact Fluorescent |  | Twist | 1 | 15 | Closet | 243412 | Closet | 0.00047324
Chandelier (Hanging) | Incandescent |  | Mini base | 8 | 60 | Living Room | 243413 | Living Room | 0.00047324
Recessed Can | Incandescent |  | Reflector | 1 | 60 | Living Room | 243413 | Living Room | 0.00047324
Floor lamp | Compact Fluorescent |  | Twist | 2 | 22 | Living Room | 243413 | Living Room | 0.00047324
Chandelier (Hanging) | Incandescent |  | Mini base | 3 | 40 | Hall | 243414 | Hall | 0.00047324
Ceiling Fan | Compact Fluorescent |  | Twist | 3 | 15 | Office | 243415 | Office | 0.00047324
Table | Compact Fluorescent |  | Twist | 1 | 22 | Office | 243415 | Office | 0.00047324
Table | Incandescent |  | Standard A Lamp | 1 | 75 | Office | 243415 | Office | 0.00047324
Ceiling Fixture | Linear Fluorescent | 48 | T-8 | 2 | 32 | Laundry Room | 243416 | Laundry Room | 0.00047324
Ceiling Fixture | Compact Fluorescent |  | Twist | 1 | 22 | Laundry Room | 243416 | Laundry Room | 0.00047324
Ceiling Fixture | Compact Fluorescent |  | Twist | 1 | 22 | Garage | 243417 | Garage | 0.00047324
Ceiling Fixture | Linear Fluorescent | 48 | T-12 | 2 | 40 | Garage | 243417 | Garage | 0.00047324
Ceiling Fixture | Incandescent |  | Standard A Lamp | 1 | 75 | Garage | 243417 | Garage | 0.00047324
Wall Mount | Compact Fluorescent |  | A shape bulb | 4 | 15 | Bathroom | 243418 | Bathroom | 0.00047324
Ceiling Fixture | Compact Fluorescent |  | Twist | 1 | 15 | Hall | 243419 | Hall | 0.00047324
Ceiling Fixture | Compact Fluorescent |  | Twist | 2 | 22 | Master Bedroom | 2434110 | Master Bedroom | 0.00047324
Table | Compact Fluorescent |  | Twist | 1 | 15 | Master Bedroom | 2434110 | Master Bedroom | 0.00047324
Table | Compact Fluorescent |  | Straight Tube | 1 | 15 | Master Bedroom | 2434110 | Master Bedroom | 0.00047324
Wall Mount | Compact Fluorescent |  | A shape bulb | 8 | 15 | Bathroom | 2434111 | Bathroom | 0.00047324
Recessed Can | Compact Fluorescent |  | Reflector | 1 | 15 | Bathroom | 2434111 | Bathroom | 0.00047324
Ceiling Fixture | Linear Fluorescent | 48 | T-12 | 2 | 40 | Closet | 2434112 | Closet | 0.00047324
Ceiling Fan | Incandescent |  | Clear | 4 | 100 | Kitchen | 2434113 | Kitchen | 0.00047324
Ceiling Fixture | Linear Fluorescent | 48 | T-12 | 3 | 40 | Kitchen | 2434113 | Kitchen | 0.00047324
Ceiling Fixture | Compact Fluorescent |  | Twist | 1 | 22 | Kitchen | 2434113 | Kitchen | 0.00047324
Architectural | Linear Fluorescent | 48 | T-12 | 1 | 40 | Kitchen | 2434113 | Kitchen | 0.00047324
Architectural | Linear Fluorescent | 12 | T-12 | 1 | 16 | Kitchen | 2434113 | Kitchen | 0.00047324
Architectural | Incandescent |  | Mini base | 1 | 25 | Kitchen | 2434113 | Kitchen | 0.00047324
Chandelier (Hanging) | Compact Fluorescent |  | A shape bulb | 1 | 15 | Kitchen | 2434113 | Kitchen | 0.00047324
Ceiling Fixture | Incandescent |  | Standard A Lamp | 2 | 60 | Other | 243421 | Other | 0.00052955
Ceiling Fixture | Incandescent |  | Standard A Lamp | 1 | 60 | Bathroom | 243422 | Bathroom | 0.00052955
Ceiling Fixture | Incandescent |  | Standard A Lamp | 1 | 60 | Bedroom | 243423 | Bedroom | 0.00052955
Ceiling Fan | Incandescent |  | Standard A Lamp | 1 | 60 | Bedroom | 243424 | Bedroom | 0.00052955
Ceiling Fixture | Incandescent |  | Standard A Lamp | 1 | 60 | Hall | 243425 | Hall | 0.00052955
Ceiling Fan | Incandescent |  | Standard A Lamp | 4 | 60 | Kitchen | 243426 | Kitchen | 0.00052955
Ceiling Fixture | Incandescent |  | Standard A Lamp | 1 | 60 | Kitchen | 243426 | Kitchen | 0.00052955
Ceiling Fixture | Incandescent |  | Standard A Lamp | 1 | 60 | Laundry Room | 243427 | Laundry Room | 0.00052955
Ceiling Fan | Compact Fluorescent |  | Straight Tube | 2 | 15 | Living Room | 243428 | Living Room | 0.00052955
Track | Incandescent |  | Standard A Lamp | 2 | 60 | Living Room | 243428 | Living Room | 0.00052955
Ceiling Fixture | Compact Fluorescent |  | Twist | 2 | 15 | Master Bedroom | 243471 | Master Bedroom | 0.00047324
Table | Halogen |  | MR | 1 | 20 | Master Bedroom | 243471 | Master Bedroom | 0.00047324
Table | Compact Fluorescent |  | Pin base | 1 | 15 | Master Bedroom | 243471 | Master Bedroom | 0.00047324
Table | Incandescent |  | Decorative | 1 | 40 | Master Bedroom | 243471 | Master Bedroom | 0.00047324
Ceiling Fixture | Incandescent |  | Standard A Lamp | 1 | 60 | Hall | 243472 | Hall | 0.00047324
Ceiling Fixture | Compact Fluorescent |  | Twist | 1 | 15 | Garage | 243473 | Garage | 0.00047324
Garage door opener | Incandescent |  | Standard A Lamp | 1 | 60 | Garage | 243473 | Garage | 0.00047324
Ceiling Fixture | Linear Fluorescent | 24 | T-12 | 1 | 20 | Garage | 243473 | Garage | 0.00047324
Chandelier (Hanging) | Incandescent |  | Decorative | 5 | 40 | Dining Room | 243474 | Dining Room | 0.00047324
Floor lamp | Incandescent |  | Mini base | 2 | 25 | Dining Room | 243474 | Dining Room | 0.00047324
Wall Mount | Incandescent |  | Decorative | 2 | 40 | Hall | 243475 | Hall | 0.00047324
Floor lamp | Incandescent |  | Mini base | 1 | 25 | Hall | 243475 | Hall | 0.00047324
Wall Mount | Incandescent |  | Decorative | 4 | 40 | Bathroom | 243476 | Bathroom | 0.00047324
Wall Mount | Halogen |  | Quartz Tube | 1 | 100 | Hall | 243477 | Hall | 0.00047324
Ceiling Fixture | Incandescent |  | Standard A Lamp | 1 | 60 | Hall | 243477 | Hall | 0.00047324
Ceiling Fan | Incandescent |  | Standard A Lamp | 1 | 60 | Bedroom | 243478 | Bedroom | 0.00047324
Table | Incandescent |  | Mini base | 2 | 40 | Bedroom | 243478 | Bedroom | 0.00047324
Wall Mount | Incandescent |  | Standard A Lamp | 4 | 40 | Bathroom | 243479 | Bathroom | 0.00047324
Ceiling Fixture | Incandescent |  | Standard A Lamp | 1 | 60 | Bedroom | 2434710 | Bedroom | 0.00047324
Ceiling Fixture | Incandescent |  | Standard A Lamp | 1 | 60 | Closet | 2434711 | Closet | 0.00047324
Ceiling Fixture | Compact Fluorescent |  | Twist | 1 | 15 | Bathroom | 2434712 | Bathroom | 0.00047324
Architectural | Halogen |  | MR | 3 | 50 | Bathroom | 2434712 | Bathroom | 0.00047324
Recessed Can | Compact Fluorescent |  | Twist | 1 | 28 | Bathroom | 2434712 | Bathroom | 0.00047324
Recessed Can | Incandescent |  | Standard A Lamp | 1 | 40 | Bathroom | 2434712 | Bathroom | 0.00047324
Ceiling Fixture | Compact Fluorescent |  | Twist | 1 | 15 | Closet | 2434713 | Closet | 0.00047324
Table | Incandescent |  | 3-Way Incandescent | 1 | 75 | Living Room | 2434714 | Living Room | 0.00047324
Table | Incandescent |  | Decorative | 3 | 60 | Living Room | 2434714 | Living Room | 0.00047324
Table | Incandescent |  | 3-Way Incandescent | 1 | 200 | Living Room | 2434714 | Living Room | 0.00047324
Ceiling Fixture | Incandescent |  | Standard A Lamp | 1 | 40 | Kitchen | 2434715 | Kitchen | 0.00047324
Recessed Can | Compact Fluorescent |  | Flood | 1 | 22 | Kitchen | 2434715 | Kitchen | 0.00047324
Recessed Can | Incandescent |  | Reflector | 1 | 65 | Kitchen | 2434715 | Kitchen | 0.00047324
Ceiling Fixture | Incandescent |  | Standard A Lamp | 1 | 40 | Hall | 2434716 | Hall | 0.00047324
Ceiling Fixture | Incandescent |  | Standard A Lamp | 1 | 60 | Laundry Room | 2434717 | Laundry Room | 0.00047324
Torchiere | Halogen |  | Quartz Tube | 1 | 300 | Family Room | 2434718 | Family Room | 0.00047324
Ceiling Fixture | Incandescent |  | Standard A Lamp | 1 | 60 | Family Room | 2434718 | Family Room | 0.00047324
Wall Mount | Incandescent |  | Standard A Lamp | 1 | 60 | Bathroom | 2434719 | Bathroom | 0.00047324
Ceiling Fixture | Incandescent |  | Standard A Lamp | 1 | 60 | Other | 243491 | Other | 0.002127
Ceiling Fixture | Linear Fluorescent | 48 | T-8 | 2 | 32 | Other | 243491 | Other | 0.002127
Ceiling Fixture | Incandescent |  | Standard A Lamp | 1 | 60 | Bathroom | 243492 | Bathroom | 0.002127
Ceiling Fan | Compact Fluorescent |  | Twist | 1 | 15 | Bedroom | 243493 | Bedroom | 0.002127
Table | Compact Fluorescent |  | Twist | 1 | 15 | Bedroom | 243493 | Bedroom | 0.002127
Floor lamp | Incandescent |  | Standard A Lamp | 2 | 60 | Bedroom | 243494 | Bedroom | 0.002127
Ceiling Fan | Compact Fluorescent |  | Twist | 2 | 15 | Bedroom | 243494 | Bedroom | 0.002127
Ceiling Fixture | Incandescent |  | Standard A Lamp | 1 | 60 | Bedroom | 243495 | Bedroom | 0.002127
Table | Incandescent |  | Standard A Lamp | 1 | 60 | Bedroom | 243495 | Bedroom | 0.002127
Ceiling Fixture | Incandescent |  | Standard A Lamp | 1 | 60 | Bedroom | 243496 | Bedroom | 0.002127
Ceiling Fixture | Linear Fluorescent | 48 | T-8 | 2 | 32 | Garage | 243497 | Garage | 0.002127
Ceiling Fixture | Incandescent |  | Standard A Lamp | 1 | 60 | Hall | 243498 | Hall | 0.002127
Ceiling Fixture | Incandescent |  | Standard A Lamp | 1 | 60 | Kitchen | 243499 | Kitchen | 0.002127
Recessed - other | Incandescent |  | Standard A Lamp | 1 | 60 | Kitchen | 243499 | Kitchen | 0.002127
Recessed - other | Linear Fluorescent | 24 | T-12 | 1 | 20 | Kitchen | 243499 | Kitchen | 0.002127
Ceiling Fixture | Incandescent |  | Standard A Lamp | 1 | 65 | Laundry Room | 2434910 | Laundry Room | 0.002127
Ceiling Fan | Compact Fluorescent |  | Twist | 1 | 15 | Living Room | 2434911 | Living Room | 0.002127
Table | Compact Fluorescent |  | Twist | 3 | 15 | Living Room | 2434911 | Living Room | 0.002127
Table | Incandescent |  | Standard A Lamp | 1 | 60 | Living Room | 2434911 | Living Room | 0.002127
Ceiling Fixture | Incandescent |  | Standard A Lamp | 1 | 60 | Other | 2434912 | Other | 0.002127
Wall Mount | Incandescent |  | Standard A Lamp | 2 | 60 | Bathroom | 243511 | Bathroom | 0.00028447
Ceiling Fixture | Incandescent |  | Standard A Lamp | 1 | 60 | Bathroom | 243512 | Bathroom | 0.00028447
Wall Mount | Incandescent |  | Globe | 6 | 75 | Bathroom | 243512 | Bathroom | 0.00028447
Ceiling Fixture | Linear Fluorescent | 48 | T-4 | 2 | 40 | Bathroom | 243513 | Bathroom | 0.00028447
Ceiling Fixture | Incandescent |  | Standard A Lamp | 2 | 60 | Bedroom | 243514 | Bedroom | 0.00028447
Ceiling Fixture | Incandescent |  | Standard A Lamp | 1 | 60 | Bedroom | 243514 | Bedroom | 0.00028447
Ceiling Fixture | Linear Fluorescent | 48 | T-4 | 2 | 40 | Bedroom | 243515 | Bedroom | 0.00028447
Ceiling Fixture | Incandescent |  | Decorative | 1 | 60 | Closet | 243516 | Closet | 0.00028447
Ceiling Fixture | Linear Fluorescent | 48 | T-4 | 2 | 40 | Family Room | 243517 | Family Room | 0.00028447
Ceiling Fixture | Linear Fluorescent | 48 | T-4 | 2 | 40 | Family Room | 243518 | Family Room | 0.00028447
Table | Incandescent |  | Standard A Lamp | 1 | 60 | Family Room | 243518 | Family Room | 0.00028447
Garage door opener | Incandescent |  | Standard A Lamp | 1 | 60 | Garage | 243519 | Garage | 0.00028447
Ceiling Fixture | Compact Fluorescent |  | Twist | 1 | 15 | Garage | 243519 | Garage | 0.00028447
Ceiling Fixture | Linear Fluorescent | 48 | T-4 | 2 | 40 | Hall | 2435110 | Hall | 0.00028447
Ceiling Fixture | Incandescent |  | Standard A Lamp | 2 | 60 | Hall | 2435111 | Hall | 0.00028447
Ceiling Fixture | Incandescent |  | Standard A Lamp | 1 | 65 | Laundry Room | 2435112 | Laundry Room | 0.00028447
Ceiling Fixture | Incandescent |  | Clear | 3 | 60 | Living Room | 2435113 | Living Room | 0.00028447
Table | Incandescent |  | Standard A Lamp | 3 | 60 | Living Room | 2435113 | Living Room | 0.00028447
Ceiling Fixture | Linear Fluorescent | 36 | T-4 | 2 | 40 | Living Room | 2435113 | Living Room | 0.00028447
Ceiling Fixture | Incandescent |  | Decorative | 2 | 60 | Master Bedroom | 2435114 | Master Bedroom | 0.00028447
Floor lamp | Incandescent |  | Standard A Lamp | 1 | 100 | Master Bedroom | 2435114 | Master Bedroom | 0.00028447
Table | Incandescent |  | Decorative | 1 | 40 | Office | 2435115 | Office | 0.00028447
Ceiling Fixture | Incandescent |  | Reflector | 1 | 65 | Living Room | 243631 | Living Room | 0.00094081
Floor lamp | Compact Fluorescent |  | Twist | 3 | 15 | Living Room | 243631 | Living Room | 0.00094081
Table | Compact Fluorescent |  | Twist | 1 | 22 | Living Room | 243631 | Living Room | 0.00094081
Wall Mount | Compact Fluorescent |  | Twist | 4 | 15 | Bathroom | 243632 | Bathroom | 0.00094081
Ceiling Fixture | Incandescent |  | Standard A Lamp | 2 | 60 | Bedroom | 243633 | Bedroom | 0.00094081
Ceiling Fixture | Compact Fluorescent |  | Twist | 3 | 15 | Bedroom | 243634 | Bedroom | 0.00094081
Chandelier (Hanging) | Incandescent |  | Decorative | 1 | 40 | Other | 243635 | Other | 0.00094081
Ceiling Fixture | Compact Fluorescent |  | Twist | 1 | 15 | Hall | 243636 | Hall | 0.00094081
Ceiling Fixture | Compact Fluorescent |  | Twist | 1 | 15 | Hall | 243636 | Hall | 0.00094081
Wall Mount | Compact Fluorescent |  | Twist | 4 | 15 | Bathroom | 243637 | Bathroom | 0.00094081
Ceiling Fixture | Compact Fluorescent |  | Twist | 2 | 22 | Master Bedroom | 243638 | Master Bedroom | 0.00094081
Table | Compact Fluorescent |  | Twist | 1 | 15 | Master Bedroom | 243638 | Master Bedroom | 0.00094081
Track | Compact Fluorescent |  | Twist | 2 | 15 | Closet | 243639 | Closet | 0.00094081
Ceiling Fixture | Compact Fluorescent |  | Twist | 2 | 15 | Bedroom | 2436310 | Bedroom | 0.00094081
Ceiling Fixture | Linear Fluorescent | 48 | T-12 | 2 | 32 | Garage | 2436311 | Garage | 0.00094081
Ceiling Fan | Compact Fluorescent |  | Twist | 3 | 15 | Kitchen | 2436312 | Kitchen | 0.00094081
Ceiling Fixture | Linear Fluorescent | 48 | T-12 | 2 | 32 | Kitchen | 2436312 | Kitchen | 0.00094081
Wall Mount | Compact Fluorescent |  | Twist | 1 | 15 | Hall | 2436313 | Hall | 0.00094081
Floor lamp | Incandescent |  | Decorative | 5 | 40 | Family Room | 2436314 | Family Room | 0.00094081
Ceiling Fixture | Compact Fluorescent |  | Twist | 4 | 15 | Family Room | 2436314 | Family Room | 0.00094081
Wall Mount | Compact Fluorescent |  | Twist | 1 | 15 | Laundry Room | 2436315 | Laundry Room | 0.00094081
Ceiling Fixture | Linear Fluorescent | 48 | T-12 | 2 | 32 | Laundry Room | 2436315 | Laundry Room | 0.00094081
Ceiling Fixture | Linear Fluorescent | 48 | T-12 | 2 | 40 | Office | 2436316 | Office | 0.00094081
Wall Mount | Compact Fluorescent |  | Twist | 1 | 15 | Other | 2436317 | Other | 0.00094081
Wall Mount | Incandescent |  | Standard A Lamp | 1 | 60 | Closet | 2436318 | Closet | 0.00094081
Ceiling Fixture | Compact Fluorescent |  | Twist | 1 | 15 | Other | 243661 | Other | 0.0030496
Ceiling Fixture | Linear Fluorescent | 48 | T-12 | 2 | 40 | Other | 243661 | Other | 0.0030496
Wall Mount | Incandescent |  | Globe | 4 | 40 | Bathroom | 243662 | Bathroom | 0.0030496
Chandelier (Hanging) | Incandescent |  | Standard A Lamp | 1 | 60 | Bathroom | 243663 | Bathroom | 0.0030496
Ceiling Fixture | Compact Fluorescent |  | Twist | 2 | 15 | Bathroom | 243664 | Bathroom | 0.0030496
Recessed Can | Compact Fluorescent |  | Reflector | 1 | 15 | Bedroom | 243665 | Bedroom | 0.0030496
Recessed Can | Compact Fluorescent |  | Reflector | 1 | 15 | Bedroom | 243666 | Bedroom | 0.0030496
Floor lamp | Compact Fluorescent |  | Twist | 2 | 15 | Bedroom | 243666 | Bedroom | 0.0030496
Recessed Can | Compact Fluorescent |  | Reflector | 1 | 15 | Bedroom | 243667 | Bedroom | 0.0030496
Floor lamp | Compact Fluorescent |  | Twist | 1 | 15 | Bedroom | 243668 | Bedroom | 0.0030496
Floor lamp | Incandescent |  | Standard A Lamp | 2 | 60 | Bedroom | 243668 | Bedroom | 0.0030496
Wall Mount | Incandescent |  | Standard A Lamp | 4 | 60 | Bedroom | 243668 | Bedroom | 0.0030496
Table | Compact Fluorescent |  | Twist | 1 | 15 | Bedroom | 243668 | Bedroom | 0.0030496
Ceiling Fan | Incandescent |  | Standard A Lamp | 1 | 60 | Dining Room | 243669 | Dining Room | 0.0030496
Table | Compact Fluorescent |  | Twist | 1 | 15 | Family Room | 2436610 | Family Room | 0.0030496
Ceiling Fixture | Incandescent |  | Reflector | 1 | 65 | Garage | 2436611 | Garage | 0.0030496
Ceiling Fixture | Linear Fluorescent | 48 | T-12 | 2 | 40 | Garage | 2436611 | Garage | 0.0030496
Garage door opener | Incandescent |  | Standard A Lamp | 1 | 60 | Garage | 2436611 | Garage | 0.0030496
Ceiling Fixture | Compact Fluorescent |  | Twist | 2 | 15 | Hall | 2436612 | Hall | 0.0030496
Ceiling Fixture | Linear Fluorescent | 48 | T-12 | 2 | 40 | Kitchen | 2436613 | Kitchen | 0.0030496
Recessed - other | Incandescent |  | Standard A Lamp | 1 | 40 | Kitchen | 2436613 | Kitchen | 0.0030496
Ceiling Fan | Incandescent |  | Standard A Lamp | 1 | 60 | Kitchen | 2436613 | Kitchen | 0.0030496
Ceiling Fixture | Compact Fluorescent |  | Twist | 2 | 15 | Living Room | 2436614 | Living Room | 0.0030496
Floor lamp | Compact Fluorescent |  | Twist | 1 | 15 | Living Room | 2436614 | Living Room | 0.0030496
Recessed Can | Incandescent |  | Reflector | 1 | 60 | Bathroom | 243731 | Bathroom | 0.00047324
Wall Mount | Incandescent |  | Standard A Lamp | 3 | 40 | Bathroom | 243731 | Bathroom | 0.00047324
Ceiling Fixture | Incandescent |  | Standard A Lamp | 2 | 60 | Bathroom | 243731 | Bathroom | 0.00047324
Recessed Can | Incandescent |  | Reflector | 1 | 60 | Bathroom | 243732 | Bathroom | 0.00047324
Wall Mount | Incandescent |  | Standard A Lamp | 4 | 40 | Bathroom | 243732 | Bathroom | 0.00047324
Wall Mount | Incandescent |  | Standard A Lamp | 3 | 40 | Bathroom | 243733 | Bathroom | 0.00047324
Recessed Can | Incandescent |  | Standard A Lamp | 1 | 60 | Bathroom | 243733 | Bathroom | 0.00047324
Recessed Can | Incandescent |  | Reflector | 1 | 60 | Bedroom | 243734 | Bedroom | 0.00047324
Table | Incandescent |  | Standard A Lamp | 1 | 60 | Bedroom | 243734 | Bedroom | 0.00047324
Table | Compact Fluorescent |  | Twist | 1 | 15 | Bedroom | 243734 | Bedroom | 0.00047324
Ceiling Fixture | Incandescent |  | Standard A Lamp | 2 | 60 | Bedroom | 243735 | Bedroom | 0.00047324
Table | Incandescent |  | Standard A Lamp | 1 | 60 | Bedroom | 243735 | Bedroom | 0.00047324
Ceiling Fixture | Incandescent |  | Standard A Lamp | 2 | 60 | Bedroom | 243736 | Bedroom | 0.00047324
Table | Incandescent |  | Decorative | 1 | 40 | Bedroom | 243736 | Bedroom | 0.00047324
Ceiling Fixture | Incandescent |  | Standard A Lamp | 2 | 60 | Closet | 243737 | Closet | 0.00047324
Ceiling Fixture | Incandescent |  | Standard A Lamp | 2 | 60 | Closet | 243738 | Closet | 0.00047324
Ceiling Fixture | Incandescent |  | Standard A Lamp | 2 | 60 | Closet | 243739 | Closet | 0.00047324
Recessed Can | Incandescent |  | Reflector | 1 | 65 | Family Room | 2437310 | Family Room | 0.00047324
Ceiling Fixture | Incandescent |  | Standard A Lamp | 1 | 60 | Garage | 2437311 | Garage | 0.00047324
Garage door opener | Incandescent |  | Standard A Lamp | 2 | 60 | Garage | 2437311 | Garage | 0.00047324
Ceiling Fixture | Incandescent |  | Standard A Lamp | 3 | 60 | Hall | 2437312 | Hall | 0.00047324
Recessed Can | Incandescent |  | Reflector | 1 | 60 | Hall | 2437312 | Hall | 0.00047324
Chandelier (Hanging) | Incandescent |  | Standard A Lamp | 1 | 60 | Kitchen | 2437313 | Kitchen | 0.00047324
Recessed Can | Incandescent |  | Reflector | 1 | 60 | Kitchen | 2437313 | Kitchen | 0.00047324
Recessed - other | Halogen |  | Quartz Tube | 2 | 40 | Kitchen | 2437313 | Kitchen | 0.00047324
Ceiling Fixture | Incandescent |  | Standard A Lamp | 2 | 60 | Laundry Room | 2437314 | Laundry Room | 0.00047324
Recessed Can | Incandescent |  | Reflector | 1 | 65 | Living Room | 2437315 | Living Room | 0.00047324
Chandelier (Hanging) | Halogen |  | Quartz Tube | 3 | 40 | Living Room | 2437315 | Living Room | 0.00047324
Table | Compact Fluorescent |  | Twist | 2 | 15 | Living Room | 2437315 | Living Room | 0.00047324
Table | Compact Fluorescent |  | Twist | 1 | 15 | Living Room | 2437315 | Living Room | 0.00047324
Ceiling Fixture | Incandescent |  | Standard A Lamp | 1 | 60 | Other | 2437316 | Other | 0.00047324
Wall Mount | Incandescent |  | Globe | 4 | 60 | Bathroom | 243751 | Bathroom | 0.00040077
Wall Mount | Compact Fluorescent |  | Globe | 2 | 14 | Bathroom | 243751 | Bathroom | 0.00040077
Ceiling Fixture | Compact Fluorescent |  | Twist | 2 | 13 | Bedroom | 243752 | Bedroom | 0.00040077
Ceiling Fixture | Compact Fluorescent |  | Flood | 4 | 14 | Hall | 243753 | Hall | 0.00040077
Ceiling Fan | Incandescent |  | Clear | 2 | 60 | Family Room | 243754 | Family Room | 0.00040077
Recessed Can | Compact Fluorescent |  | Flood | 1 | 14 | Family Room | 243754 | Family Room | 0.00040077
Table | Compact Fluorescent |  | Twist | 1 | 22 | Family Room | 243754 | Family Room | 0.00040077
Ceiling Fixture | Linear Fluorescent | 48 | T-12 | 2 | 40 | Garage | 243755 | Garage | 0.00040077
Ceiling Fixture | Linear Fluorescent | 48 | T-8 | 2 | 32 | Garage | 243755 | Garage | 0.00040077
Recessed Can | Incandescent |  | Reflector | 1 | 65 | Hall | 243756 | Hall | 0.00040077
Recessed Can | Compact Fluorescent |  | Flood | 1 | 14 | Kitchen | 243757 | Kitchen | 0.00040077
Ceiling Fixture | Linear Fluorescent | 24 | T-12 | 1 | 20 | Kitchen | 243757 | Kitchen | 0.00040077
Ceiling Fixture | Compact Fluorescent |  | Twist | 3 | 14 | Kitchen | 243757 | Kitchen | 0.00040077
Ceiling Fixture | Compact Fluorescent |  | Twist | 2 | 15 | Laundry Room | 243758 | Laundry Room | 0.00040077
Wall Mount | Incandescent |  | Globe | 4 | 60 | Bathroom | 243759 | Bathroom | 0.00040077
Ceiling Fixture | Compact Fluorescent |  | Twist | 2 | 15 | Master Bedroom | 2437510 | Master Bedroom | 0.00040077
Floor lamp | Incandescent |  | 3-Way Incandescent | 1 | 100 | Master Bedroom | 2437510 | Master Bedroom | 0.00040077
Table | Compact Fluorescent |  | Twist | 1 | 15 | Master Bedroom | 2437510 | Master Bedroom | 0.00040077
Ceiling Fixture | Compact Fluorescent |  | Twist | 1 | 15 | Closet | 2437511 | Closet | 0.00040077
Ceiling Fixture | Linear Fluorescent | 48 | T-12 | 2 | 40 | Office | 243781 | Office | 0.0030496
Wall Mount | Incandescent |  | Decorative | 3 | 40 | Bathroom | 243782 | Bathroom | 0.0030496
Wall Mount | Incandescent |  | Mini base | 1 | 4 | Bathroom | 243782 | Bathroom | 0.0030496
Ceiling Fixture | Linear Fluorescent | 48 | T-8 | 1 | 32 | Bedroom | 243783 | Bedroom | 0.0030496
Ceiling Fixture | Linear Fluorescent | 24 | Fluorescent Other | 1 | 38 | Bedroom | 243784 | Bedroom | 0.0030496
Table | Incandescent |  | Standard A Lamp | 1 | 55 | Bedroom | 243784 | Bedroom | 0.0030496
Chandelier (Hanging) | Incandescent |  | Globe | 4 | 40 | Dining Room | 243785 | Dining Room | 0.0030496
Table | Incandescent |  | Standard A Lamp | 1 | 40 | Hall | 243786 | Hall | 0.0030496
Table | Compact Fluorescent |  | Twist | 1 | 14 | Hall | 243786 | Hall | 0.0030496
Garage door opener | Incandescent |  | Standard A Lamp | 1 | 60 | Garage | 243787 | Garage | 0.0030496
Ceiling Fixture | Incandescent |  | Standard A Lamp | 1 | 40 | Hall | 243788 | Hall | 0.0030496
Ceiling Fixture | Linear Fluorescent | 48 | T-12 | 4 | 40 | Kitchen | 243789 | Kitchen | 0.0030496
Other | Linear Fluorescent | 12 | T-5 | 1 | 5 | Kitchen | 243789 | Kitchen | 0.0030496
Other | Incandescent |  | Other | 2 | 40 | Kitchen | 243789 | Kitchen | 0.0030496
Ceiling Fixture | Linear Fluorescent | 48 | T-12 | 2 | 40 | Hall | 2437810 | Hall | 0.0030496
Table | Incandescent |  | 3-Way Incandescent | 1 | 150 | Living Room | 2437811 | Living Room | 0.0030496
Table | Incandescent |  | Standard A Lamp | 1 | 40 | Living Room | 2437811 | Living Room | 0.0030496
Torchiere | Incandescent |  | 3-Way Incandescent | 1 | 150 | Living Room | 2437811 | Living Room | 0.0030496
Table | Incandescent |  | Standard A Lamp | 3 | 40 | Living Room | 2437811 | Living Room | 0.0030496
Torchiere | Incandescent |  | 3-Way Incandescent | 1 | 100 | Living Room | 2437811 | Living Room | 0.0030496
Table | Incandescent |  | Standard A Lamp | 2 | 25 | Living Room | 2437811 | Living Room | 0.0030496
Wall Mount | Incandescent |  | Standard A Lamp | 1 | 40 | Bathroom | 2437812 | Bathroom | 0.0030496
Recessed - other | Incandescent |  | Heat Lamp | 1 | 250 | Bathroom | 2437812 | Bathroom | 0.0030496
Recessed Can | Incandescent |  | Reflector | 1 | 60 | Master Bedroom | 2437813 | Master Bedroom | 0.0030496
Table | Incandescent |  | Standard A Lamp | 1 | 60 | Office | 2437814 | Office | 0.0030496
Ceiling Fixture | Linear Fluorescent | 75 | T-12 | 2 | 96 | Other | 2437815 | Other | 0.0030496
Ceiling Fixture | Linear Fluorescent | 48 | T-12 | 2 | 40 | Other | 2437815 | Other | 0.0030496
Wall Mount | Incandescent |  | Standard A Lamp | 1 | 75 | Other | 2437815 | Other | 0.0030496
Recessed Can | Incandescent |  | Reflector | 1 | 60 | Kitchen | 243981 | Kitchen | 0.00040077
Recessed Can | Compact Fluorescent |  | Reflector | 1 | 22 | Kitchen | 243981 | Kitchen | 0.00040077
Other | Incandescent |  | Reflector | 1 | 40 | Kitchen | 243981 | Kitchen | 0.00040077
Other | Linear Fluorescent | 24 | T-5 | 1 | 16 | Kitchen | 243981 | Kitchen | 0.00040077
Ceiling Fixture | Incandescent |  | Standard A Lamp | 1 | 60 | Bathroom | 243982 | Bathroom | 0.00040077
Ceiling Fan | Incandescent |  | Standard A Lamp | 1 | 60 | Bathroom | 243982 | Bathroom | 0.00040077
Wall Mount | Incandescent |  | Standard A Lamp | 1 | 60 | Bathroom | 243982 | Bathroom | 0.00040077
Ceiling Fixture | Incandescent |  | Standard A Lamp | 1 | 60 | Bedroom | 243983 | Bedroom | 0.00040077
Ceiling Fixture | Incandescent |  | Standard A Lamp | 1 | 60 | Bedroom | 243984 | Bedroom | 0.00040077
Ceiling Fixture | Incandescent |  | Standard A Lamp | 1 | 60 | Bedroom | 243985 | Bedroom | 0.00040077
Table | Incandescent |  | Standard A Lamp | 1 | 60 | Bedroom | 243985 | Bedroom | 0.00040077
Wall Mount | Incandescent |  | Standard A Lamp | 1 | 60 | Bathroom | 243986 | Bathroom | 0.00040077
Ceiling Fixture | Incandescent |  | Standard A Lamp | 1 | 60 | Bathroom | 243986 | Bathroom | 0.00040077
Ceiling Fixture | Compact Fluorescent |  | Twist | 2 | 15 | Dining Room | 243987 | Dining Room | 0.00040077
Ceiling Fixture | Compact Fluorescent |  | Twist | 1 | 15 | Hall | 243988 | Hall | 0.00040077
Ceiling Fan | Compact Fluorescent |  | Twist | 3 | 15 | Laundry Room | 243989 | Laundry Room | 0.00040077
Chandelier (Hanging) | Incandescent |  | Globe | 1 | 75 | Living Room | 2439810 | Living Room | 0.00040077
Ceiling Fixture | Incandescent |  | Standard A Lamp | 1 | 60 | Living Room | 2439810 | Living Room | 0.00040077
Table | Incandescent |  | Standard A Lamp | 1 | 65 | Living Room | 2439810 | Living Room | 0.00040077
Floor lamp | Incandescent |  | Standard A Lamp | 1 | 75 | Living Room | 2439810 | Living Room | 0.00040077
Ceiling Fixture | Incandescent |  | Standard A Lamp | 1 | 60 | Bedroom | 2439811 | Bedroom | 0.00040077
Table | Incandescent |  | Standard A Lamp | 1 | 40 | Bedroom | 2439811 | Bedroom | 0.00040077
Ceiling Fixture | Incandescent |  | Standard A Lamp | 1 | 60 | Kitchen | 2439812 | Kitchen | 0.00040077
Recessed - other | Incandescent |  | Standard A Lamp | 1 | 60 | Kitchen | 2439812 | Kitchen | 0.00040077
Wall Mount | Incandescent |  | Standard A Lamp | 3 | 60 | Bathroom | 244001 | Bathroom | 0.00040077
Ceiling Fixture | Compact Fluorescent |  | Twist | 1 | 14 | Bathroom | 244001 | Bathroom | 0.00040077
Wall Mount | Incandescent |  | Standard A Lamp | 2 | 75 | Bathroom | 244002 | Bathroom | 0.00040077
Ceiling Fixture | Incandescent |  | Standard A Lamp | 1 | 100 | Bedroom | 244003 | Bedroom | 0.00040077
Table | Incandescent |  | Standard A Lamp | 1 | 65 | Bedroom | 244003 | Bedroom | 0.00040077
Ceiling Fixture | Incandescent |  | Standard A Lamp | 1 | 75 | Bedroom | 244004 | Bedroom | 0.00040077
Table | Compact Fluorescent |  | Twist | 1 | 13 | Bedroom | 244004 | Bedroom | 0.00040077
Track | Halogen |  | PAR | 6 | 50 | Bedroom | 244005 | Bedroom | 0.00040077
Chandelier (Hanging) | Incandescent |  | Standard A Lamp | 5 | 75 | Dining Room | 244006 | Dining Room | 0.00040077
Ceiling Fixture | Incandescent |  | Globe | 1 | 60 | Closet | 244007 | Closet | 0.00040077
Ceiling Fixture | Incandescent |  | Standard A Lamp | 3 | 60 | Hall | 244008 | Hall | 0.00040077
Ceiling Fixture | Compact Fluorescent |  | Twist | 1 | 19 | Hall | 244008 | Hall | 0.00040077
Chandelier (Hanging) | Halogen |  | Quartz Tube | 1 | 300 | Hall | 244009 | Hall | 0.00040077
Track | Halogen |  | Quartz Tube | 6 | 50 | Family Room | 2440010 | Family Room | 0.00040077
Table | Incandescent |  | 3-Way Incandescent | 1 | 100 | Family Room | 2440010 | Family Room | 0.00040077
Ceiling Fixture | Linear Fluorescent | 48 | T-8 | 2 | 32 | Garage | 2440011 | Garage | 0.00040077
Ceiling Fixture | Linear Fluorescent | 48 | T-12 | 2 | 40 | Garage | 2440011 | Garage | 0.00040077
Recessed Can | Incandescent |  | Reflector | 1 | 65 | Kitchen | 2440012 | Kitchen | 0.00040077
Floor lamp | Incandescent |  | Standard A Lamp | 1 | 70 | Living Room | 2440013 | Living Room | 0.00040077
Floor lamp | Incandescent |  | 3-Way Incandescent | 1 | 200 | Living Room | 2440013 | Living Room | 0.00040077
Wall Mount | Incandescent |  | Standard A Lamp | 6 | 60 | Bathroom | 2440014 | Bathroom | 0.00040077
Ceiling Fan | Incandescent |  | Decorative | 3 | 40 | Master Bedroom | 2440015 | Master Bedroom | 0.00040077
Table | Incandescent |  | 3-Way Incandescent | 1 | 100 | Master Bedroom | 2440015 | Master Bedroom | 0.00040077
Table | Incandescent |  | Standard A Lamp | 1 | 60 | Master Bedroom | 2440015 | Master Bedroom | 0.00040077
Ceiling Fixture | Compact Fluorescent |  | Twist | 1 | 13 | Closet | 2440016 | Closet | 0.00040077
Ceiling Fixture | Halogen |  | Quartz Tube | 1 | 150 | Hall | 2440017 | Hall | 0.00040077
Ceiling Fixture | Linear Fluorescent | 48 | T-8 | 2 | 32 | Office | 244011 | Office | 0.00040077
Track | Incandescent |  | Reflector | 3 | 60 | Office | 244011 | Office | 0.00040077
Wall Mount | Incandescent |  | Standard A Lamp | 1 | 60 | Closet | 244012 | Closet | 0.00040077
Ceiling Fixture | Incandescent |  | Standard A Lamp | 2 | 60 | Other | 244013 | Other | 0.00040077
Table | Compact Fluorescent |  | Twist | 1 | 15 | Other | 244013 | Other | 0.00040077
Ceiling Fixture | Incandescent |  | Reflector | 2 | 60 | Bathroom | 244014 | Bathroom | 0.00040077
Ceiling Fixture | Incandescent |  | Standard A Lamp | 2 | 60 | Bedroom | 244015 | Bedroom | 0.00040077
Wall Mount | Incandescent |  | Globe | 5 | 40 | Bedroom | 244015 | Bedroom | 0.00040077
Ceiling Fixture | Incandescent |  | Standard A Lamp | 8 | 40 | Bathroom | 244016 | Bathroom | 0.00040077
Ceiling Fixture | Incandescent |  | Standard A Lamp | 1 | 60 | Bedroom | 244017 | Bedroom | 0.00040077
Table | Incandescent |  | Standard A Lamp | 1 | 60 | Bedroom | 244017 | Bedroom | 0.00040077
Ceiling Fixture | Incandescent |  | Standard A Lamp | 1 | 60 | Bathroom | 244018 | Bathroom | 0.00040077
Table | Incandescent |  | Standard A Lamp | 1 | 60 | Bathroom | 244018 | Bathroom | 0.00040077
Ceiling Fixture | Incandescent |  | Standard A Lamp | 2 | 60 | Bedroom | 244019 | Bedroom | 0.00040077
Ceiling Fixture | Incandescent |  | Standard A Lamp | 3 | 60 | Bedroom | 2440110 | Bedroom | 0.00040077
Table | Incandescent |  | Standard A Lamp | 1 | 60 | Family Room | 2440111 | Family Room | 0.00040077
Recessed Can | Incandescent |  | Reflector | 1 | 75 | Family Room | 2440111 | Family Room | 0.00040077
Floor lamp | Incandescent |  | Standard A Lamp | 2 | 60 | Family Room | 2440111 | Family Room | 0.00040077
Garage door opener | Incandescent |  | Standard A Lamp | 1 | 60 | Garage | 2440112 | Garage | 0.00040077
Ceiling Fixture | Incandescent |  | Standard A Lamp | 1 | 60 | Garage | 2440112 | Garage | 0.00040077
Ceiling Fixture | Incandescent |  | Standard A Lamp | 2 | 40 | Hall | 2440113 | Hall | 0.00040077
Ceiling Fixture | Compact Fluorescent |  | Twist | 5 | 22 | Kitchen | 2440114 | Kitchen | 0.00040077
Ceiling Fixture | Incandescent |  | Standard A Lamp | 3 | 60 | Kitchen | 2440114 | Kitchen | 0.00040077
Recessed Can | Compact Fluorescent |  | Twist | 1 | 15 | Kitchen | 2440114 | Kitchen | 0.00040077
Ceiling Fixture | Incandescent |  | Standard A Lamp | 2 | 60 | Laundry Room | 2440115 | Laundry Room | 0.00040077
Recessed Can | Incandescent |  | Reflector | 1 | 60 | Living Room | 2440116 | Living Room | 0.00040077
Ceiling Fixture | Incandescent |  | Standard A Lamp | 2 | 60 | Living Room | 2440116 | Living Room | 0.00040077
Wall Mount | Incandescent |  | Globe | 6 | 40 | Bathroom | 2440117 | Bathroom | 0.00040077
Ceiling Fixture | Incandescent |  | Heat Lamp | 2 | 125 | Bathroom | 2440117 | Bathroom | 0.00040077
Table | Incandescent |  | Standard A Lamp | 1 | 60 | Master Bedroom | 2440118 | Master Bedroom | 0.00040077
Ceiling Fan | Incandescent |  | Standard A Lamp | 2 | 60 | Master Bedroom | 2440118 | Master Bedroom | 0.00040077
Ceiling Fixture | Incandescent |  | Standard A Lamp | 2 | 60 | Closet | 2440119 | Closet | 0.00040077
Ceiling Fixture | Linear Fluorescent | 48 | T-8 | 2 | 32 | Other | 2440120 | Other | 0.00040077
Recessed Can | Incandescent |  | Reflector | 1 | 75 | Other | 2440120 | Other | 0.00040077
Ceiling Fixture | Linear Fluorescent | 48 | T-8 | 4 | 32 | Other | 2440121 | Other | 0.00040077
Chandelier (Hanging) | Incandescent |  | Standard A Lamp | 7 | 60 | Dining Room | 244021 | Dining Room | 0.0010836
Chandelier (Hanging) | Incandescent |  | Mini base | 3 | 40 | Hall | 244022 | Hall | 0.0010836
Floor lamp | Incandescent |  | Standard A Lamp | 1 | 60 | Office | 244023 | Office | 0.0010836
Table | Incandescent |  | Standard A Lamp | 1 | 25 | Office | 244023 | Office | 0.0010836
Ceiling Fixture | Incandescent |  | Standard A Lamp | 1 | 60 | Bathroom | 244024 | Bathroom | 0.0010836
Wall Mount | Incandescent |  | Globe | 4 | 40 | Bathroom | 244024 | Bathroom | 0.0010836
Wall Mount | Incandescent |  | Standard A Lamp | 1 | 40 | Closet | 244025 | Closet | 0.0010836
Track | Compact Fluorescent |  | Twist | 3 | 15 | Kitchen | 244026 | Kitchen | 0.0010836
Track | Incandescent |  | Standard A Lamp | 3 | 60 | Kitchen | 244026 | Kitchen | 0.0010836
Floor lamp | Incandescent |  | Standard A Lamp | 1 | 60 | Living Room | 244027 | Living Room | 0.0010836
Floor lamp | Linear Fluorescent | 48 | Fluorescent Unknown | 1 | 27 | Living Room | 244027 | Living Room | 0.0010836
Wall Mount | Compact Fluorescent |  | Twist | 1 | 15 | Living Room | 244027 | Living Room | 0.0010836
Ceiling Fixture | Incandescent |  | Decorative | 1 | 60 | Hall | 244028 | Hall | 0.0010836
Ceiling Fixture | Incandescent |  | Standard A Lamp | 1 | 60 | Closet | 244029 | Closet | 0.0010836
Ceiling Fixture | Incandescent |  | Standard A Lamp | 1 | 60 | Bedroom | 2440210 | Bedroom | 0.0010836
Table | Halogen |  | PAR | 1 | 20 | Bedroom | 2440210 | Bedroom | 0.0010836
Ceiling Fixture | Compact Fluorescent |  | Twist | 1 | 15 | Master Bedroom | 2440211 | Master Bedroom | 0.0010836
Table | Incandescent |  | Mini base | 1 | 25 | Master Bedroom | 2440211 | Master Bedroom | 0.0010836
Ceiling Fixture | Incandescent |  | Standard A Lamp | 1 | 40 | Bathroom | 2440212 | Bathroom | 0.0010836
Wall Mount | Incandescent |  | Globe | 6 | 40 | Bathroom | 2440212 | Bathroom | 0.0010836
Ceiling Fixture | Incandescent |  | Standard A Lamp | 1 | 40 | Laundry Room | 2440213 | Laundry Room | 0.0010836
Wall Mount | Compact Fluorescent |  | Twist | 3 | 36 | Bathroom | 244081 | Bathroom | 0.00040077
Ceiling Fixture | Incandescent |  | Heat Lamp | 1 | 150 | Bathroom | 244081 | Bathroom | 0.00040077
Ceiling Fixture | Incandescent |  | Heat Lamp | 2 | 150 | Bathroom | 244082 | Bathroom | 0.00040077
Wall Mount | Compact Fluorescent |  | Twist | 2 | 13 | Bathroom | 244082 | Bathroom | 0.00040077
Wall Mount | Compact Fluorescent |  | Twist | 2 | 13 | Bathroom | 244083 | Bathroom | 0.00040077
Ceiling Fixture | Incandescent |  | Heat Lamp | 1 | 150 | Bathroom | 244083 | Bathroom | 0.00040077
Ceiling Fixture | Compact Fluorescent |  | Twist | 3 | 13 | Bedroom | 244084 | Bedroom | 0.00040077
Table | Incandescent |  | Standard A Lamp | 1 | 40 | Bedroom | 244084 | Bedroom | 0.00040077
Ceiling Fixture | Compact Fluorescent |  | Twist | 3 | 13 | Bedroom | 244085 | Bedroom | 0.00040077
Ceiling Fixture | Incandescent |  | Standard A Lamp | 1 | 60 | Bedroom | 244085 | Bedroom | 0.00040077
Ceiling Fan | Compact Fluorescent |  | Twist | 3 | 13 | Bedroom | 244086 | Bedroom | 0.00040077
Table | Incandescent |  | Standard A Lamp | 1 | 75 | Bedroom | 244086 | Bedroom | 0.00040077
Ceiling Fixture | Compact Fluorescent |  | Twist | 1 | 13 | Closet | 244087 | Closet | 0.00040077
Ceiling Fixture | Compact Fluorescent |  | Twist | 5 | 13 | Living Room | 244088 | Living Room | 0.00040077
Ceiling Fixture | Compact Fluorescent |  | Twist | 1 | 13 | Living Room | 244088 | Living Room | 0.00040077
Ceiling Fan | Compact Fluorescent |  | Twist | 5 | 13 | Living Room | 244088 | Living Room | 0.00040077
Ceiling Fixture | Linear Fluorescent | 48 | T-12 | 2 | 40 | Garage | 244089 | Garage | 0.00040077
Ceiling Fixture | Incandescent |  | Standard A Lamp | 2 | 60 | Garage | 244089 | Garage | 0.00040077
Ceiling Fixture | Compact Fluorescent |  | Twist | 2 | 13 | Hall | 2440810 | Hall | 0.00040077
Ceiling Fixture | Linear Fluorescent | 48 | T-12 | 2 | 40 | Kitchen | 2440811 | Kitchen | 0.00040077
Ceiling Fixture | Incandescent |  | Decorative | 6 | 40 | Kitchen | 2440811 | Kitchen | 0.00040077
Ceiling Fixture | Compact Fluorescent |  | Twist | 3 | 13 | Kitchen | 2440811 | Kitchen | 0.00040077
Table | Incandescent |  | Standard A Lamp | 1 | 75 | Kitchen | 2440811 | Kitchen | 0.00040077
Ceiling Fixture | Compact Fluorescent |  | Twist | 1 | 15 | Laundry Room | 2440812 | Laundry Room | 0.00040077
Ceiling Fixture | Compact Fluorescent |  | Twist | 2 | 13 | Living Room | 2440813 | Living Room | 0.00040077
Table | Compact Fluorescent |  | Twist | 1 | 13 | Living Room | 2440813 | Living Room | 0.00040077
Ceiling Fixture | Compact Fluorescent |  | Twist | 2 | 13 | Other | 2440814 | Other | 0.00040077
Wall Mount | Compact Fluorescent |  | Globe | 3 | 7 | Bathroom | 244101 | Bathroom | 0.00028447
Ceiling Fixture | Compact Fluorescent |  | Twist | 1 | 15 | Bathroom | 244101 | Bathroom | 0.00028447
Ceiling Fixture | Incandescent |  | Standard A Lamp | 1 | 60 | Bathroom | 244101 | Bathroom | 0.00028447
Table | Compact Fluorescent |  | Twist | 1 | 7 | Bedroom | 244102 | Bedroom | 0.00028447
Ceiling Fixture | Incandescent |  | Standard A Lamp | 2 | 75 | Bedroom | 244102 | Bedroom | 0.00028447
Ceiling Fixture | Incandescent |  | Standard A Lamp | 2 | 100 | Bedroom | 244103 | Bedroom | 0.00028447
Table | Compact Fluorescent |  | Twist | 1 | 7 | Bedroom | 244103 | Bedroom | 0.00028447
Recessed Can | Incandescent |  | Reflector | 1 | 75 | Hall | 244104 | Hall | 0.00028447
Ceiling Fixture | Incandescent |  | Standard A Lamp | 1 | 70 | Other | 244105 | Other | 0.00028447
Floor lamp | Compact Fluorescent |  | Twist | 1 | 22 | Family Room | 244106 | Family Room | 0.00028447
Recessed Can | Incandescent |  | Reflector | 1 | 65 | Family Room | 244106 | Family Room | 0.00028447
Table | Compact Fluorescent |  | Twist | 2 | 15 | Family Room | 244106 | Family Room | 0.00028447
Table | Incandescent |  | Standard A Lamp | 1 | 100 | Family Room | 244106 | Family Room | 0.00028447
Ceiling Fixture | Incandescent |  | Standard A Lamp | 1 | 40 | Closet | 244107 | Closet | 0.00028447
Ceiling Fixture | Incandescent |  | Heat Lamp | 1 | 500 | Bedroom | 244108 | Bedroom | 0.00028447
Ceiling Fixture | Compact Fluorescent |  | Twist | 1 | 15 | Bedroom | 244108 | Bedroom | 0.00028447
Table | Incandescent |  | 3-Way Incandescent | 1 | 75 | Bedroom | 244109 | Bedroom | 0.00028447
Ceiling Fixture | Compact Fluorescent |  | Twist | 2 | 15 | Bedroom | 244109 | Bedroom | 0.00028447
Wall Mount | Compact Fluorescent |  | Twist | 2 | 15 | Bathroom | 2441010 | Bathroom | 0.00028447
Chandelier (Hanging) | Compact Fluorescent |  | Twist | 1 | 22 | Hall | 2441011 | Hall | 0.00028447
Ceiling Fixture | Incandescent |  | Standard A Lamp | 1 | 100 | Hall | 2441011 | Hall | 0.00028447
Chandelier (Hanging) | Incandescent |  | Standard A Lamp | 1 | 60 | Kitchen | 2441012 | Kitchen | 0.00028447
Ceiling Fixture | Compact Fluorescent |  | Twist | 2 | 15 | Kitchen | 2441012 | Kitchen | 0.00028447
Ceiling Fixture | Compact Fluorescent |  | Twist | 3 | 15 | Kitchen | 2441012 | Kitchen | 0.00028447
Wall Mount | Incandescent |  | Standard A Lamp | 2 | 40 | Kitchen | 2441012 | Kitchen | 0.00028447
Ceiling Fixture | Incandescent |  | Standard A Lamp | 1 | 60 | Laundry Room | 2441013 | Laundry Room | 0.00028447
Recessed Can | Incandescent |  | Reflector | 1 | 75 | Living Room | 2441014 | Living Room | 0.00028447
Table | Compact Fluorescent |  | Twist | 2 | 22 | Living Room | 2441014 | Living Room | 0.00028447
Wall Mount | Incandescent |  | Standard A Lamp | 1 | 75 | Living Room | 2441014 | Living Room | 0.00028447
Ceiling Fixture | Compact Fluorescent |  | Twist | 2 | 15 | Master Bedroom | 2441015 | Master Bedroom | 0.00028447
Table | Incandescent |  | Standard A Lamp | 1 | 60 | Master Bedroom | 2441015 | Master Bedroom | 0.00028447
Ceiling Fixture | Compact Fluorescent |  | Twist | 2 | 15 | Office | 2441016 | Office | 0.00028447
Ceiling Fixture | Compact Fluorescent |  | Twist | 1 | 22 | Garage | 2441017 | Garage | 0.00028447
Garage door opener | Compact Fluorescent |  | Twist | 1 | 15 | Garage | 2441017 | Garage | 0.00028447
Ceiling Fixture | Compact Fluorescent |  | Twist | 1 | 22 | Other | 244171 | Other | 0.00047324
Wall Mount | Compact Fluorescent |  | Twist | 1 | 15 | Bathroom | 244172 | Bathroom | 0.00047324
Ceiling Fixture | Incandescent |  | Standard A Lamp | 1 | 40 | Bedroom | 244173 | Bedroom | 0.00047324
Table | Compact Fluorescent |  | Twist | 1 | 15 | Bedroom | 244173 | Bedroom | 0.00047324
Ceiling Fan | Incandescent |  | Standard A Lamp | 1 | 60 | Bedroom | 244174 | Bedroom | 0.00047324
Ceiling Fixture | Incandescent |  | Standard A Lamp | 1 | 60 | Hall | 244175 | Hall | 0.00047324
Ceiling Fan | Incandescent |  | Decorative | 5 | 40 | Kitchen | 244176 | Kitchen | 0.00047324
Ceiling Fixture | Linear Fluorescent | 48 | T-12 | 1 | 40 | Kitchen | 244176 | Kitchen | 0.00047324
Recessed - other | Incandescent |  | Standard A Lamp | 1 | 60 | Kitchen | 244176 | Kitchen | 0.00047324
Ceiling Fixture | Incandescent |  | Standard A Lamp | 2 | 60 | Kitchen | 244176 | Kitchen | 0.00047324
Ceiling Fixture | Incandescent |  | Standard A Lamp | 2 | 60 | Living Room | 244177 | Living Room | 0.00047324
Table | Compact Fluorescent |  | Twist | 1 | 15 | Living Room | 244177 | Living Room | 0.00047324
Recessed Can | Incandescent |  | Reflector | 1 | 65 | Bathroom | 244181 | Bathroom | 0.00028447
Ceiling Fan | Incandescent |  | Standard A Lamp | 1 | 60 | Bathroom | 244181 | Bathroom | 0.00028447
Wall Mount | Incandescent |  | Standard A Lamp | 1 | 60 | Bathroom | 244182 | Bathroom | 0.00028447
Ceiling Fixture | Incandescent |  | Reflector | 1 | 65 | Other | 244183 | Other | 0.00028447
Recessed Can | Incandescent |  | Reflector | 1 | 65 | Family Room | 244184 | Family Room | 0.00028447
Ceiling Fixture | Incandescent |  | Standard A Lamp | 1 | 60 | Garage | 244185 | Garage | 0.00028447
Recessed Can | Incandescent |  | Reflector | 1 | 65 | Hall | 244186 | Hall | 0.00028447
Recessed Can | Incandescent |  | Reflector | 1 | 65 | Hall | 244187 | Hall | 0.00028447
Recessed Can | Incandescent |  | Reflector | 1 | 65 | Kitchen | 244188 | Kitchen | 0.00028447
Ceiling Fixture | Incandescent |  | Standard A Lamp | 1 | 100 | Kitchen | 244188 | Kitchen | 0.00028447
Ceiling Fixture | Linear Fluorescent | 48 | T-8 | 2 | 40 | Laundry Room | 244189 | Laundry Room | 0.00028447
Ceiling Fan | Compact Fluorescent |  | Twist | 2 | 15 | Living Room | 2441810 | Living Room | 0.00028447
Recessed Can | Incandescent |  | Reflector | 1 | 65 | Living Room | 2441810 | Living Room | 0.00028447
Recessed Can | Incandescent |  | Reflector | 1 | 60 | Bathroom | 2441811 | Bathroom | 0.00028447
Ceiling Fixture | Incandescent |  | Globe | 7 | 25 | Master Bedroom | 2441812 | Master Bedroom | 0.00028447
Table | Incandescent |  | Standard A Lamp | 1 | 60 | Master Bedroom | 2441812 | Master Bedroom | 0.00028447
Recessed Can | Incandescent |  | Reflector | 1 | 65 | Office | 2441813 | Office | 0.00028447
Ceiling Fixture | Linear Fluorescent | 48 | T-8 | 2 | 40 | Other | 2441814 | Other | 0.00028447
Garage door opener | Incandescent |  | Standard A Lamp | 1 | 60 | Other | 2441814 | Other | 0.00028447
Wall Mount | Incandescent |  | Globe | 4 | 40 | Bathroom | 244191 | Bathroom | 0.00040077
Ceiling Fan | Incandescent |  | Standard A Lamp | 3 | 60 | Bedroom | 244192 | Bedroom | 0.00040077
Table | Incandescent |  | 3-Way Incandescent | 1 | 100 | Bedroom | 244192 | Bedroom | 0.00040077
Chandelier (Hanging) | Incandescent |  | Standard A Lamp | 5 | 60 | Dining Room | 244193 | Dining Room | 0.00040077
Chandelier (Hanging) | Incandescent |  | Globe | 1 | 100 | Family Room | 244194 | Family Room | 0.00040077
Ceiling Fixture | Incandescent |  | Standard A Lamp | 2 | 60 | Family Room | 244194 | Family Room | 0.00040077
Ceiling Fixture | Incandescent |  | Standard A Lamp | 1 | 60 | Hall | 244195 | Hall | 0.00040077
High bay | Linear Fluorescent | 48 | T-5 | 2 | 15 | Garage | 244196 | Garage | 0.00040077
High bay | Linear Fluorescent | 48 | T-12 | 2 | 40 | Garage | 244196 | Garage | 0.00040077
Ceiling Fixture | Incandescent |  | Standard A Lamp | 1 | 60 | Hall | 244197 | Hall | 0.00040077
Track | Halogen |  | MR | 4 | 50 | Kitchen | 244198 | Kitchen | 0.00040077
Recessed Can | Incandescent |  | Reflector | 1 | 65 | Kitchen | 244198 | Kitchen | 0.00040077
Floor lamp | Incandescent |  | Standard A Lamp | 1 | 60 | Living Room | 244199 | Living Room | 0.00040077
Floor lamp | Compact Fluorescent |  | Twist | 1 | 14 | Living Room | 244199 | Living Room | 0.00040077
Table | Compact Fluorescent |  | Twist | 1 | 23 | Living Room | 244199 | Living Room | 0.00040077
Wall Mount | Compact Fluorescent |  | Twist | 6 | 13 | Bathroom | 2441910 | Bathroom | 0.00040077
Ceiling Fan | Incandescent |  | Standard A Lamp | 1 | 75 | Master Bedroom | 2441911 | Master Bedroom | 0.00040077
Ceiling Fan | Incandescent |  | Standard A Lamp | 1 | 75 | Office | 2441912 | Office | 0.00040077
Table | Linear Fluorescent | 12 | T-5 | 2 | 18 | Office | 2441912 | Office | 0.00040077
Recessed Can | Incandescent |  | Reflector | 1 | 75 | Living Room | 244361 | Living Room | 0.0005169
Floor lamp | Incandescent |  | Standard A Lamp | 1 | 100 | Living Room | 244361 | Living Room | 0.0005169
Table | Incandescent |  | Standard A Lamp | 1 | 200 | Living Room | 244361 | Living Room | 0.0005169
Table | Incandescent |  | Standard A Lamp | 1 | 100 | Living Room | 244361 | Living Room | 0.0005169
Ceiling Fixture | Incandescent |  | Standard A Lamp | 3 | 60 | Office | 244362 | Office | 0.0005169
Table | Incandescent |  | Standard A Lamp | 1 | 60 | Office | 244362 | Office | 0.0005169
Table | Compact Fluorescent |  | Pin base | 1 | 15 | Office | 244362 | Office | 0.0005169
Ceiling Fixture | Linear Fluorescent | 48 | T-4 | 1 | 40 | Laundry Room | 244363 | Laundry Room | 0.0005169
Ceiling Fixture | Linear Fluorescent | 48 | T-4 | 4 | 40 | Garage | 244364 | Garage | 0.0005169
Ceiling Fixture | Incandescent |  | Standard A Lamp | 1 | 52 | Garage | 244364 | Garage | 0.0005169
Garage door opener | Incandescent |  | Standard A Lamp | 1 | 40 | Garage | 244364 | Garage | 0.0005169
Other | Incandescent |  | Standard A Lamp | 1 | 60 | Garage | 244364 | Garage | 0.0005169
Ceiling Fixture | Linear Fluorescent | 48 | T-12 | 4 | 60 | Garage | 244365 | Garage | 0.0005169
Ceiling Fixture | Linear Fluorescent | 48 | T-4 | 2 | 40 | Garage | 244365 | Garage | 0.0005169
Ceiling Fixture | Linear Fluorescent | 48 | T-4 | 4 | 40 | Other | 244366 | Other | 0.0005169
Wall Mount | Incandescent |  | Standard A Lamp | 1 | 75 | Other | 244367 | Other | 0.0005169
Ceiling Fixture | Linear Fluorescent | 48 | T-4 | 2 | 40 | Other | 244368 | Other | 0.0005169
Ceiling Fixture | Incandescent |  | Mini base | 6 | 60 | Dining Room | 244369 | Dining Room | 0.0005169
Ceiling Fixture | Incandescent |  | Standard A Lamp | 1 | 75 | Dining Room | 244369 | Dining Room | 0.0005169
Recessed Can | Incandescent |  | Reflector | 1 | 75 | Kitchen | 2443610 | Kitchen | 0.0005169
Other | Linear Fluorescent | 12 | T-5 | 1 | 16 | Kitchen | 2443610 | Kitchen | 0.0005169
Other | Incandescent |  | Standard A Lamp | 1 | 60 | Kitchen | 2443610 | Kitchen | 0.0005169
Ceiling Fixture | Incandescent |  | Decorative | 3 | 25 | Hall | 2443611 | Hall | 0.0005169
Wall Mount | Incandescent |  | Globe | 5 | 25 | Bathroom | 2443612 | Bathroom | 0.0005169
Ceiling Fixture | Other |  | Other | 1 | 60 | Bathroom | 2443612 | Bathroom | 0.0005169
Ceiling Fixture | Compact Fluorescent |  | Twist | 3 | 15 | Master Bedroom | 2443613 | Master Bedroom | 0.0005169
Table | Halogen |  | MR | 1 | 50 | Master Bedroom | 2443613 | Master Bedroom | 0.0005169
Table | Incandescent |  | Standard A Lamp | 1 | 100 | Master Bedroom | 2443613 | Master Bedroom | 0.0005169
Wall Mount | Incandescent |  | Standard A Lamp | 2 | 65 | Bathroom | 2443614 | Bathroom | 0.0005169
Ceiling Fixture | Incandescent |  | Decorative | 1 | 25 | Hall | 2443615 | Hall | 0.0005169
Ceiling Fixture | Linear Fluorescent | 24 | T-4 | 1 | 40 | Closet | 2443616 | Closet | 0.0005169
Ceiling Fixture | Incandescent |  | Standard A Lamp | 1 | 75 | Bathroom | 244451 | Bathroom | 0.00047324
Ceiling Fixture | Incandescent |  | Standard A Lamp | 4 | 60 | Bathroom | 244452 | Bathroom | 0.00047324
Ceiling Fixture | Incandescent |  | Standard A Lamp | 1 | 100 | Bathroom | 244452 | Bathroom | 0.00047324
Ceiling Fixture | Incandescent |  | Standard A Lamp | 2 | 40 | Bedroom | 244453 | Bedroom | 0.00047324
Table | Incandescent |  | Standard A Lamp | 3 | 40 | Bedroom | 244454 | Bedroom | 0.00047324
Table | Compact Fluorescent |  | Twist | 1 | 22 | Bedroom | 244455 | Bedroom | 0.00047324
Chandelier (Hanging) | Incandescent |  | Mini base | 4 | 40 | Dining Room | 244456 | Dining Room | 0.00047324
Chandelier (Hanging) | Compact Fluorescent |  | Twist | 1 | 22 | Other | 244457 | Other | 0.00047324
Ceiling Fixture | Compact Fluorescent |  | Twist | 2 | 20 | Family Room | 244458 | Family Room | 0.00047324
Ceiling Fixture | Linear Fluorescent | 48 | T-8 | 2 | 32 | Garage | 244459 | Garage | 0.00047324
Garage door opener | Incandescent |  | Standard A Lamp | 1 | 40 | Garage | 244459 | Garage | 0.00047324
Chandelier (Hanging) | Incandescent |  | Standard A Lamp | 1 | 75 | Garage | 244459 | Garage | 0.00047324
Ceiling Fixture | Incandescent |  | Standard A Lamp | 1 | 60 | Hall | 2444510 | Hall | 0.00047324
Ceiling Fixture | Incandescent |  | Standard A Lamp | 1 | 75 | Hall | 2444511 | Hall | 0.00047324
Ceiling Fixture | Linear Fluorescent | 48 | T-8 | 2 | 32 | Kitchen | 2444512 | Kitchen | 0.00047324
Architectural | Incandescent |  | Standard A Lamp | 1 | 60 | Kitchen | 2444512 | Kitchen | 0.00047324
Ceiling Fixture | Incandescent |  | Standard A Lamp | 1 | 75 | Laundry Room | 2444513 | Laundry Room | 0.00047324
Table | Incandescent |  | Standard A Lamp | 3 | 65 | Living Room | 2444514 | Living Room | 0.00047324
Table | Compact Fluorescent |  | Twist | 1 | 22 | Living Room | 2444514 | Living Room | 0.00047324
Table | Incandescent |  | Standard A Lamp | 1 | 40 | Bedroom | 2444515 | Bedroom | 0.00047324
Table | Compact Fluorescent |  | Twist | 1 | 15 | Bedroom | 2444515 | Bedroom | 0.00047324
Floor lamp | Compact Fluorescent |  | Twist | 1 | 22 | Bedroom | 2444515 | Bedroom | 0.00047324
Wall Mount | Halogen |  | Quartz Tube | 1 | 50 | Bathroom | 244511 | Bathroom | 0.0005169
Wall Mount | Incandescent |  | Standard A Lamp | 3 | 60 | Bathroom | 244512 | Bathroom | 0.0005169
Ceiling Fixture | Compact Fluorescent |  | Twist | 3 | 15 | Master Bedroom | 244513 | Master Bedroom | 0.0005169
Ceiling Fixture | Incandescent |  | Standard A Lamp | 1 | 60 | Bedroom | 244514 | Bedroom | 0.0005169
Ceiling Fixture | Incandescent |  | Standard A Lamp | 1 | 60 | Bedroom | 244515 | Bedroom | 0.0005169
Ceiling Fixture | Incandescent |  | Standard A Lamp | 1 | 60 | Bedroom | 244515 | Bedroom | 0.0005169
Ceiling Fan | Compact Fluorescent |  | Twist | 2 | 15 | Dining Room | 244516 | Dining Room | 0.0005169
Ceiling Fan | Incandescent |  | Standard A Lamp | 1 | 60 | Dining Room | 244516 | Dining Room | 0.0005169
Ceiling Fixture | Linear Fluorescent | 48 | T-12 | 1 | 40 | Garage | 244517 | Garage | 0.0005169
Garage door opener | Incandescent |  | Standard A Lamp | 2 | 60 | Garage | 244517 | Garage | 0.0005169
Ceiling Fixture | Compact Fluorescent |  | Twist | 1 | 15 | Hall | 244518 | Hall | 0.0005169
Ceiling Fixture | Compact Fluorescent |  | Twist | 1 | 15 | Kitchen | 244519 | Kitchen | 0.0005169
Wall Mount | Compact Fluorescent |  | Twist | 3 | 15 | Kitchen | 244519 | Kitchen | 0.0005169
Torchiere | Compact Fluorescent |  | Twist | 1 | 15 | Living Room | 2445110 | Living Room | 0.0005169
Table | Compact Fluorescent |  | Straight Tube | 1 | 7 | Living Room | 2445110 | Living Room | 0.0005169
Wall Mount | Incandescent |  | Other | 25 | 1 | Living Room | 2445110 | Living Room | 0.0005169
Wall Mount | Compact Fluorescent |  | Twist | 2 | 15 | Bathroom | 244561 | Bathroom | 0.00052955
Recessed Can | Incandescent |  | Reflector | 1 | 65 | Bathroom | 244561 | Bathroom | 0.00052955
Recessed Can | Incandescent |  | Reflector | 1 | 65 | Bathroom | 244562 | Bathroom | 0.00052955
Wall Mount | Compact Fluorescent |  | Twist | 3 | 28 | Bathroom | 244562 | Bathroom | 0.00052955
Ceiling Fixture | Incandescent |  | Standard A Lamp | 2 | 60 | Bedroom | 244563 | Bedroom | 0.00052955
Floor lamp | Incandescent |  | Decorative | 3 | 25 | Bedroom | 244563 | Bedroom | 0.00052955
Table | Incandescent |  | Standard A Lamp | 2 | 60 | Bedroom | 244564 | Bedroom | 0.00052955
Ceiling Fixture | Incandescent |  | Standard A Lamp | 2 | 60 | Bedroom | 244564 | Bedroom | 0.00052955
Ceiling Fixture | Linear Fluorescent | 24 | T-8 | 2 | 60 | Closet | 244565 | Closet | 0.00052955
Ceiling Fixture | Compact Fluorescent |  | Twist | 1 | 15 | Garage | 244566 | Garage | 0.00052955
Garage door opener | Compact Fluorescent |  | Twist | 1 | 15 | Garage | 244566 | Garage | 0.00052955
Chandelier (Hanging) | Compact Fluorescent |  | Twist | 1 | 22 | Hall | 244567 | Hall | 0.00052955
Recessed Can | Incandescent |  | Reflector | 1 | 65 | Hall | 244568 | Hall | 0.00052955
Chandelier (Hanging) | Incandescent |  | Standard A Lamp | 1 | 60 | Hall | 244569 | Hall | 0.00052955
Recessed Can | Incandescent |  | Reflector | 1 | 65 | Living Room | 2445610 | Living Room | 0.00052955
Chandelier (Hanging) | Incandescent |  | Mini base | 5 | 60 | Living Room | 2445610 | Living Room | 0.00052955
Ceiling Fixture | Linear Fluorescent | 48 | T-8 | 2 | 60 | Laundry Room | 2445611 | Laundry Room | 0.00052955
Chandelier (Hanging) | Incandescent |  | Standard A Lamp | 3 | 60 | Master Bedroom | 2445612 | Master Bedroom | 0.00052955
Wall Mount | Compact Fluorescent |  | Twist | 1 | 15 | Master Bedroom | 2445612 | Master Bedroom | 0.00052955
Recessed Can | Incandescent |  | Reflector | 1 | 65 | Master Bedroom | 2445612 | Master Bedroom | 0.00052955
Ceiling Fixture | Linear Fluorescent | 48 | T-8 | 2 | 60 | Closet | 2445613 | Closet | 0.00052955
Ceiling Fixture | Incandescent |  | Standard A Lamp | 2 | 60 | Family Room | 244621 | Family Room | 0.00094081
Ceiling Fixture | Compact Fluorescent |  | Twist | 1 | 15 | Hall | 244622 | Hall | 0.00094081
Ceiling Fixture | Incandescent |  | Standard A Lamp | 2 | 60 | Bedroom | 244623 | Bedroom | 0.00094081
Table | Incandescent |  | Standard A Lamp | 1 | 60 | Bedroom | 244623 | Bedroom | 0.00094081
Ceiling Fixture | Incandescent |  | Standard A Lamp | 1 | 60 | Bedroom | 244624 | Bedroom | 0.00094081
Table | Incandescent |  | Standard A Lamp | 1 | 75 | Bedroom | 244624 | Bedroom | 0.00094081
Wall Mount | Incandescent |  | Globe | 6 | 40 | Bedroom | 244625 | Bedroom | 0.00094081
Chandelier (Hanging) | Incandescent |  | Decorative | 5 | 60 | Kitchen | 244626 | Kitchen | 0.00094081
Ceiling Fixture | Linear Fluorescent | 48 | T-12 | 2 | 40 | Kitchen | 244626 | Kitchen | 0.00094081
Ceiling Fixture | Linear Fluorescent | 24 | T-12 | 1 | 20 | Kitchen | 244626 | Kitchen | 0.00094081
Recessed Can | Incandescent |  | Reflector | 1 | 50 | Kitchen | 244626 | Kitchen | 0.00094081
Ceiling Fixture | Incandescent |  | Standard A Lamp | 3 | 60 | Laundry Room | 244627 | Laundry Room | 0.00094081
Track | Incandescent |  | Reflector | 3 | 50 | Living Room | 244628 | Living Room | 0.00094081
Table | Incandescent |  | Standard A Lamp | 1 | 150 | Living Room | 244628 | Living Room | 0.00094081
Table | Compact Fluorescent |  | Twist | 1 | 22 | Living Room | 244628 | Living Room | 0.00094081
Floor lamp | Compact Fluorescent |  | Twist | 1 | 22 | Living Room | 244628 | Living Room | 0.00094081
Ceiling Fixture | Compact Fluorescent |  | Twist | 1 | 15 | Living Room | 244628 | Living Room | 0.00094081
Ceiling Fixture | Linear Fluorescent | 48 | T-12 | 2 | 40 | Office | 244629 | Office | 0.00094081
Ceiling Fan | Incandescent |  | Standard A Lamp | 1 | 60 | Bedroom | 2446210 | Bedroom | 0.00094081
Table | Incandescent |  | Standard A Lamp | 1 | 60 | Bedroom | 2446210 | Bedroom | 0.00094081
Wall Mount | Incandescent |  | Standard A Lamp | 3 | 60 | Bathroom | 2446211 | Bathroom | 0.00094081
Ceiling Fixture | Incandescent |  | Standard A Lamp | 1 | 60 | Bedroom | 2446212 | Bedroom | 0.00094081
Wall Mount | Compact Fluorescent |  | Twist | 3 | 15 | Bathroom | 244671 | Bathroom | 0.00040077
Wall Mount | Compact Fluorescent |  | Twist | 3 | 15 | Bathroom | 244672 | Bathroom | 0.00040077
Ceiling Fixture | Compact Fluorescent |  | Twist | 2 | 15 | Bedroom | 244673 | Bedroom | 0.00040077
Floor lamp | Compact Fluorescent |  | Twist | 3 | 15 | Bedroom | 244673 | Bedroom | 0.00040077
Ceiling Fixture | Compact Fluorescent |  | Twist | 1 | 22 | Bedroom | 244674 | Bedroom | 0.00040077
Table | Compact Fluorescent |  | Twist | 1 | 15 | Bedroom | 244674 | Bedroom | 0.00040077
Chandelier (Hanging) | Compact Fluorescent |  | Twist | 2 | 22 | Dining Room | 244675 | Dining Room | 0.00040077
Ceiling Fixture | Compact Fluorescent |  | Twist | 2 | 15 | Hall | 244676 | Hall | 0.00040077
Ceiling Fixture | Compact Fluorescent |  | A shape bulb | 2 | 22 | Family Room | 244677 | Family Room | 0.00040077
Table | Compact Fluorescent |  | Twist | 1 | 22 | Family Room | 244677 | Family Room | 0.00040077
Low bay | Linear Fluorescent | 48 | T-8 | 2 | 32 | Garage | 244678 | Garage | 0.00040077
Ceiling Fixture | Compact Fluorescent |  | Twist | 1 | 15 | Hall | 244679 | Hall | 0.00040077
Wall Mount | Incandescent |  | Decorative | 2 | 40 | Hall | 244679 | Hall | 0.00040077
Chandelier (Hanging) | Compact Fluorescent |  | Twist | 1 | 22 | Kitchen | 2446710 | Kitchen | 0.00040077
Recessed Can | Compact Fluorescent |  | Reflector | 1 | 15 | Kitchen | 2446710 | Kitchen | 0.00040077
Table | Compact Fluorescent |  | Twist | 2 | 22 | Living Room | 2446711 | Living Room | 0.00040077
Wall Mount | Incandescent |  | Decorative | 2 | 40 | Living Room | 2446711 | Living Room | 0.00040077
Track | Incandescent |  | Reflector | 3 | 75 | Living Room | 2446711 | Living Room | 0.00040077
Wall Mount | Compact Fluorescent |  | Twist | 2 | 15 | Bathroom | 2446712 | Bathroom | 0.00040077
Recessed - other | Incandescent |  | Reflector | 1 | 65 | Bathroom | 2446712 | Bathroom | 0.00040077
Ceiling Fixture | Incandescent |  | Heat Lamp | 1 | 125 | Bathroom | 2446712 | Bathroom | 0.00040077
Recessed Can | Halogen |  | PAR | 1 | 30 | Master Bedroom | 2446713 | Master Bedroom | 0.00040077
Table | Incandescent |  | Decorative | 1 | 60 | Master Bedroom | 2446713 | Master Bedroom | 0.00040077
Ceiling Fixture | Compact Fluorescent |  | Twist | 2 | 15 | Master Bedroom | 2446713 | Master Bedroom | 0.00040077
Ceiling Fixture | Incandescent |  | Standard A Lamp | 1 | 60 | Closet | 2446714 | Closet | 0.00040077
Ceiling Fixture | Compact Fluorescent |  | Reflector | 3 | 22 | Bedroom | 2446715 | Bedroom | 0.00040077
Ceiling Fixture | Compact Fluorescent |  | Twist | 1 | 28 | Closet | 2446716 | Closet | 0.00040077
Wall Mount | Compact Fluorescent |  | Twist | 1 | 22 | Hall | 2446717 | Hall | 0.00040077
Ceiling Fixture | Linear Fluorescent | 48 | T-8 | 2 | 32 | Laundry Room | 2446718 | Laundry Room | 0.00040077
Ceiling Fixture | Compact Fluorescent |  | Twist | 1 | 15 | Bathroom | 244791 | Bathroom | 0.0020539
Wall Mount | Compact Fluorescent |  | Twist | 3 | 15 | Bathroom | 244791 | Bathroom | 0.0020539
Ceiling Fixture | Compact Fluorescent |  | Twist | 1 | 15 | Bedroom | 244792 | Bedroom | 0.0020539
Table | Compact Fluorescent |  | Twist | 1 | 15 | Bedroom | 244792 | Bedroom | 0.0020539
Ceiling Fan | Compact Fluorescent |  | Twist | 3 | 15 | Bedroom | 244793 | Bedroom | 0.0020539
Table | Incandescent |  | Standard A Lamp | 1 | 60 | Bedroom | 244793 | Bedroom | 0.0020539
Ceiling Fixture | Compact Fluorescent |  | Circline (Screw Base) | 1 | 22 | Hall | 244794 | Hall | 0.0020539
Ceiling Fixture | Compact Fluorescent |  | Twist | 2 | 15 | Kitchen | 244795 | Kitchen | 0.0020539
Ceiling Fixture | Halogen |  | PAR | 3 | 30 | Kitchen | 244795 | Kitchen | 0.0020539
Ceiling Fixture | Halogen |  | PAR | 3 | 30 | Laundry Room | 244796 | Laundry Room | 0.0020539
Ceiling Fan | Compact Fluorescent |  | Twist | 3 | 15 | Living Room | 244797 | Living Room | 0.0020539
Ceiling Fixture | Compact Fluorescent |  | Twist | 1 | 15 | Other | 244798 | Other | 0.0020539
Ceiling Fixture | Compact Fluorescent |  | Twist | 2 | 15 | Kitchen | 244881 | Kitchen | 0.0005169
Ceiling Fixture | Compact Fluorescent |  | Twist | 2 | 15 | Family Room | 244882 | Family Room | 0.0005169
Table | Incandescent |  | Standard A Lamp | 1 | 25 | Family Room | 244882 | Family Room | 0.0005169
Ceiling Fixture | Incandescent |  | Standard A Lamp | 2 | 75 | Bedroom | 244883 | Bedroom | 0.0005169
Table | Incandescent |  | Standard A Lamp | 1 | 60 | Bedroom | 244883 | Bedroom | 0.0005169
Ceiling Fixture | Incandescent |  | Standard A Lamp | 2 | 60 | Bedroom | 244884 | Bedroom | 0.0005169
Table | Incandescent |  | Standard A Lamp | 1 | 60 | Bedroom | 244884 | Bedroom | 0.0005169
Ceiling Fixture | Incandescent |  | Standard A Lamp | 1 | 60 | Hall | 244885 | Hall | 0.0005169
Ceiling Fixture | Incandescent |  | Standard A Lamp | 2 | 60 | Bedroom | 244886 | Bedroom | 0.0005169
Table | Incandescent |  | Mini base | 3 | 25 | Bedroom | 244886 | Bedroom | 0.0005169
Wall Mount | Incandescent |  | Globe | 3 | 40 | Bathroom | 244887 | Bathroom | 0.0005169
Ceiling Fixture | Incandescent |  | Heat Lamp | 1 | 150 | Bathroom | 244887 | Bathroom | 0.0005169
Table | Incandescent |  | Standard A Lamp | 1 | 75 | Bedroom | 244888 | Bedroom | 0.0005169
Ceiling Fixture | Incandescent |  | Standard A Lamp | 2 | 60 | Bedroom | 244888 | Bedroom | 0.0005169
Ceiling Fixture | Incandescent |  | Standard A Lamp | 2 | 60 | Master Bedroom | 244889 | Master Bedroom | 0.0005169
Ceiling Fixture | Incandescent |  | Standard A Lamp | 1 | 40 | Closet | 2448810 | Closet | 0.0005169
Wall Mount | Incandescent |  | Globe | 8 | 40 | Bathroom | 2448811 | Bathroom | 0.0005169
Ceiling Fixture | Incandescent |  | Heat Lamp | 1 | 150 | Bathroom | 2448811 | Bathroom | 0.0005169
Ceiling Fixture | Compact Fluorescent |  | Twist | 1 | 22 | Laundry Room | 2448812 | Laundry Room | 0.0005169
Ceiling Fixture | Linear Fluorescent | 48 | T-8 | 4 | 40 | Garage | 2448813 | Garage | 0.0005169
Garage door opener | Compact Fluorescent |  | Twist | 1 | 15 | Garage | 2448813 | Garage | 0.0005169
Wall Mount | Incandescent |  | Decorative | 3 | 40 | Bathroom | 2448814 | Bathroom | 0.0005169
Ceiling Fixture | Incandescent |  | Standard A Lamp | 1 | 60 | Hall | 2448815 | Hall | 0.0005169
Ceiling Fixture | Incandescent |  | Decorative | 1 | 100 | Dining Room | 2448816 | Dining Room | 0.0005169
Chandelier (Hanging) | Incandescent |  | Standard A Lamp | 5 | 75 | Family Room | 2448817 | Family Room | 0.0005169
Ceiling Fixture | Incandescent |  | Standard A Lamp | 2 | 75 | Other | 2448818 | Other | 0.0005169
Ceiling Fixture | Compact Fluorescent |  | Twist | 2 | 15 | Living Room | 2448819 | Living Room | 0.0005169
Floor lamp | Halogen |  | Quartz Tube | 1 | 300 | Living Room | 2448819 | Living Room | 0.0005169
Chandelier (Hanging) | Incandescent |  | Standard A Lamp | 3 | 100 | Hall | 2448820 | Hall | 0.0005169
Chandelier (Hanging) | Incandescent |  | Standard A Lamp | 5 | 40 | Dining Room | 244951 | Dining Room | 0.0010836
Ceiling Fan | Compact Fluorescent |  | Twist | 1 | 9 | Family Room | 244952 | Family Room | 0.0010836
Ceiling Fixture | Compact Fluorescent |  | Twist | 1 | 18 | Garage | 244953 | Garage | 0.0010836
Ceiling Fixture | Linear Fluorescent | 48 | T-12 | 2 | 40 | Garage | 244953 | Garage | 0.0010836
Table | Incandescent |  | Clear | 1 | 60 | Bedroom | 244954 | Bedroom | 0.0010836
Floor lamp | Compact Fluorescent |  | Twist | 1 | 20 | Bedroom | 244954 | Bedroom | 0.0010836
Torchiere | Compact Fluorescent |  | Twist | 1 | 20 | Bedroom | 244954 | Bedroom | 0.0010836
Ceiling Fixture | Compact Fluorescent |  | Twist | 2 | 9 | Hall | 244955 | Hall | 0.0010836
Ceiling Fixture | Incandescent |  | Standard A Lamp | 1 | 40 | Hall | 244955 | Hall | 0.0010836
Ceiling Fixture | Compact Fluorescent |  | Twist | 1 | 13 | Hall | 244955 | Hall | 0.0010836
Wall Mount | Compact Fluorescent |  | A shape bulb | 4 | 15 | Bathroom | 244956 | Bathroom | 0.0010836
Ceiling Fixture | Linear Fluorescent | 48 | T-12 | 2 | 40 | Kitchen | 244957 | Kitchen | 0.0010836
Ceiling Fixture | Linear Fluorescent | 48 | T-12 | 4 | 40 | Kitchen | 244957 | Kitchen | 0.0010836
Other | Linear Fluorescent | 12 | T-8 | 1 | 8 | Kitchen | 244957 | Kitchen | 0.0010836
Wall Mount | Linear Fluorescent | 12 | T-5 | 1 | 8 | Laundry Room | 244958 | Laundry Room | 0.0010836
Torchiere | Compact Fluorescent |  | Twist | 1 | 15 | Living Room | 244959 | Living Room | 0.0010836
Ceiling Fixture | Compact Fluorescent |  | Twist | 1 | 9 | Bathroom | 2449510 | Bathroom | 0.0010836
Torchiere | Compact Fluorescent |  | Pin base | 1 | 22 | Master Bedroom | 2449511 | Master Bedroom | 0.0010836
Table | Other |  | LED Interior | 1 | 3 | Master Bedroom | 2449511 | Master Bedroom | 0.0010836
Torchiere | Compact Fluorescent |  | Twist | 1 | 13 | Master Bedroom | 2449511 | Master Bedroom | 0.0010836
Floor lamp | Compact Fluorescent |  | Twist | 1 | 14 | Master Bedroom | 2449511 | Master Bedroom | 0.0010836
Table | Halogen |  | MR | 1 | 35 | Master Bedroom | 2449511 | Master Bedroom | 0.0010836
Wall Mount | Incandescent |  | Globe | 5 | 40 | Closet | 2449512 | Closet | 0.0010836
Ceiling Fixture | Incandescent |  | Clear | 1 | 100 | Closet | 2449512 | Closet | 0.0010836
Torchiere | Compact Fluorescent |  | Twist | 2 | 13 | Office | 2449513 | Office | 0.0010836
Torchiere | Compact Fluorescent |  | Twist | 1 | 20 | Office | 2449513 | Office | 0.0010836
Torchiere | Compact Fluorescent |  | Twist | 2 | 14 | Office | 2449513 | Office | 0.0010836
Table | Other |  | LED Interior | 1 | 3 | Office | 2449513 | Office | 0.0010836
Wall Mount | Compact Fluorescent |  | Twist | 3 | 13 | Bathroom | 2449514 | Bathroom | 0.0010836
Ceiling Fixture | Incandescent |  | Standard A Lamp | 1 | 75 | Bathroom | 244991 | Bathroom | 0.00029634
Ceiling Fan | Incandescent |  | Decorative | 2 | 60 | Bedroom | 244992 | Bedroom | 0.00029634
Ceiling Fixture | Linear Fluorescent | 48 | T-12 | 2 | 40 | Kitchen | 244994 | Kitchen | 0.00029634
Ceiling Fixture | Incandescent |  | Standard A Lamp | 1 | 60 | Laundry Room | 244995 | Laundry Room | 0.00029634
Ceiling Fan | Incandescent |  | Standard A Lamp | 1 | 60 | Living Room | 244996 | Living Room | 0.00029634
Chandelier (Hanging) | Incandescent |  | Standard A Lamp | 1 | 60 | Dining Room | 245001 | Dining Room | 0.00029634
Chandelier (Hanging) | Incandescent |  | Mini base | 5 | 25 | Dining Room | 245001 | Dining Room | 0.00029634
Recessed - other | Incandescent |  | Standard A Lamp | 1 | 100 | Bedroom | 245002 | Bedroom | 0.00029634
Ceiling Fixture | Compact Fluorescent |  | Twist | 2 | 15 | Hall | 245003 | Hall | 0.00029634
Ceiling Fixture | Incandescent |  | Standard A Lamp | 2 | 75 | Bedroom | 245004 | Bedroom | 0.00029634
Recessed Can | Incandescent |  | Standard A Lamp | 2 | 40 | Laundry Room | 245005 | Laundry Room | 0.00029634
Ceiling Fixture | Compact Fluorescent |  | A shape bulb | 1 | 15 | Laundry Room | 245005 | Laundry Room | 0.00029634
Ceiling Fixture | Incandescent |  | Standard A Lamp | 1 | 75 | Laundry Room | 245005 | Laundry Room | 0.00029634
Ceiling Fan | Incandescent |  | Decorative | 3 | 40 | Living Room | 245006 | Living Room | 0.00029634
Chandelier (Hanging) | Compact Fluorescent |  | Twist | 2 | 15 | Living Room | 245006 | Living Room | 0.00029634
Table | Incandescent |  | Standard A Lamp | 1 | 25 | Living Room | 245006 | Living Room | 0.00029634
Ceiling Fixture | Incandescent |  | Standard A Lamp | 2 | 75 | Bedroom | 245007 | Bedroom | 0.00029634
Table | Incandescent |  | Standard A Lamp | 1 | 25 | Bedroom | 245007 | Bedroom | 0.00029634
Ceiling Fixture | Incandescent |  | Standard A Lamp | 2 | 60 | Bathroom | 245008 | Bathroom | 0.00029634
Wall Mount | Linear Fluorescent | 24 | T-12 | 1 | 20 | Bathroom | 245008 | Bathroom | 0.00029634
Ceiling Fixture | Incandescent |  | Standard A Lamp | 1 | 40 | Hall | 245009 | Hall | 0.00029634
Ceiling Fixture | Compact Fluorescent |  | Pin base | 2 | 22 | Office | 2450010 | Office | 0.00029634
Table | Incandescent |  | Standard A Lamp | 1 | 40 | Office | 2450010 | Office | 0.00029634
Ceiling Fixture | Compact Fluorescent |  | Pin base | 2 | 22 | Kitchen | 2450011 | Kitchen | 0.00029634
Ceiling Fixture | Incandescent |  | Standard A Lamp | 1 | 40 | Hall | 2450012 | Hall | 0.00029634
Recessed - other | Incandescent |  | Standard A Lamp | 1 | 40 | Bedroom | 2450013 | Bedroom | 0.00029634
Wall Mount | Incandescent |  | Globe | 3 | 40 | Bathroom | 245101 | Bathroom | 0.00047324
Recessed Can | Incandescent |  | Reflector | 1 | 75 | Bathroom | 245101 | Bathroom | 0.00047324
Ceiling Fixture | Incandescent |  | Heat Lamp | 1 | 150 | Bathroom | 245101 | Bathroom | 0.00047324
Ceiling Fixture | Compact Fluorescent |  | Twist | 1 | 15 | Bathroom | 245102 | Bathroom | 0.00047324
Wall Mount | Incandescent |  | Globe | 3 | 40 | Bathroom | 245102 | Bathroom | 0.00047324
Table | Incandescent |  | 3-Way Incandescent | 1 | 90 | Bedroom | 245103 | Bedroom | 0.00047324
Ceiling Fixture | Compact Fluorescent |  | Twist | 3 | 22 | Bedroom | 245103 | Bedroom | 0.00047324
Ceiling Fixture | Linear Fluorescent | 48 | T-12 | 2 | 40 | Bedroom | 245104 | Bedroom | 0.00047324
Ceiling Fixture | Linear Fluorescent | 48 | T-8 | 2 | 32 | Bedroom | 245105 | Bedroom | 0.00047324
Ceiling Fixture | Linear Fluorescent | 48 | T-8 | 2 | 40 | Bedroom | 245106 | Bedroom | 0.00047324
Ceiling Fixture | Incandescent |  | Reflector | 1 | 75 | Hall | 245107 | Hall | 0.00047324
Ceiling Fixture | Linear Fluorescent | 36 | T-12 | 2 | 40 | Kitchen | 245108 | Kitchen | 0.00047324
Ceiling Fixture | Linear Fluorescent | 48 | T-12 | 2 | 40 | Living Room | 245109 | Living Room | 0.00047324
Table | Compact Fluorescent |  | Twist | 1 | 22 | Living Room | 245109 | Living Room | 0.00047324
Chandelier (Hanging) | Incandescent |  | Decorative | 3 | 40 | Closet | 2451010 | Closet | 0.00047324
Ceiling Fixture | Incandescent |  | Standard A Lamp | 1 | 60 | Garage | 2451011 | Garage | 0.00047324
Recessed Can | Incandescent |  | Reflector | 1 | 75 | Hall | 2451012 | Hall | 0.00047324
Ceiling Fixture | Linear Fluorescent | 40 | T-12 | 2 | 32 | Kitchen | 2451013 | Kitchen | 0.00047324
Table | Incandescent |  | Standard A Lamp | 1 | 100 | Living Room | 2451014 | Living Room | 0.00047324
Ceiling Fixture | Linear Fluorescent | 48 | T-12 | 1 | 40 | Bathroom | 2451015 | Bathroom | 0.00047324
Ceiling Fixture | Incandescent |  | Reflector | 1 | 75 | Bathroom | 2451015 | Bathroom | 0.00047324
Ceiling Fixture | Incandescent |  | Heat Lamp | 1 | 150 | Bathroom | 2451015 | Bathroom | 0.00047324
Ceiling Fixture | Incandescent |  | Standard A Lamp | 1 | 60 | Master Bedroom | 2451016 | Master Bedroom | 0.00047324
Recessed Can | Incandescent |  | Reflector | 1 | 60 | Master Bedroom | 2451016 | Master Bedroom | 0.00047324
Ceiling Fixture | Linear Fluorescent | 48 | T-8 | 2 | 40 | Closet | 2451017 | Closet | 0.00047324
Ceiling Fixture | Linear Fluorescent | 48 | T-12 | 2 | 32 | Other | 2451018 | Other | 0.00047324
Wall Mount | Incandescent |  | Standard A Lamp | 2 | 65 | Bathroom | 245211 | Bathroom | 0.00052955
Chandelier (Hanging) | Compact Fluorescent |  | Decorative | 5 | 22 | Bedroom | 245212 | Bedroom | 0.00052955
Table | Compact Fluorescent |  | Twist | 1 | 22 | Bedroom | 245212 | Bedroom | 0.00052955
Ceiling Fixture | Incandescent |  | Standard A Lamp | 1 | 65 | Hall | 245213 | Hall | 0.00052955
Chandelier (Hanging) | Incandescent |  | Globe | 1 | 75 | Kitchen | 245214 | Kitchen | 0.00052955
Floor lamp | Compact Fluorescent |  | Twist | 2 | 22 | Living Room | 245215 | Living Room | 0.00052955
Chandelier (Hanging) | Incandescent |  | Globe | 1 | 75 | Living Room | 245215 | Living Room | 0.00052955
Chandelier (Hanging) | Compact Fluorescent |  | Twist | 2 | 22 | Office | 245216 | Office | 0.00052955
Ceiling Fixture | Compact Fluorescent |  | Twist | 1 | 15 | Hall | 245221 | Hall | 0.0005169
Ceiling Fixture | Compact Fluorescent |  | Twist | 1 | 15 | Bathroom | 245222 | Bathroom | 0.0005169
Wall Mount | Incandescent |  | Globe | 3 | 60 | Bathroom | 245223 | Bathroom | 0.0005169
Ceiling Fixture | Compact Fluorescent |  | Twist | 1 | 15 | Bedroom | 245224 | Bedroom | 0.0005169
Wall Mount | Compact Fluorescent |  | Twist | 1 | 13 | Bedroom | 245224 | Bedroom | 0.0005169
Chandelier (Hanging) | Compact Fluorescent |  | Twist | 1 | 15 | Bedroom | 245225 | Bedroom | 0.0005169
Ceiling Fixture | Incandescent |  | Standard A Lamp | 1 | 40 | Closet | 245226 | Closet | 0.0005169
Wall Mount | Incandescent |  | Standard A Lamp | 1 | 40 | Closet | 245226 | Closet | 0.0005169
Ceiling Fixture | Compact Fluorescent |  | Twist | 4 | 15 | Office | 245227 | Office | 0.0005169
Ceiling Fixture | Compact Fluorescent |  | Twist | 1 | 15 | Dining Room | 245228 | Dining Room | 0.0005169
Ceiling Fixture | Compact Fluorescent |  | Twist | 1 | 15 | Hall | 245229 | Hall | 0.0005169
Ceiling Fan | Compact Fluorescent |  | Twist | 4 | 15 | Kitchen | 2452210 | Kitchen | 0.0005169
Ceiling Fixture | Compact Fluorescent |  | Twist | 1 | 15 | Kitchen | 2452210 | Kitchen | 0.0005169
Ceiling Fixture | Incandescent |  | Standard A Lamp | 1 | 75 | Dining Room | 2452211 | Dining Room | 0.0005169
Ceiling Fixture | Compact Fluorescent |  | Twist | 3 | 15 | Dining Room | 2452211 | Dining Room | 0.0005169
Table | Compact Fluorescent |  | Twist | 1 | 15 | Living Room | 2452212 | Living Room | 0.0005169
Other | Compact Fluorescent |  | Other | 1 | 7 | Living Room | 2452212 | Living Room | 0.0005169
Ceiling Fan | Incandescent |  | Standard A Lamp | 1 | 40 | Bedroom | 2452213 | Bedroom | 0.0005169
Ceiling Fan | Incandescent |  | Standard A Lamp | 1 | 40 | Other | 2452214 | Other | 0.0005169
Ceiling Fixture | Linear Fluorescent | 48 | T-12 | 2 | 40 | Other | 2452215 | Other | 0.0005169
Chandelier (Hanging) | Compact Fluorescent |  | Twist | 1 | 15 | Hall | 2452216 | Hall | 0.0005169
Wall Mount | Linear Fluorescent | 48 | T-8 | 1 | 32 | Bathroom | 245241 | Bathroom | 0.0004784
Ceiling Fixture | Compact Fluorescent |  | Circline (Screw Base) | 1 | 28 | Bedroom | 245242 | Bedroom | 0.0004784
Floor lamp | Compact Fluorescent |  | Twist | 1 | 15 | Bedroom | 245242 | Bedroom | 0.0004784
Ceiling Fixture | Compact Fluorescent |  | Twist | 3 | 15 | Dining Room | 245243 | Dining Room | 0.0004784
Ceiling Fixture | Linear Fluorescent | 48 | T-8 | 2 | 32 | Garage | 245244 | Garage | 0.0004784
Wall Mount | Compact Fluorescent |  | Pin base | 2 | 15 | Garage | 245244 | Garage | 0.0004784
Track | Compact Fluorescent |  | Pin base | 4 | 15 | Hall | 245245 | Hall | 0.0004784
Ceiling Fixture | Linear Fluorescent | 48 | T-8 | 4 | 32 | Kitchen | 245246 | Kitchen | 0.0004784
Ceiling Fixture | Compact Fluorescent |  | Circline (Screw Base) | 1 | 28 | Laundry Room | 245247 | Laundry Room | 0.0004784
Ceiling Fan | Compact Fluorescent |  | Twist | 4 | 15 | Living Room | 245248 | Living Room | 0.0004784
Ceiling Fixture | Compact Fluorescent |  | Circline (Screw Base) | 1 | 28 | Master Bedroom | 245249 | Master Bedroom | 0.0004784
Table | Incandescent |  | Standard A Lamp | 1 | 40 | Master Bedroom | 245249 | Master Bedroom | 0.0004784
Wall Mount | Incandescent |  | Standard A Lamp | 3 | 100 | Bathroom | 245331 | Bathroom | 0.00040077
Table | Incandescent |  | Standard A Lamp | 1 | 100 | Bedroom | 245332 | Bedroom | 0.00040077
Floor lamp | Incandescent |  | Standard A Lamp | 1 | 100 | Family Room | 245333 | Family Room | 0.00040077
Table | Incandescent |  | Standard A Lamp | 1 | 75 | Family Room | 245333 | Family Room | 0.00040077
Architectural | Incandescent |  | Standard A Lamp | 2 | 60 | Family Room | 245333 | Family Room | 0.00040077
Floor lamp | Compact Fluorescent |  | Twist | 1 | 28 | Dining Room | 245334 | Dining Room | 0.00040077
Wall Mount | Incandescent |  | Standard A Lamp | 1 | 75 | Hall | 245335 | Hall | 0.00040077
Floor lamp | Compact Fluorescent |  | Twist | 1 | 22 | Family Room | 245336 | Family Room | 0.00040077
Table | Incandescent |  | Standard A Lamp | 1 | 100 | Family Room | 245336 | Family Room | 0.00040077
Wall Mount | Incandescent |  | Standard A Lamp | 2 | 100 | Bathroom | 245337 | Bathroom | 0.00040077
Table | Incandescent |  | Standard A Lamp | 1 | 100 | Bedroom | 245338 | Bedroom | 0.00040077
Recessed Can | Compact Fluorescent |  | Twist | 1 | 22 | Hall | 245339 | Hall | 0.00040077
Recessed Can | Compact Fluorescent |  | Twist | 1 | 15 | Kitchen | 2453310 | Kitchen | 0.00040077
Chandelier (Hanging) | Incandescent |  | Standard A Lamp | 3 | 60 | Living Room | 2453311 | Living Room | 0.00040077
Table | Incandescent |  | Standard A Lamp | 1 | 100 | Living Room | 2453311 | Living Room | 0.00040077
Wall Mount | Incandescent |  | Standard A Lamp | 1 | 100 | Master Bedroom | 2453312 | Master Bedroom | 0.00040077
Ceiling Fixture | Incandescent |  | Standard A Lamp | 1 | 60 | Office | 2453313 | Office | 0.00040077
Table | Incandescent |  | Decorative | 1 | 60 | Office | 2453313 | Office | 0.00040077
Chandelier (Hanging) | Incandescent |  | Standard A Lamp | 2 | 100 | Laundry Room | 2453314 | Laundry Room | 0.00040077
Ceiling Fixture | Incandescent |  | Standard A Lamp | 1 | 100 | Other | 245361 | Other | 0.00029634
Ceiling Fixture | Incandescent |  | Standard A Lamp | 1 | 60 | Bathroom | 245362 | Bathroom | 0.00029634
Wall Mount | Incandescent |  | Standard A Lamp | 1 | 60 | Bathroom | 245362 | Bathroom | 0.00029634
Ceiling Fixture | Incandescent |  | Standard A Lamp | 2 | 60 | Bedroom | 245363 | Bedroom | 0.00029634
Ceiling Fixture | Incandescent |  | Standard A Lamp | 2 | 60 | Bedroom | 245364 | Bedroom | 0.00029634
Ceiling Fan | Incandescent |  | Standard A Lamp | 1 | 60 | Dining Room | 245365 | Dining Room | 0.00029634
Ceiling Fixture | Incandescent |  | Standard A Lamp | 2 | 60 | Hall | 245366 | Hall | 0.00029634
Ceiling Fixture | Linear Fluorescent | 48 | T-12 | 2 | 40 | Kitchen | 245367 | Kitchen | 0.00029634
Ceiling Fixture | Incandescent |  | Standard A Lamp | 1 | 60 | Kitchen | 245367 | Kitchen | 0.00029634
Table | Compact Fluorescent |  | A shape bulb | 1 | 22 | Laundry Room | 245368 | Laundry Room | 0.00029634
Ceiling Fixture | Linear Fluorescent | 48 | T-8 | 2 | 16 | Other | 245401 | Other | 0.00040077
Wall Mount | Incandescent |  | Heat Lamp | 1 | 250 | Other | 245401 | Other | 0.00040077
Wall Mount | Incandescent |  | Clear | 8 | 40 | Bathroom | 245402 | Bathroom | 0.00040077
Recessed Can | Incandescent |  | Reflector | 1 | 60 | Bathroom | 245402 | Bathroom | 0.00040077
Ceiling Fixture | Linear Fluorescent | 48 | T-8 | 4 | 16 | Closet | 245403 | Closet | 0.00040077
Ceiling Fan | Incandescent |  | Standard A Lamp | 1 | 60 | Dining Room | 245404 | Dining Room | 0.00040077
Recessed Can | Incandescent |  | Standard A Lamp | 1 | 60 | Dining Room | 245404 | Dining Room | 0.00040077
Ceiling Fixture | Incandescent |  | Standard A Lamp | 2 | 60 | Other | 245405 | Other | 0.00040077
Chandelier (Hanging) | Incandescent |  | Standard A Lamp | 1 | 60 | Other | 245405 | Other | 0.00040077
Ceiling Fixture | Compact Fluorescent |  | Twist | 1 | 15 | Other | 245405 | Other | 0.00040077
Recessed Can | Incandescent |  | Reflector | 1 | 60 | Hall | 245406 | Hall | 0.00040077
Recessed Can | Incandescent |  | Reflector | 1 | 60 | Kitchen | 245407 | Kitchen | 0.00040077
Ceiling Fan | Incandescent |  | Clear | 1 | 25 | Kitchen | 245407 | Kitchen | 0.00040077
Recessed Can | Incandescent |  | Reflector | 1 | 60 | Living Room | 245408 | Living Room | 0.00040077
Table | Incandescent |  | Standard A Lamp | 1 | 60 | Living Room | 245408 | Living Room | 0.00040077
Floor lamp | Incandescent |  | Standard A Lamp | 1 | 60 | Living Room | 245408 | Living Room | 0.00040077
Wall Mount | Other |  | LED Interior | 1 | 12 | Living Room | 245408 | Living Room | 0.00040077
Recessed Can | Incandescent |  | Reflector | 1 | 60 | Master Bedroom | 245409 | Master Bedroom | 0.00040077
Recessed Can | Incandescent |  | Reflector | 1 | 60 | Hall | 2454010 | Hall | 0.00040077
Ceiling Fan | Incandescent |  | Standard A Lamp | 2 | 60 | Bedroom | 2454011 | Bedroom | 0.00040077
Table | Incandescent |  | Standard A Lamp | 2 | 60 | Bedroom | 2454011 | Bedroom | 0.00040077
Ceiling Fixture | Incandescent |  | Standard A Lamp | 1 | 40 | Bathroom | 245471 | Bathroom | 0.00028447
Ceiling Fixture | Incandescent |  | Standard A Lamp | 3 | 60 | Bedroom | 245472 | Bedroom | 0.00028447
Ceiling Fixture | Incandescent |  | Standard A Lamp | 1 | 40 | Bedroom | 245472 | Bedroom | 0.00028447
Wall Mount | Incandescent |  | Globe | 4 | 40 | Bedroom | 245472 | Bedroom | 0.00028447
Ceiling Fan | Incandescent |  | Standard A Lamp | 1 | 60 | Bedroom | 245473 | Bedroom | 0.00028447
Ceiling Fixture | Incandescent |  | Globe | 2 | 25 | Bedroom | 245473 | Bedroom | 0.00028447
Ceiling Fixture | Incandescent |  | Standard A Lamp | 4 | 60 | Family Room | 245474 | Family Room | 0.00028447
Floor lamp | Linear Fluorescent | 72 | Fluorescent Unknown | 2 | 20 | Family Room | 245474 | Family Room | 0.00028447
Table | Incandescent |  | Standard A Lamp | 1 | 60 | Family Room | 245474 | Family Room | 0.00028447
Recessed Can | Incandescent |  | Reflector | 1 | 75 | Family Room | 245475 | Family Room | 0.00028447
Table | Incandescent |  | Standard A Lamp | 1 | 60 | Family Room | 245475 | Family Room | 0.00028447
Ceiling Fixture | Incandescent |  | Reflector | 3 | 60 | Family Room | 245475 | Family Room | 0.00028447
Wall Mount | Incandescent |  | Standard A Lamp | 2 | 60 | Family Room | 245475 | Family Room | 0.00028447
Ceiling Fixture | Linear Fluorescent | 48 | T-4 | 2 | 40 | Garage | 245476 | Garage | 0.00028447
Ceiling Fixture | Incandescent |  | Reflector | 1 | 40 | Bedroom | 245477 | Bedroom | 0.00028447
Ceiling Fan | Compact Fluorescent |  | Twist | 4 | 15 | Dining Room | 245478 | Dining Room | 0.00028447
Ceiling Fixture | Linear Fluorescent | 30 | T-4 | 4 | 20 | Dining Room | 245478 | Dining Room | 0.00028447
Ceiling Fixture | Incandescent |  | Standard A Lamp | 3 | 60 | Office | 245479 | Office | 0.00028447
Ceiling Fixture | Incandescent |  | Standard A Lamp | 3 | 60 | Bedroom | 2454710 | Bedroom | 0.00028447
Table | Incandescent |  | Standard A Lamp | 1 | 60 | Bedroom | 2454710 | Bedroom | 0.00028447
Ceiling Fixture | Incandescent |  | Standard A Lamp | 1 | 60 | Garage | 2454711 | Garage | 0.00028447
Garage door opener | Incandescent |  | Clear | 2 | 40 | Garage | 2454711 | Garage | 0.00028447
Ceiling Fixture | Incandescent |  | Standard A Lamp | 1 | 60 | Other | 2454712 | Other | 0.00028447
Wall Mount | Incandescent |  | Standard A Lamp | 4 | 60 | Bathroom | 245501 | Bathroom | 0.0020539
Ceiling Fixture | Incandescent |  | Standard A Lamp | 2 | 60 | Hall | 245502 | Hall | 0.0020539
Ceiling Fixture | Incandescent |  | Standard A Lamp | 1 | 65 | Garage | 245503 | Garage | 0.0020539
Recessed Can | Incandescent |  | Reflector | 1 | 65 | Hall | 245504 | Hall | 0.0020539
Chandelier (Hanging) | Incandescent |  | Globe | 1 | 100 | Kitchen | 245505 | Kitchen | 0.0020539
Recessed Can | Incandescent |  | Reflector | 1 | 65 | Kitchen | 245505 | Kitchen | 0.0020539
Table | Incandescent |  | 3-Way Incandescent | 1 | 100 | Living Room | 245506 | Living Room | 0.0020539
Table | Compact Fluorescent |  | Twist | 1 | 22 | Living Room | 245506 | Living Room | 0.0020539
Floor lamp | Incandescent |  | Standard A Lamp | 4 | 90 | Living Room | 245506 | Living Room | 0.0020539
Recessed Can | Incandescent |  | Reflector | 1 | 65 | Living Room | 245506 | Living Room | 0.0020539
Ceiling Fan | Incandescent |  | Standard A Lamp | 3 | 60 | Master Bedroom | 245507 | Master Bedroom | 0.0020539
Table | Incandescent |  | Standard A Lamp | 1 | 100 | Master Bedroom | 245507 | Master Bedroom | 0.0020539
Table | Incandescent |  | Standard A Lamp | 1 | 40 | Master Bedroom | 245507 | Master Bedroom | 0.0020539
Table | Incandescent |  | Standard A Lamp | 1 | 150 | Master Bedroom | 245507 | Master Bedroom | 0.0020539
Wall Mount | Incandescent |  | Standard A Lamp | 4 | 40 | Bathroom | 245508 | Bathroom | 0.0020539
Recessed Can | Incandescent |  | Reflector | 1 | 60 | Closet | 245509 | Closet | 0.0020539
Ceiling Fixture | Incandescent |  | Standard A Lamp | 2 | 75 | Office | 2455010 | Office | 0.0020539
Floor lamp | Compact Fluorescent |  | Twist | 1 | 28 | Office | 2455010 | Office | 0.0020539
Ceiling Fixture | Incandescent |  | Standard A Lamp | 3 | 65 | Bedroom | 2455011 | Bedroom | 0.0020539
Chandelier (Hanging) | Incandescent |  | Standard A Lamp | 1 | 65 | Bathroom | 245511 | Bathroom | 0.00052955
Ceiling Fixture | Incandescent |  | Standard A Lamp | 1 | 60 | Bathroom | 245511 | Bathroom | 0.00052955
Ceiling Fixture | Compact Fluorescent |  | A shape bulb | 1 | 22 | Bedroom | 245512 | Bedroom | 0.00052955
Table | Compact Fluorescent |  | Twist | 1 | 7 | Bedroom | 245512 | Bedroom | 0.00052955
Ceiling Fixture | Incandescent |  | Standard A Lamp | 1 | 60 | Bedroom | 245513 | Bedroom | 0.00052955
Ceiling Fixture | Incandescent |  | Standard A Lamp | 1 | 100 | Closet | 245514 | Closet | 0.00052955
Ceiling Fixture | Linear Fluorescent | 48 | T-8 | 2 | 32 | Other | 245515 | Other | 0.00052955
Ceiling Fixture | Incandescent |  | Standard A Lamp | 4 | 100 | Office | 245516 | Office | 0.00052955
Ceiling Fixture | Incandescent |  | Standard A Lamp | 1 | 60 | Family Room | 245517 | Family Room | 0.00052955
Ceiling Fixture | Incandescent |  | Standard A Lamp | 2 | 60 | Other | 245518 | Other | 0.00052955
Chandelier (Hanging) | Compact Fluorescent |  | Twist | 9 | 22 | Dining Room | 245519 | Dining Room | 0.00052955
Recessed Can | Compact Fluorescent |  | Twist | 1 | 28 | Hall | 2455110 | Hall | 0.00052955
Chandelier (Hanging) | Compact Fluorescent |  | Twist | 2 | 22 | Kitchen | 2455111 | Kitchen | 0.00052955
Floor lamp | Compact Fluorescent |  | Twist | 1 | 28 | Living Room | 2455112 | Living Room | 0.00052955
Table | Compact Fluorescent |  | Twist | 1 | 15 | Living Room | 2455112 | Living Room | 0.00052955
Ceiling Fixture | Compact Fluorescent |  | Reflector | 2 | 28 | Living Room | 2455112 | Living Room | 0.00052955
Wall Mount | Compact Fluorescent |  | Twist | 3 | 15 | Bathroom | 2455113 | Bathroom | 0.00052955
Recessed Can | Incandescent |  | Heat Lamp | 1 | 125 | Bathroom | 2455113 | Bathroom | 0.00052955
Ceiling Fixture | Compact Fluorescent |  | Twist | 3 | 22 | Master Bedroom | 2455114 | Master Bedroom | 0.00052955
Wall Mount | Incandescent |  | Standard A Lamp | 1 | 75 | Bathroom | 245531 | Bathroom | 0.0004784
Wall Mount | Compact Fluorescent |  | Twist | 1 | 15 | Bathroom | 245531 | Bathroom | 0.0004784
Ceiling Fixture | Incandescent |  | Standard A Lamp | 1 | 75 | Bedroom | 245532 | Bedroom | 0.0004784
Table | Incandescent |  | Standard A Lamp | 1 | 75 | Bedroom | 245532 | Bedroom | 0.0004784
Ceiling Fixture | Incandescent |  | Standard A Lamp | 1 | 75 | Bedroom | 245533 | Bedroom | 0.0004784
Ceiling Fan | Compact Fluorescent |  | Twist | 2 | 22 | Dining Room | 245534 | Dining Room | 0.0004784
Chandelier (Hanging) | Incandescent |  | Standard A Lamp | 1 | 75 | Dining Room | 245534 | Dining Room | 0.0004784
Ceiling Fixture | Incandescent |  | Standard A Lamp | 1 | 75 | Family Room | 245535 | Family Room | 0.0004784
Table | Compact Fluorescent |  | Twist | 1 | 22 | Family Room | 245535 | Family Room | 0.0004784
Ceiling Fixture | Incandescent |  | Standard A Lamp | 1 | 100 | Garage | 245536 | Garage | 0.0004784
Ceiling Fixture | Linear Fluorescent | 48 | T-12 | 2 | 40 | Garage | 245536 | Garage | 0.0004784
Ceiling Fixture | Incandescent |  | Standard A Lamp | 2 | 75 | Kitchen | 245537 | Kitchen | 0.0004784
Ceiling Fixture | Incandescent |  | Decorative | 3 | 40 | Laundry Room | 245538 | Laundry Room | 0.0004784
Ceiling Fixture | Incandescent |  | Standard A Lamp | 2 | 75 | Master Bedroom | 245539 | Master Bedroom | 0.0004784
Table | Incandescent |  | Standard A Lamp | 1 | 75 | Master Bedroom | 245539 | Master Bedroom | 0.0004784
Floor lamp | Compact Fluorescent |  | Twist | 1 | 15 | Master Bedroom | 245539 | Master Bedroom | 0.0004784
Table | Compact Fluorescent |  | Twist | 1 | 15 | Master Bedroom | 245539 | Master Bedroom | 0.0004784
Wall Mount | Incandescent |  | Standard A Lamp | 1 | 75 | Other | 2455310 | Other | 0.0004784
Wall Mount | Compact Fluorescent |  | Reflector | 1 | 22 | Other | 2455310 | Other | 0.0004784
Wall Mount | Incandescent |  | Standard A Lamp | 1 | 75 | Closet | 2455311 | Closet | 0.0004784
Ceiling Fixture | Incandescent |  | Standard A Lamp | 2 | 75 | Other | 2455312 | Other | 0.0004784
Ceiling Fixture | Incandescent |  | Standard A Lamp | 1 | 100 | Other | 2455313 | Other | 0.0004784
Ceiling Fixture | Incandescent |  | Standard A Lamp | 3 | 60 | Bathroom | 245591 | Bathroom | 0.00052955
Wall Mount | Incandescent |  | Globe | 6 | 40 | Bathroom | 245591 | Bathroom | 0.00052955
Ceiling Fixture | Incandescent |  | Standard A Lamp | 1 | 40 | Bedroom | 245592 | Bedroom | 0.00052955
Ceiling Fan | Incandescent |  | Decorative | 4 | 60 | Bedroom | 245592 | Bedroom | 0.00052955
Table | Incandescent |  | 3-Way Incandescent | 1 | 70 | Bedroom | 245592 | Bedroom | 0.00052955
Ceiling Fan | Incandescent |  | Decorative | 4 | 60 | Bedroom | 245593 | Bedroom | 0.00052955
Ceiling Fan | Incandescent |  | Standard A Lamp | 1 | 60 | Bathroom | 245594 | Bathroom | 0.00052955
Wall Mount | Incandescent |  | Globe | 5 | 40 | Bathroom | 245594 | Bathroom | 0.00052955
Ceiling Fixture | Incandescent |  | Standard A Lamp | 1 | 60 | Closet | 245595 | Closet | 0.00052955
Chandelier (Hanging) | Incandescent |  | Standard A Lamp | 5 | 40 | Dining Room | 245596 | Dining Room | 0.00052955
Ceiling Fixture | Linear Fluorescent | 48 | T-12 | 2 | 40 | Bathroom | 245597 | Bathroom | 0.00052955
Wall Mount | Incandescent |  | Globe | 3 | 40 | Bathroom | 245597 | Bathroom | 0.00052955
Ceiling Fixture | Incandescent |  | Standard A Lamp | 1 | 40 | Bedroom | 245598 | Bedroom | 0.00052955
Ceiling Fixture | Incandescent |  | Standard A Lamp | 2 | 60 | Bedroom | 245599 | Bedroom | 0.00052955
Ceiling Fixture | Linear Fluorescent | 24 | T-12 | 2 | 20 | Family Room | 2455910 | Family Room | 0.00052955
Table | Incandescent |  | Standard A Lamp | 1 | 70 | Family Room | 2455910 | Family Room | 0.00052955
Ceiling Fixture | Linear Fluorescent | 48 | T-12 | 2 | 32 | Other | 2455911 | Other | 0.00052955
Ceiling Fixture | Incandescent |  | Standard A Lamp | 1 | 100 | Other | 2455912 | Other | 0.00052955
Ceiling Fixture | Linear Fluorescent | 48 | T-12 | 2 | 40 | Garage | 2455913 | Garage | 0.00052955
Ceiling Fixture | Incandescent |  | Standard A Lamp | 1 | 100 | Garage | 2455913 | Garage | 0.00052955
Ceiling Fixture | Incandescent |  | Standard A Lamp | 1 | 60 | Hall | 2455914 | Hall | 0.00052955
Ceiling Fixture | Linear Fluorescent | 48 | T-12 | 2 | 45 | Kitchen | 2455915 | Kitchen | 0.00052955
Wall Mount | Incandescent |  | Standard A Lamp | 1 | 40 | Kitchen | 2455915 | Kitchen | 0.00052955
Chandelier (Hanging) | Compact Fluorescent |  | Twist | 3 | 22 | Kitchen | 2455915 | Kitchen | 0.00052955
Ceiling Fixture | Incandescent |  | Standard A Lamp | 1 | 100 | Laundry Room | 2455916 | Laundry Room | 0.00052955
Table | Incandescent |  | 3-Way Incandescent | 1 | 70 | Living Room | 2455917 | Living Room | 0.00052955
Floor lamp | Incandescent |  | 3-Way Incandescent | 1 | 70 | Living Room | 2455917 | Living Room | 0.00052955
Ceiling Fixture | Incandescent |  | Standard A Lamp | 1 | 40 | Living Room | 2455917 | Living Room | 0.00052955
Wall Mount | Compact Fluorescent |  | Twist | 4 | 15 | Bathroom | 245631 | Bathroom | 0.00094081
Ceiling Fixture | Compact Fluorescent |  | Twist | 3 | 15 | Bedroom | 245632 | Bedroom | 0.00094081
Chandelier (Hanging) | Incandescent |  | Clear | 3 | 40 | Bedroom | 245633 | Bedroom | 0.00094081
Table | Incandescent |  | Standard A Lamp | 1 | 60 | Bedroom | 245633 | Bedroom | 0.00094081
Chandelier (Hanging) | Incandescent |  | Standard A Lamp | 4 | 60 | Dining Room | 245634 | Dining Room | 0.00094081
Table | Incandescent |  | 3-Way Incandescent | 1 | 75 | Family Room | 245635 | Family Room | 0.00094081
Table | Incandescent |  | Decorative | 2 | 25 | Family Room | 245635 | Family Room | 0.00094081
Floor lamp | Incandescent |  | Standard A Lamp | 1 | 75 | Family Room | 245635 | Family Room | 0.00094081
Ceiling Fixture | Incandescent |  | Clear | 4 | 25 | Hall | 245636 | Hall | 0.00094081
Track | Incandescent |  | Reflector | 3 | 40 | Hall | 245636 | Hall | 0.00094081
Ceiling Fixture | Incandescent |  | Standard A Lamp | 1 | 60 | Hall | 245636 | Hall | 0.00094081
Ceiling Fixture | Linear Fluorescent | 48 | T-12 | 2 | 40 | Kitchen | 245637 | Kitchen | 0.00094081
Ceiling Fixture | Incandescent |  | Standard A Lamp | 1 | 40 | Laundry Room | 245638 | Laundry Room | 0.00094081
Table | Compact Fluorescent |  | Twist | 1 | 15 | Living Room | 245639 | Living Room | 0.00094081
Wall Mount | Compact Fluorescent |  | A shape bulb | 5 | 15 | Bathroom | 2456310 | Bathroom | 0.00094081
Ceiling Fixture | Compact Fluorescent |  | Twist | 1 | 15 | Master Bedroom | 2456311 | Master Bedroom | 0.00094081
Table | Compact Fluorescent |  | Twist | 1 | 15 | Master Bedroom | 2456311 | Master Bedroom | 0.00094081
Ceiling Fixture | Linear Fluorescent | 48 | T-12 | 2 | 40 | Garage | 2456312 | Garage | 0.00094081
Ceiling Fixture | Incandescent |  | Standard A Lamp | 2 | 60 | Living Room | 245721 | Living Room | 0.0010836
Floor lamp | Incandescent |  | 3-Way Incandescent | 1 | 100 | Living Room | 245721 | Living Room | 0.0010836
Ceiling Fixture | Incandescent |  | Standard A Lamp | 2 | 60 | Dining Room | 245722 | Dining Room | 0.0010836
Ceiling Fixture | Incandescent |  | Standard A Lamp | 2 | 60 | Kitchen | 245723 | Kitchen | 0.0010836
Other | Incandescent |  | Standard A Lamp | 1 | 40 | Kitchen | 245723 | Kitchen | 0.0010836
Ceiling Fixture | Incandescent |  | Standard A Lamp | 1 | 60 | Hall | 245724 | Hall | 0.0010836
Ceiling Fixture | Incandescent |  | Standard A Lamp | 1 | 60 | Bedroom | 245725 | Bedroom | 0.0010836
Table | Incandescent |  | Clear | 1 | 40 | Bedroom | 245725 | Bedroom | 0.0010836
Wall Mount | Compact Fluorescent |  | Twist | 3 | 15 | Bathroom | 245726 | Bathroom | 0.0010836
Ceiling Fixture | Incandescent |  | Standard A Lamp | 1 | 60 | Bedroom | 245727 | Bedroom | 0.0010836
Ceiling Fixture | Incandescent |  | Standard A Lamp | 1 | 60 | Bedroom | 245728 | Bedroom | 0.0010836
Ceiling Fixture | Incandescent |  | Globe | 1 | 60 | Other | 245941 | Other | 0.00040077
Ceiling Fixture | Compact Fluorescent |  | Twist | 1 | 22 | Other | 245941 | Other | 0.00040077
Ceiling Fixture | Incandescent |  | Standard A Lamp | 1 | 60 | Bathroom | 245942 | Bathroom | 0.00040077
Wall Mount | Incandescent |  | Standard A Lamp | 1 | 60 | Bathroom | 245942 | Bathroom | 0.00040077
Ceiling Fixture | Incandescent |  | Standard A Lamp | 1 | 60 | Laundry Room | 245943 | Laundry Room | 0.00040077
Wall Mount | Incandescent |  | Standard A Lamp | 1 | 60 | Laundry Room | 245943 | Laundry Room | 0.00040077
Chandelier (Hanging) | Incandescent |  | Standard A Lamp | 1 | 60 | Bathroom | 245944 | Bathroom | 0.00040077
Table | Incandescent |  | Standard A Lamp | 1 | 40 | Bathroom | 245944 | Bathroom | 0.00040077
Chandelier (Hanging) | Incandescent |  | Standard A Lamp | 1 | 60 | Family Room | 245945 | Family Room | 0.00040077
Floor lamp | Incandescent |  | Decorative | 1 | 75 | Family Room | 245945 | Family Room | 0.00040077
Floor lamp | Incandescent |  | Standard A Lamp | 1 | 15 | Family Room | 245945 | Family Room | 0.00040077
Table | Incandescent |  | Standard A Lamp | 1 | 60 | Family Room | 245945 | Family Room | 0.00040077
Floor lamp | Incandescent |  | Standard A Lamp | 1 | 60 | Family Room | 245945 | Family Room | 0.00040077
Ceiling Fixture | Compact Fluorescent |  | Twist | 1 | 22 | Hall | 245946 | Hall | 0.00040077
Ceiling Fixture | Compact Fluorescent |  | Twist | 1 | 15 | Hall | 245946 | Hall | 0.00040077
Recessed Can | Incandescent |  | Reflector | 1 | 65 | Kitchen | 245947 | Kitchen | 0.00040077
Recessed Can | Linear Fluorescent | 48 | T-8 | 1 | 32 | Kitchen | 245947 | Kitchen | 0.00040077
Floor lamp | Incandescent |  | 3-Way Incandescent | 1 | 100 | Living Room | 245948 | Living Room | 0.00040077
Chandelier (Hanging) | Incandescent |  | Decorative | 1 | 40 | Living Room | 245948 | Living Room | 0.00040077
Floor lamp | Incandescent |  | Decorative | 2 | 40 | Living Room | 245948 | Living Room | 0.00040077
Floor lamp | Compact Fluorescent |  | Twist | 1 | 7 | Living Room | 245948 | Living Room | 0.00040077
Table | Incandescent |  | 3-Way Incandescent | 1 | 75 | Living Room | 245948 | Living Room | 0.00040077
Floor lamp | Incandescent |  | Decorative | 3 | 40 | Living Room | 245948 | Living Room | 0.00040077
Wall Mount | Incandescent |  | Standard A Lamp | 1 | 60 | Living Room | 245948 | Living Room | 0.00040077
Ceiling Fixture | Incandescent |  | Standard A Lamp | 1 | 60 | Bathroom | 245949 | Bathroom | 0.00040077
Table | Incandescent |  | 3-Way Incandescent | 1 | 100 | Bedroom | 2459410 | Bedroom | 0.00040077
Table | Incandescent |  | Standard A Lamp | 1 | 75 | Bedroom | 2459410 | Bedroom | 0.00040077
Track | Halogen |  | MR | 1 | 75 | Bedroom | 2459410 | Bedroom | 0.00040077
Ceiling Fan | Incandescent |  | Standard A Lamp | 3 | 60 | Bedroom | 2459410 | Bedroom | 0.00040077
Track | Halogen |  | MR | 4 | 75 | Office | 2459411 | Office | 0.00040077
Ceiling Fixture | Incandescent |  | Globe | 1 | 60 | Other | 2459412 | Other | 0.00040077
Table | Incandescent |  | Standard A Lamp | 1 | 60 | Other | 2459412 | Other | 0.00040077
Ceiling Fixture | Incandescent |  | Standard A Lamp | 1 | 100 | Garage | 246071 | Garage | 0.00029634
Ceiling Fixture | Incandescent |  | Standard A Lamp | 2 | 60 | Kitchen | 246072 | Kitchen | 0.00029634
Chandelier (Hanging) | Incandescent |  | Decorative | 5 | 60 | Kitchen | 246072 | Kitchen | 0.00029634
Ceiling Fixture | Incandescent |  | Standard A Lamp | 3 | 60 | Kitchen | 246072 | Kitchen | 0.00029634
Ceiling Fixture | Incandescent |  | Standard A Lamp | 1 | 60 | Kitchen | 246072 | Kitchen | 0.00029634
Ceiling Fixture | Incandescent |  | Standard A Lamp | 1 | 60 | Bedroom | 246073 | Bedroom | 0.00029634
Ceiling Fan | Incandescent |  | Standard A Lamp | 1 | 60 | Bedroom | 246074 | Bedroom | 0.00029634
Ceiling Fixture | Incandescent |  | Standard A Lamp | 1 | 60 | Bathroom | 246075 | Bathroom | 0.00029634
Wall Mount | Incandescent |  | Decorative | 2 | 40 | Bathroom | 246075 | Bathroom | 0.00029634
Other | Incandescent |  | Mini base | 1 | 25 | Bathroom | 246075 | Bathroom | 0.00029634
Ceiling Fan | Incandescent |  | Standard A Lamp | 4 | 60 | Living Room | 246076 | Living Room | 0.00029634
Floor lamp | Incandescent |  | Standard A Lamp | 1 | 100 | Living Room | 246076 | Living Room | 0.00029634
Chandelier (Hanging) | Incandescent |  | Standard A Lamp | 5 | 60 | Bedroom | 246077 | Bedroom | 0.00029634
Floor lamp | Incandescent |  | Standard A Lamp | 1 | 150 | Bedroom | 246077 | Bedroom | 0.00029634
Other | Incandescent |  | Mini base | 1 | 25 | Bedroom | 246077 | Bedroom | 0.00029634
Ceiling Fixture | Incandescent |  | Standard A Lamp | 1 | 60 | Hall | 246078 | Hall | 0.00029634
Wall Mount | Incandescent |  | Globe | 4 | 40 | Bathroom | 246141 | Bathroom | 0.0005169
Ceiling Fan | Compact Fluorescent |  | Twist | 1 | 23 | Bedroom | 246142 | Bedroom | 0.0005169
Floor lamp | Compact Fluorescent |  | Twist | 1 | 13 | Living Room | 246143 | Living Room | 0.0005169
Ceiling Fixture | Compact Fluorescent |  | Twist | 1 | 23 | Garage | 246144 | Garage | 0.0005169
Ceiling Fixture | Compact Fluorescent |  | Twist | 1 | 13 | Garage | 246144 | Garage | 0.0005169
Ceiling Fixture | Compact Fluorescent |  | Twist | 1 | 23 | Hall | 246145 | Hall | 0.0005169
Ceiling Fixture | Compact Fluorescent |  | Twist | 3 | 9 | Bedroom | 246146 | Bedroom | 0.0005169
Ceiling Fan | Compact Fluorescent |  | Twist | 2 | 23 | Kitchen | 246147 | Kitchen | 0.0005169
Chandelier (Hanging) | Compact Fluorescent |  | Twist | 3 | 23 | Kitchen | 246147 | Kitchen | 0.0005169
Floor lamp | Incandescent |  | Standard A Lamp | 3 | 60 | Living Room | 246148 | Living Room | 0.0005169
Floor lamp | Compact Fluorescent |  | Twist | 2 | 13 | Living Room | 246148 | Living Room | 0.0005169
Chandelier (Hanging) | Incandescent |  | Mini base | 1 | 60 | Living Room | 246148 | Living Room | 0.0005169
Wall Mount | Incandescent |  | Globe | 4 | 40 | Bathroom | 246149 | Bathroom | 0.0005169
Ceiling Fixture | Compact Fluorescent |  | Twist | 1 | 13 | Bathroom | 246149 | Bathroom | 0.0005169
Ceiling Fan | Compact Fluorescent |  | Twist | 1 | 23 | Master Bedroom | 2461410 | Master Bedroom | 0.0005169
Floor lamp | Other |  | LED Interior | 1 | 12 | Master Bedroom | 2461410 | Master Bedroom | 0.0005169
Ceiling Fixture | Compact Fluorescent |  | Twist | 1 | 13 | Office | 2461411 | Office | 0.0005169
Ceiling Fixture | Incandescent |  | Standard A Lamp | 1 | 60 | Other | 246221 | Other | 0.00052955
Wall Mount | Compact Fluorescent |  | Twist | 2 | 22 | Bathroom | 246222 | Bathroom | 0.00052955
Ceiling Fixture | Compact Fluorescent |  | Twist | 1 | 22 | Bedroom | 246223 | Bedroom | 0.00052955
Table | Compact Fluorescent |  | Twist | 1 | 22 | Bedroom | 246223 | Bedroom | 0.00052955
Ceiling Fixture | Compact Fluorescent |  | Twist | 1 | 22 | Hall | 246224 | Hall | 0.00052955
Ceiling Fixture | Incandescent |  | Standard A Lamp | 1 | 60 | Hall | 246225 | Hall | 0.00052955
Ceiling Fixture | Incandescent |  | Standard A Lamp | 1 | 60 | Kitchen | 246226 | Kitchen | 0.00052955
Ceiling Fixture | Incandescent |  | Standard A Lamp | 3 | 65 | Living Room | 246227 | Living Room | 0.00052955
Track | Halogen |  | PAR | 1 | 100 | Other | 246231 | Other | 0.00040077
Chandelier (Hanging) | Incandescent |  | Standard A Lamp | 5 | 60 | Dining Room | 246232 | Dining Room | 0.00040077
Chandelier (Hanging) | Incandescent |  | Standard A Lamp | 1 | 60 | Bathroom | 246233 | Bathroom | 0.00040077
Ceiling Fixture | Incandescent |  | Standard A Lamp | 2 | 60 | Hall | 246234 | Hall | 0.00040077
Torchiere | Halogen |  | Quartz Tube | 1 | 100 | Family Room | 246235 | Family Room | 0.00040077
Ceiling Fixture | Incandescent |  | Standard A Lamp | 2 | 60 | Family Room | 246235 | Family Room | 0.00040077
Ceiling Fixture | Linear Fluorescent | 48 | T-12 | 2 | 40 | Garage | 246236 | Garage | 0.00040077
Garage door opener | Incandescent |  | Standard A Lamp | 1 | 60 | Garage | 246236 | Garage | 0.00040077
Chandelier (Hanging) | Incandescent |  | Decorative | 1 | 40 | Kitchen | 246237 | Kitchen | 0.00040077
Recessed Can | Compact Fluorescent |  | Twist | 1 | 14 | Kitchen | 246237 | Kitchen | 0.00040077
Recessed Can | Halogen |  | PAR | 1 | 75 | Kitchen | 246237 | Kitchen | 0.00040077
Chandelier (Hanging) | Compact Fluorescent |  | Twist | 4 | 23 | Kitchen | 246237 | Kitchen | 0.00040077
Ceiling Fixture | Compact Fluorescent |  | Twist | 2 | 23 | Laundry Room | 246238 | Laundry Room | 0.00040077
Floor lamp | Incandescent |  | 3-Way Incandescent | 1 | 150 | Living Room | 246239 | Living Room | 0.00040077
Ceiling Fixture | Incandescent |  | Standard A Lamp | 1 | 60 | Bathroom | 2462310 | Bathroom | 0.00040077
Chandelier (Hanging) | Incandescent |  | Standard A Lamp | 1 | 60 | Master Bedroom | 2462311 | Master Bedroom | 0.00040077
Torchiere | Incandescent |  | Decorative | 1 | 40 | Master Bedroom | 2462311 | Master Bedroom | 0.00040077
Ceiling Fan | Incandescent |  | Standard A Lamp | 1 | 60 | Master Bedroom | 2462311 | Master Bedroom | 0.00040077
Ceiling Fixture | Incandescent |  | Standard A Lamp | 1 | 40 | Closet | 2462312 | Closet | 0.00040077
Chandelier (Hanging) | Incandescent |  | Standard A Lamp | 1 | 60 | Bathroom | 2462313 | Bathroom | 0.00040077
Ceiling Fixture | Incandescent |  | Standard A Lamp | 3 | 40 | Bedroom | 2462314 | Bedroom | 0.00040077
Torchiere | Compact Fluorescent |  | Twist | 1 | 23 | Bedroom | 2462315 | Bedroom | 0.00040077
Floor lamp | Halogen |  | Quartz Tube | 1 | 100 | Bedroom | 2462315 | Bedroom | 0.00040077
Floor lamp | Compact Fluorescent |  | Twist | 1 | 23 | Bedroom | 2462316 | Bedroom | 0.00040077
Ceiling Fixture | Compact Fluorescent |  | Twist | 2 | 23 | Hall | 2462317 | Hall | 0.00040077
Ceiling Fan | Incandescent |  | Standard A Lamp | 1 | 60 | Living Room | 246471 | Living Room | 0.00047324
Table | Incandescent |  | Standard A Lamp | 1 | 60 | Living Room | 246471 | Living Room | 0.00047324
Table | Compact Fluorescent |  | Twist | 1 | 15 | Living Room | 246471 | Living Room | 0.00047324
Table | Incandescent |  | Standard A Lamp | 1 | 60 | Bedroom | 246472 | Bedroom | 0.00047324
Ceiling Fixture | Incandescent |  | Standard A Lamp | 1 | 60 | Other | 246473 | Other | 0.00047324
Ceiling Fixture | Incandescent |  | Standard A Lamp | 1 | 60 | Garage | 246474 | Garage | 0.00047324
Ceiling Fixture | Incandescent |  | Standard A Lamp | 1 | 60 | Dining Room | 246475 | Dining Room | 0.00047324
Ceiling Fixture | Incandescent |  | Standard A Lamp | 1 | 60 | Kitchen | 246476 | Kitchen | 0.00047324
Ceiling Fixture | Incandescent |  | Standard A Lamp | 2 | 60 | Bedroom | 246477 | Bedroom | 0.00047324
Ceiling Fixture | Incandescent |  | Standard A Lamp | 1 | 60 | Hall | 246478 | Hall | 0.00047324
Ceiling Fixture | Incandescent |  | Standard A Lamp | 2 | 60 | Bedroom | 246479 | Bedroom | 0.00047324
Table | Incandescent |  | Standard A Lamp | 1 | 40 | Bedroom | 246479 | Bedroom | 0.00047324
Ceiling Fixture | Incandescent |  | Standard A Lamp | 1 | 60 | Bathroom | 2464710 | Bathroom | 0.00047324
Ceiling Fixture | Incandescent |  | Standard A Lamp | 1 | 60 | Hall | 2464711 | Hall | 0.00047324
Chandelier (Hanging) | Incandescent |  | Standard A Lamp | 1 | 60 | Bedroom | 2464712 | Bedroom | 0.00047324
Wall Mount | Incandescent |  | Standard A Lamp | 1 | 60 | Bathroom | 246551 | Bathroom | 0.00028447
Ceiling Fixture | Incandescent |  | Standard A Lamp | 1 | 60 | Bedroom | 246552 | Bedroom | 0.00028447
Ceiling Fixture | Incandescent |  | Standard A Lamp | 1 | 60 | Bedroom | 246553 | Bedroom | 0.00028447
Ceiling Fixture | Incandescent |  | Standard A Lamp | 1 | 60 | Kitchen | 246554 | Kitchen | 0.00028447
Ceiling Fixture | Incandescent |  | Standard A Lamp | 1 | 60 | Laundry Room | 246555 | Laundry Room | 0.00028447
Chandelier (Hanging) | Incandescent |  | Standard A Lamp | 1 | 60 | Living Room | 246556 | Living Room | 0.00028447
Ceiling Fixture | Compact Fluorescent |  | Twist | 1 | 15 | Bedroom | 246557 | Bedroom | 0.00028447
Ceiling Fixture | Incandescent |  | Standard A Lamp | 1 | 60 | Bathroom | 246558 | Bathroom | 0.00028447
Ceiling Fan | Compact Fluorescent |  | Twist | 3 | 15 | Master Bedroom | 246621 | Master Bedroom | 0.0005169
Table | Compact Fluorescent |  | Twist | 1 | 15 | Master Bedroom | 246621 | Master Bedroom | 0.0005169
Ceiling Fan | Compact Fluorescent |  | Circline (Screw Base) | 1 | 22 | Bedroom | 246622 | Bedroom | 0.0005169
Wall Mount | Incandescent |  | Standard A Lamp | 1 | 40 | Bedroom | 246622 | Bedroom | 0.0005169
Table | Incandescent |  | Standard A Lamp | 1 | 60 | Bedroom | 246622 | Bedroom | 0.0005169
Floor lamp | Incandescent |  | 3-Way Incandescent | 1 | 100 | Bedroom | 246622 | Bedroom | 0.0005169
Ceiling Fixture | Linear Fluorescent | 48 | T-12 | 1 | 40 | Laundry Room | 246623 | Laundry Room | 0.0005169
Table | Compact Fluorescent |  | Mini base | 3 | 7 | Living Room | 246624 | Living Room | 0.0005169
Wall Mount | Incandescent |  | Globe | 5 | 40 | Bathroom | 246625 | Bathroom | 0.0005169
Ceiling Fixture | Incandescent |  | Standard A Lamp | 1 | 60 | Closet | 246626 | Closet | 0.0005169
Ceiling Fixture | Incandescent |  | Standard A Lamp | 1 | 40 | Closet | 246627 | Closet | 0.0005169
Ceiling Fixture | Incandescent |  | Decorative | 2 | 40 | Hall | 246628 | Hall | 0.0005169
Chandelier (Hanging) | Compact Fluorescent |  | Mini base | 5 | 7 | Dining Room | 246629 | Dining Room | 0.0005169
Wall Mount | Incandescent |  | Mini base | 1 | 25 | Dining Room | 246629 | Dining Room | 0.0005169
Ceiling Fan | Incandescent |  | Standard A Lamp | 1 | 40 | Kitchen | 2466210 | Kitchen | 0.0005169
Ceiling Fixture | Linear Fluorescent | 48 | T-12 | 2 | 40 | Kitchen | 2466210 | Kitchen | 0.0005169
Ceiling Fixture | Compact Fluorescent |  | Mini base | 2 | 7 | Kitchen | 2466210 | Kitchen | 0.0005169
Ceiling Fixture | Compact Fluorescent |  | Twist | 2 | 15 | Hall | 2466211 | Hall | 0.0005169
Wall Mount | Compact Fluorescent |  | Twist | 5 | 15 | Bathroom | 2466212 | Bathroom | 0.0005169
Ceiling Fixture | Incandescent |  | Standard A Lamp | 1 | 40 | Bathroom | 2466212 | Bathroom | 0.0005169
Ceiling Fixture | Compact Fluorescent |  | Circline (Screw Base) | 1 | 22 | Office | 2466213 | Office | 0.0005169
Table | Incandescent |  | 3-Way Incandescent | 1 | 100 | Office | 2466213 | Office | 0.0005169
Wall Mount | Incandescent |  | Globe | 6 | 60 | Bathroom | 246711 | Bathroom | 0.0004784
Table | Incandescent |  | Decorative | 1 | 40 | Bathroom | 246711 | Bathroom | 0.0004784
Ceiling Fixture | Incandescent |  | Standard A Lamp | 2 | 60 | Master Bedroom | 246712 | Master Bedroom | 0.0004784
Ceiling Fixture | Incandescent |  | Standard A Lamp | 2 | 60 | Bathroom | 246713 | Bathroom | 0.0004784
Garage door opener | Incandescent |  | Standard A Lamp | 2 | 60 | Garage | 246714 | Garage | 0.0004784
Recessed Can | Compact Fluorescent |  | Reflector | 1 | 15 | Hall | 246715 | Hall | 0.0004784
Table | Incandescent |  | Standard A Lamp | 1 | 90 | Hall | 246715 | Hall | 0.0004784
Recessed Can | Compact Fluorescent |  | Reflector | 1 | 15 | Kitchen | 246716 | Kitchen | 0.0004784
Recessed Can | Incandescent |  | Reflector | 1 | 65 | Kitchen | 246716 | Kitchen | 0.0004784
Recessed Can | Incandescent |  | Reflector | 1 | 65 | Living Room | 246717 | Living Room | 0.0004784
Table | Incandescent |  | Standard A Lamp | 1 | 60 | Living Room | 246717 | Living Room | 0.0004784
Wall Mount | Incandescent |  | Globe | 7 | 60 | Bathroom | 246718 | Bathroom | 0.0004784
Recessed Can | Incandescent |  | Reflector | 1 | 65 | Bathroom | 246718 | Bathroom | 0.0004784
Recessed Can | Incandescent |  | Reflector | 1 | 65 | Master Bedroom | 246719 | Master Bedroom | 0.0004784
Table | Incandescent |  | Standard A Lamp | 2 | 60 | Master Bedroom | 246719 | Master Bedroom | 0.0004784
Ceiling Fixture | Incandescent |  | Standard A Lamp | 2 | 60 | Closet | 2467110 | Closet | 0.0004784
Wall Mount | Incandescent |  | Clear | 3 | 60 | Bathroom | 246721 | Bathroom | 0.00094081
Recessed Can | Incandescent |  | Heat Lamp | 1 | 250 | Bathroom | 246721 | Bathroom | 0.00094081
Wall Mount | Incandescent |  | Globe | 4 | 40 | Bathroom | 246722 | Bathroom | 0.00094081
Ceiling Fixture | Incandescent |  | Standard A Lamp | 3 | 60 | Office | 246723 | Office | 0.00094081
Track | Incandescent |  | Reflector | 3 | 50 | Office | 246723 | Office | 0.00094081
Table | Incandescent |  | Standard A Lamp | 1 | 60 | Office | 246723 | Office | 0.00094081
Ceiling Fixture | Compact Fluorescent |  | Twist | 2 | 15 | Family Room | 246724 | Family Room | 0.00094081
Architectural | Incandescent |  | Decorative | 1 | 25 | Family Room | 246724 | Family Room | 0.00094081
Ceiling Fixture | Linear Fluorescent | 48 | T-12 | 2 | 40 | Other | 246725 | Other | 0.00094081
Ceiling Fixture | Incandescent |  | Standard A Lamp | 1 | 60 | Other | 246725 | Other | 0.00094081
Wall Mount | Incandescent |  | Globe | 3 | 40 | Bathroom | 246726 | Bathroom | 0.00094081
Ceiling Fixture | Incandescent |  | Standard A Lamp | 2 | 60 | Bedroom | 246727 | Bedroom | 0.00094081
Table | Incandescent |  | Decorative | 1 | 40 | Bedroom | 246727 | Bedroom | 0.00094081
Ceiling Fixture | Linear Fluorescent | 48 | T-12 | 2 | 40 | Closet | 246728 | Closet | 0.00094081
Ceiling Fan | Incandescent |  | Standard A Lamp | 3 | 60 | Master Bedroom | 246729 | Master Bedroom | 0.00094081
Recessed Can | Incandescent |  | Reflector | 1 | 65 | Master Bedroom | 246729 | Master Bedroom | 0.00094081
Chandelier (Hanging) | Incandescent |  | Standard A Lamp | 5 | 60 | Dining Room | 2467210 | Dining Room | 0.00094081
Chandelier (Hanging) | Incandescent |  | Standard A Lamp | 3 | 60 | Kitchen | 2467211 | Kitchen | 0.00094081
Architectural | Incandescent |  | Standard A Lamp | 2 | 40 | Kitchen | 2467211 | Kitchen | 0.00094081
Recessed Can | Incandescent |  | Reflector | 1 | 65 | Kitchen | 2467211 | Kitchen | 0.00094081
Recessed Can | Incandescent |  | Reflector | 1 | 65 | Living Room | 2467212 | Living Room | 0.00094081
Floor lamp | Incandescent |  | 3-Way Incandescent | 1 | 100 | Living Room | 2467212 | Living Room | 0.00094081
Chandelier (Hanging) | Incandescent |  | Standard A Lamp | 1 | 60 | Hall | 2467213 | Hall | 0.00094081
Ceiling Fixture | Incandescent |  | Standard A Lamp | 2 | 60 | Hall | 2467213 | Hall | 0.00094081
Ceiling Fixture | Incandescent |  | Standard A Lamp | 3 | 60 | Laundry Room | 2467214 | Laundry Room | 0.00094081
Ceiling Fixture | Incandescent |  | Standard A Lamp | 2 | 60 | Bedroom | 2467215 | Bedroom | 0.00094081
Table | Incandescent |  | Standard A Lamp | 1 | 60 | Bedroom | 2467215 | Bedroom | 0.00094081
Ceiling Fixture | Compact Fluorescent |  | Twist | 2 | 23 | Bathroom | 246841 | Bathroom | 0.00047324
Ceiling Fixture | Incandescent |  | Standard A Lamp | 2 | 100 | Bathroom | 246842 | Bathroom | 0.00047324
Ceiling Fixture | Incandescent |  | Standard A Lamp | 1 | 100 | Bedroom | 246843 | Bedroom | 0.00047324
Ceiling Fixture | Compact Fluorescent |  | Twist | 2 | 13 | Bedroom | 246844 | Bedroom | 0.00047324
Ceiling Fixture | Compact Fluorescent |  | Twist | 2 | 13 | Bedroom | 246845 | Bedroom | 0.00047324
Floor lamp | Compact Fluorescent |  | Pin base | 1 | 27 | Bedroom | 246845 | Bedroom | 0.00047324
Ceiling Fixture | Compact Fluorescent |  | Twist | 3 | 13 | Dining Room | 246846 | Dining Room | 0.00047324
Ceiling Fixture | Compact Fluorescent |  | Twist | 1 | 13 | Hall | 246847 | Hall | 0.00047324
Ceiling Fixture | Compact Fluorescent |  | Twist | 1 | 13 | Family Room | 246848 | Family Room | 0.00047324
Ceiling Fixture | Compact Fluorescent |  | Twist | 1 | 27 | Other | 246849 | Other | 0.00047324
Ceiling Fixture | Compact Fluorescent |  | Twist | 1 | 13 | Hall | 2468410 | Hall | 0.00047324
Ceiling Fixture | Linear Fluorescent | 48 | T-8 | 4 | 32 | Kitchen | 2468411 | Kitchen | 0.00047324
Ceiling Fan | Incandescent |  | Standard A Lamp | 3 | 100 | Living Room | 2468412 | Living Room | 0.00047324
Table | Incandescent |  | Standard A Lamp | 1 | 100 | Living Room | 2468412 | Living Room | 0.00047324
Table | Compact Fluorescent |  | Twist | 1 | 23 | Living Room | 2468412 | Living Room | 0.00047324
Ceiling Fixture | Incandescent |  | Standard A Lamp | 1 | 60 | Other | 246861 | Other | 0.00028447
Ceiling Fixture | Compact Fluorescent |  | Twist | 1 | 15 | Bathroom | 246862 | Bathroom | 0.00028447
Wall Mount | Incandescent |  | Standard A Lamp | 1 | 40 | Bathroom | 246862 | Bathroom | 0.00028447
Ceiling Fixture | Incandescent |  | Standard A Lamp | 2 | 60 | Bedroom | 246863 | Bedroom | 0.00028447
Ceiling Fixture | Linear Fluorescent | 60 | T-8 | 2 | 40 | Hall | 246864 | Hall | 0.00028447
Ceiling Fixture | Linear Fluorescent | 60 | T-5 | 2 | 40 | Kitchen | 246865 | Kitchen | 0.00028447
Ceiling Fixture | Compact Fluorescent |  | Twist | 1 | 15 | Kitchen | 246865 | Kitchen | 0.00028447
Ceiling Fixture | Compact Fluorescent |  | Twist | 1 | 15 | Laundry Room | 246866 | Laundry Room | 0.00028447
Chandelier (Hanging) | Incandescent |  | Decorative | 5 | 40 | Living Room | 246867 | Living Room | 0.00028447
Floor lamp | Compact Fluorescent |  | A shape bulb | 1 | 15 | Living Room | 246867 | Living Room | 0.00028447
Ceiling Fixture | Incandescent |  | Standard A Lamp | 2 | 60 | Master Bedroom | 246868 | Master Bedroom | 0.00028447
Ceiling Fixture | Linear Fluorescent | 60 | T-5 | 2 | 40 | Office | 246869 | Office | 0.00028447
Ceiling Fixture | Incandescent |  | Standard A Lamp | 2 | 60 | Bedroom | 246891 | Bedroom | 0.00047324
Ceiling Fixture | Incandescent |  | Standard A Lamp | 2 | 60 | Bedroom | 246892 | Bedroom | 0.00047324
Chandelier (Hanging) | Incandescent |  | Standard A Lamp | 3 | 60 | Hall | 246893 | Hall | 0.00047324
Ceiling Fixture | Incandescent |  | Standard A Lamp | 2 | 60 | Living Room | 246894 | Living Room | 0.00047324
Chandelier (Hanging) | Incandescent |  | Clear | 5 | 60 | Dining Room | 246895 | Dining Room | 0.00047324
Ceiling Fixture | Linear Fluorescent | 48 | T-8 | 2 | 32 | Kitchen | 246896 | Kitchen | 0.00047324
Ceiling Fan | Incandescent |  | Clear | 2 | 60 | Living Room | 246897 | Living Room | 0.00047324
Table | Incandescent |  | Clear | 1 | 60 | Living Room | 246897 | Living Room | 0.00047324
Ceiling Fixture | Compact Fluorescent |  | Twist | 1 | 15 | Garage | 246898 | Garage | 0.00047324
Garage door opener | Incandescent |  | Standard A Lamp | 1 | 40 | Garage | 246898 | Garage | 0.00047324
Ceiling Fixture | Incandescent |  | Standard A Lamp | 2 | 60 | Bedroom | 246899 | Bedroom | 0.00047324
Ceiling Fan | Incandescent |  | Clear | 2 | 60 | Master Bedroom | 2468910 | Master Bedroom | 0.00047324
Table | Incandescent |  | Standard A Lamp | 1 | 60 | Master Bedroom | 2468910 | Master Bedroom | 0.00047324
Wall Mount | Incandescent |  | Clear | 4 | 100 | Bathroom | 2468911 | Bathroom | 0.00047324
Ceiling Fixture | Incandescent |  | Standard A Lamp | 2 | 75 | Bathroom | 2468911 | Bathroom | 0.00047324
Ceiling Fixture | Incandescent |  | Standard A Lamp | 1 | 75 | Closet | 2468912 | Closet | 0.00047324
Ceiling Fixture | Incandescent |  | Standard A Lamp | 2 | 60 | Hall | 2468913 | Hall | 0.00047324
Ceiling Fixture | Incandescent |  | Standard A Lamp | 2 | 60 | Laundry Room | 2468914 | Laundry Room | 0.00047324
Wall Mount | Incandescent |  | Clear | 3 | 40 | Bathroom | 2468915 | Bathroom | 0.00047324
Ceiling Fixture | Incandescent |  | Standard A Lamp | 2 | 75 | Family Room | 2468916 | Family Room | 0.00047324
Ceiling Fixture | Incandescent |  | Standard A Lamp | 1 | 60 | Other | 246961 | Other | 0.0005169
Wall Mount | Incandescent |  | Globe | 4 | 40 | Bathroom | 246962 | Bathroom | 0.0005169
Ceiling Fixture | Incandescent |  | Standard A Lamp | 1 | 60 | Bathroom | 246962 | Bathroom | 0.0005169
Ceiling Fixture | Incandescent |  | Standard A Lamp | 1 | 100 | Bedroom | 246963 | Bedroom | 0.0005169
Ceiling Fixture | Incandescent |  | Standard A Lamp | 2 | 60 | Bedroom | 246964 | Bedroom | 0.0005169
Ceiling Fixture | Incandescent |  | Standard A Lamp | 1 | 60 | Closet | 246965 | Closet | 0.0005169
Ceiling Fan | Incandescent |  | Standard A Lamp | 4 | 60 | Dining Room | 246966 | Dining Room | 0.0005169
Ceiling Fixture | Incandescent |  | Standard A Lamp | 1 | 100 | Hall | 246967 | Hall | 0.0005169
Recessed Can | Incandescent |  | Reflector | 1 | 65 | Kitchen | 246968 | Kitchen | 0.0005169
Architectural | Incandescent |  | Standard A Lamp | 1 | 40 | Kitchen | 246968 | Kitchen | 0.0005169
Ceiling Fixture | Incandescent |  | Standard A Lamp | 2 | 100 | Living Room | 246969 | Living Room | 0.0005169
Table | Incandescent |  | Standard A Lamp | 1 | 100 | Living Room | 246969 | Living Room | 0.0005169
Floor lamp | Incandescent |  | 3-Way Incandescent | 1 | 100 | Living Room | 246969 | Living Room | 0.0005169
Ceiling Fixture | Linear Fluorescent | 48 | T-12 | 4 | 40 | Bathroom | 246991 | Bathroom | 0.00028447
Ceiling Fixture | Incandescent |  | Standard A Lamp | 2 | 60 | Bedroom | 246992 | Bedroom | 0.00028447
Ceiling Fixture | Incandescent |  | Standard A Lamp | 1 | 60 | Laundry Room | 246993 | Laundry Room | 0.00028447
Ceiling Fixture | Incandescent |  | Standard A Lamp | 1 | 60 | Closet | 246994 | Closet | 0.00028447
Ceiling Fixture | Incandescent |  | Standard A Lamp | 1 | 75 | Hall | 246995 | Hall | 0.00028447
Ceiling Fixture | Incandescent |  | Standard A Lamp | 1 | 60 | Closet | 246996 | Closet | 0.00028447
Ceiling Fixture | Incandescent |  | Standard A Lamp | 2 | 60 | Bathroom | 246997 | Bathroom | 0.00028447
Wall Mount | Incandescent |  | Standard A Lamp | 1 | 60 | Bathroom | 246997 | Bathroom | 0.00028447
Ceiling Fan | Incandescent |  | Standard A Lamp | 2 | 65 | Bedroom | 246998 | Bedroom | 0.00028447
Ceiling Fan | Incandescent |  | Standard A Lamp | 1 | 60 | Dining Room | 246999 | Dining Room | 0.00028447
Wall Mount | Incandescent |  | Standard A Lamp | 1 | 60 | Hall | 2469910 | Hall | 0.00028447
Ceiling Fixture | Linear Fluorescent | 48 | T-12 | 2 | 40 | Kitchen | 2469911 | Kitchen | 0.00028447
Table | Incandescent |  | Standard A Lamp | 1 | 60 | Living Room | 2469912 | Living Room | 0.00028447
Ceiling Fixture | Compact Fluorescent |  | Twist | 1 | 15 | Bedroom | 247061 | Bedroom | 0.00040077
Table | Incandescent |  | Decorative | 1 | 25 | Bedroom | 247061 | Bedroom | 0.00040077
Table | Incandescent |  | Standard A Lamp | 1 | 60 | Bedroom | 247061 | Bedroom | 0.00040077
Ceiling Fixture | Incandescent |  | Standard A Lamp | 1 | 40 | Bathroom | 247062 | Bathroom | 0.00040077
Ceiling Fixture | Compact Fluorescent |  | Twist | 1 | 15 | Garage | 247063 | Garage | 0.00040077
Ceiling Fixture | Incandescent |  | Standard A Lamp | 1 | 40 | Kitchen | 247064 | Kitchen | 0.00040077
Ceiling Fixture | Compact Fluorescent |  | Twist | 1 | 15 | Kitchen | 247064 | Kitchen | 0.00040077
Ceiling Fixture | Incandescent |  | Standard A Lamp | 1 | 60 | Laundry Room | 247065 | Laundry Room | 0.00040077
Ceiling Fixture | Incandescent |  | Standard A Lamp | 2 | 40 | Living Room | 247066 | Living Room | 0.00040077
Track | Incandescent |  | Mini base | 3 | 25 | Living Room | 247066 | Living Room | 0.00040077
Ceiling Fixture | Incandescent |  | Standard A Lamp | 1 | 40 | Bedroom | 247067 | Bedroom | 0.00040077
Ceiling Fixture | Incandescent |  | Standard A Lamp | 1 | 40 | Bedroom | 247068 | Bedroom | 0.00040077
Table | Incandescent |  | Standard A Lamp | 1 | 60 | Bedroom | 247068 | Bedroom | 0.00040077
Ceiling Fixture | Incandescent |  | Standard A Lamp | 1 | 60 | Hall | 247069 | Hall | 0.00040077
Ceiling Fixture | Incandescent |  | Standard A Lamp | 1 | 40 | Other | 247131 | Other | 0.0004784
Ceiling Fixture | Incandescent |  | Standard A Lamp | 1 | 60 | Bedroom | 247132 | Bedroom | 0.0004784
Torchiere | Incandescent |  | Standard A Lamp | 1 | 150 | Bedroom | 247132 | Bedroom | 0.0004784
Wall Mount | Incandescent |  | Standard A Lamp | 2 | 60 | Bathroom | 247133 | Bathroom | 0.0004784
Ceiling Fan | Incandescent |  | Standard A Lamp | 1 | 60 | Bathroom | 247134 | Bathroom | 0.0004784
Chandelier (Hanging) | Compact Fluorescent |  | Twist | 1 | 15 | Dining Room | 247135 | Dining Room | 0.0004784
Table | Incandescent |  | Standard A Lamp | 2 | 60 | Dining Room | 247135 | Dining Room | 0.0004784
Wall Mount | Incandescent |  | Standard A Lamp | 1 | 75 | Dining Room | 247135 | Dining Room | 0.0004784
Recessed Can | Compact Fluorescent |  | Twist | 1 | 15 | Dining Room | 247135 | Dining Room | 0.0004784
Ceiling Fixture | Compact Fluorescent |  | Twist | 1 | 15 | Hall | 247136 | Hall | 0.0004784
Ceiling Fixture | Linear Fluorescent | 44 | T-12 | 2 | 32 | Garage | 247137 | Garage | 0.0004784
Ceiling Fixture | Incandescent |  | Heat Lamp | 1 | 150 | Garage | 247137 | Garage | 0.0004784
Ceiling Fixture | Incandescent |  | Standard A Lamp | 1 | 60 | Garage | 247137 | Garage | 0.0004784
Ceiling Fixture | Incandescent |  | Standard A Lamp | 1 | 60 | Hall | 247138 | Hall | 0.0004784
Track | Incandescent |  | Standard A Lamp | 1 | 75 | Kitchen | 247139 | Kitchen | 0.0004784
Track | Compact Fluorescent |  | Twist | 1 | 15 | Kitchen | 247139 | Kitchen | 0.0004784
Recessed Can | Compact Fluorescent |  | Twist | 1 | 15 | Kitchen | 247139 | Kitchen | 0.0004784
Table | Incandescent |  | Standard A Lamp | 1 | 60 | Living Room | 2471310 | Living Room | 0.0004784
Torchiere | Incandescent |  | Standard A Lamp | 1 | 60 | Living Room | 2471310 | Living Room | 0.0004784
Torchiere | Incandescent |  | Decorative | 1 | 40 | Living Room | 2471310 | Living Room | 0.0004784
Torchiere | Incandescent |  | Standard A Lamp | 3 | 40 | Living Room | 2471310 | Living Room | 0.0004784
Ceiling Fixture | Incandescent |  | Standard A Lamp | 2 | 40 | Master Bedroom | 2471311 | Master Bedroom | 0.0004784
Wall Mount | Incandescent |  | Standard A Lamp | 1 | 40 | Master Bedroom | 2471311 | Master Bedroom | 0.0004784
Table | Incandescent |  | Standard A Lamp | 1 | 40 | Master Bedroom | 2471311 | Master Bedroom | 0.0004784
Ceiling Fixture | Incandescent |  | Standard A Lamp | 2 | 60 | Other | 2471312 | Other | 0.0004784
Table | Incandescent |  | Standard A Lamp | 1 | 40 | Other | 2471312 | Other | 0.0004784
Ceiling Fixture | Incandescent |  | Mini base | 4 | 25 | Office | 2471313 | Office | 0.0004784
Table | Incandescent |  | Standard A Lamp | 1 | 60 | Office | 2471313 | Office | 0.0004784
Table | Compact Fluorescent |  | Twist | 1 | 15 | Office | 2471313 | Office | 0.0004784
Wall Mount | Incandescent |  | Standard A Lamp | 1 | 40 | Office | 2471313 | Office | 0.0004784
Table | Incandescent |  | Standard A Lamp | 1 | 60 | Other | 2471314 | Other | 0.0004784
Ceiling Fixture | Incandescent |  | Standard A Lamp | 2 | 25 | Other | 2471315 | Other | 0.0004784
Ceiling Fixture | Incandescent |  | Standard A Lamp | 1 | 25 | Other | 2471315 | Other | 0.0004784
Wall Mount | Incandescent |  | Globe | 6 | 40 | Bathroom | 247331 | Bathroom | 0.0010836
Recessed Can | Incandescent |  | Reflector | 1 | 65 | Hall | 247332 | Hall | 0.0010836
Recessed Can | Incandescent |  | Reflector | 1 | 65 | Dining Room | 247333 | Dining Room | 0.0010836
Wall Mount | Compact Fluorescent |  | A shape bulb | 1 | 22 | Garage | 247334 | Garage | 0.0010836
Recessed Can | Incandescent |  | Reflector | 1 | 65 | Hall | 247335 | Hall | 0.0010836
Recessed - other | Linear Fluorescent | 48 | T-12 | 2 | 40 | Kitchen | 247336 | Kitchen | 0.0010836
Table | Incandescent |  | 3-Way Incandescent | 1 | 150 | Living Room | 247337 | Living Room | 0.0010836
Wall Mount | Incandescent |  | Globe | 6 | 40 | Bathroom | 247338 | Bathroom | 0.0010836
Recessed Can | Incandescent |  | Reflector | 1 | 65 | Master Bedroom | 247339 | Master Bedroom | 0.0010836
Table | Incandescent |  | Standard A Lamp | 1 | 100 | Master Bedroom | 247339 | Master Bedroom | 0.0010836
Ceiling Fixture | Incandescent |  | Standard A Lamp | 1 | 60 | Bathroom | 247401 | Bathroom | 0.00052955
Wall Mount | Incandescent |  | Standard A Lamp | 1 | 60 | Bathroom | 247401 | Bathroom | 0.00052955
Ceiling Fixture | Incandescent |  | Standard A Lamp | 1 | 60 | Bathroom | 247402 | Bathroom | 0.00052955
Wall Mount | Incandescent |  | Standard A Lamp | 3 | 90 | Bathroom | 247402 | Bathroom | 0.00052955
Wall Mount | Incandescent |  | Clear | 3 | 25 | Bathroom | 247403 | Bathroom | 0.00052955
Ceiling Fixture | Incandescent |  | Standard A Lamp | 1 | 65 | Bathroom | 247403 | Bathroom | 0.00052955
Ceiling Fixture | Incandescent |  | Standard A Lamp | 3 | 60 | Bedroom | 247404 | Bedroom | 0.00052955
Table | Incandescent |  | Standard A Lamp | 1 | 40 | Bedroom | 247404 | Bedroom | 0.00052955
Ceiling Fixture | Incandescent |  | Standard A Lamp | 3 | 60 | Bedroom | 247405 | Bedroom | 0.00052955
Ceiling Fixture | Incandescent |  | Standard A Lamp | 1 | 65 | Hall | 247406 | Hall | 0.00052955
Track | Incandescent |  | Reflector | 6 | 75 | Family Room | 247407 | Family Room | 0.00052955
Recessed Can | Incandescent |  | Reflector | 1 | 75 | Family Room | 247407 | Family Room | 0.00052955
Garage door opener | Incandescent |  | Standard A Lamp | 1 | 60 | Garage | 247408 | Garage | 0.00052955
Ceiling Fixture | Incandescent |  | Standard A Lamp | 1 | 60 | Garage | 247408 | Garage | 0.00052955
Ceiling Fixture | Linear Fluorescent | 48 | T-8 | 2 | 32 | Laundry Room | 247409 | Laundry Room | 0.00052955
Ceiling Fixture | Linear Fluorescent | 48 | T-8 | 2 | 32 | Living Room | 2474010 | Living Room | 0.00052955
Ceiling Fixture | Incandescent |  | Standard A Lamp | 1 | 60 | Living Room | 2474010 | Living Room | 0.00052955
Ceiling Fixture | Compact Fluorescent |  | Globe | 2 | 28 | Living Room | 2474010 | Living Room | 0.00052955
Table | Compact Fluorescent |  | Twist | 1 | 22 | Living Room | 2474010 | Living Room | 0.00052955
Floor lamp | Compact Fluorescent |  | Twist | 1 | 22 | Living Room | 2474010 | Living Room | 0.00052955
Table | Incandescent |  | Standard A Lamp | 1 | 90 | Master Bedroom | 2474011 | Master Bedroom | 0.00052955
Chandelier (Hanging) | Incandescent |  | Mini base | 5 | 25 | Other | 2474012 | Other | 0.00052955
Ceiling Fixture | Incandescent |  | Standard A Lamp | 1 | 60 | Hall | 2474013 | Hall | 0.00052955
Ceiling Fixture | Incandescent |  | Standard A Lamp | 4 | 60 | Office | 2474014 | Office | 0.00052955
Ceiling Fixture | Compact Fluorescent |  | Twist | 2 | 22 | Bedroom | 247651 | Bedroom | 0.00028447
Ceiling Fixture | Linear Fluorescent | 96 | T-12 | 2 | 60 | Garage | 247652 | Garage | 0.00028447
Garage door opener | Incandescent |  | Standard A Lamp | 1 | 60 | Garage | 247652 | Garage | 0.00028447
Ceiling Fixture | Linear Fluorescent | 48 | T-12 | 2 | 40 | Dining Room | 247653 | Dining Room | 0.00028447
Ceiling Fixture | Compact Fluorescent |  | Twist | 1 | 22 | Other | 247654 | Other | 0.00028447
Ceiling Fixture | Compact Fluorescent |  | Twist | 1 | 22 | Hall | 247655 | Hall | 0.00028447
Ceiling Fixture | Linear Fluorescent | 48 | T-12 | 2 | 40 | Kitchen | 247656 | Kitchen | 0.00028447
Ceiling Fixture | Compact Fluorescent |  | Twist | 1 | 22 | Laundry Room | 247657 | Laundry Room | 0.00028447
Ceiling Fixture | Compact Fluorescent |  | Twist | 5 | 15 | Living Room | 247658 | Living Room | 0.00028447
Table | Compact Fluorescent |  | Twist | 1 | 15 | Living Room | 247658 | Living Room | 0.00028447
Ceiling Fixture | Compact Fluorescent |  | Twist | 2 | 15 | Master Bedroom | 247659 | Master Bedroom | 0.00028447
Ceiling Fixture | Compact Fluorescent |  | Twist | 1 | 22 | Closet | 2476510 | Closet | 0.00028447
Ceiling Fixture | Compact Fluorescent |  | Twist | 4 | 15 | Office | 2476511 | Office | 0.00028447
Wall Mount | Incandescent |  | Standard A Lamp | 1 | 60 | Bathroom | 247701 | Bathroom | 0.00094081
Table | Incandescent |  | Standard A Lamp | 1 | 60 | Bedroom | 247702 | Bedroom | 0.00094081
Ceiling Fixture | Incandescent |  | Standard A Lamp | 2 | 60 | Bedroom | 247703 | Bedroom | 0.00094081
Ceiling Fixture | Incandescent |  | Standard A Lamp | 2 | 60 | Bedroom | 247704 | Bedroom | 0.00094081
Table | Compact Fluorescent |  | Twist | 1 | 15 | Bedroom | 247704 | Bedroom | 0.00094081
Ceiling Fan | Incandescent |  | Standard A Lamp | 3 | 60 | Other | 247705 | Other | 0.00094081
Ceiling Fixture | Incandescent |  | Standard A Lamp | 1 | 75 | Garage | 247706 | Garage | 0.00094081
Garage door opener | Incandescent |  | Standard A Lamp | 1 | 60 | Garage | 247706 | Garage | 0.00094081
Ceiling Fixture | Incandescent |  | Standard A Lamp | 2 | 60 | Hall | 247707 | Hall | 0.00094081
Ceiling Fixture | Incandescent |  | Standard A Lamp | 2 | 60 | Hall | 247708 | Hall | 0.00094081
Ceiling Fixture | Incandescent |  | Standard A Lamp | 2 | 60 | Kitchen | 247709 | Kitchen | 0.00094081
Chandelier (Hanging) | Incandescent |  | Standard A Lamp | 4 | 60 | Kitchen | 247709 | Kitchen | 0.00094081
Ceiling Fixture | Incandescent |  | Standard A Lamp | 2 | 60 | Laundry Room | 2477010 | Laundry Room | 0.00094081
Ceiling Fan | Incandescent |  | Standard A Lamp | 3 | 60 | Living Room | 2477011 | Living Room | 0.00094081
Ceiling Fixture | Incandescent |  | Standard A Lamp | 1 | 60 | Living Room | 2477011 | Living Room | 0.00094081
Recessed Can | Incandescent |  | Reflector | 1 | 65 | Bathroom | 2477012 | Bathroom | 0.00094081
Wall Mount | Compact Fluorescent |  | Twist | 3 | 15 | Bathroom | 2477012 | Bathroom | 0.00094081
Ceiling Fan | Incandescent |  | Standard A Lamp | 3 | 60 | Master Bedroom | 2477013 | Master Bedroom | 0.00094081
Table | Incandescent |  | Standard A Lamp | 1 | 60 | Master Bedroom | 2477013 | Master Bedroom | 0.00094081
Table | Compact Fluorescent |  | Twist | 1 | 15 | Master Bedroom | 2477013 | Master Bedroom | 0.00094081
Ceiling Fixture | Incandescent |  | Standard A Lamp | 2 | 60 | Closet | 2477014 | Closet | 0.00094081
Wall Mount | Incandescent |  | Standard A Lamp | 1 | 60 | Hall | 2477015 | Hall | 0.00094081
Track | Incandescent |  | Reflector | 2 | 65 | Other | 247811 | Other | 0.0005169
Architectural | Incandescent |  | Standard A Lamp | 1 | 100 | Other | 247811 | Other | 0.0005169
Wall Mount | Linear Fluorescent | 36 | T-12 | 1 | 30 | Bathroom | 247812 | Bathroom | 0.0005169
Table | Incandescent |  | Standard A Lamp | 1 | 60 | Bedroom | 247813 | Bedroom | 0.0005169
Track | Incandescent |  | Reflector | 2 | 60 | Bedroom | 247813 | Bedroom | 0.0005169
Table | Incandescent |  | 3-Way Incandescent | 1 | 140 | Bedroom | 247814 | Bedroom | 0.0005169
Wall Mount | Incandescent |  | Standard A Lamp | 1 | 60 | Bedroom | 247814 | Bedroom | 0.0005169
Table | Incandescent |  | Decorative | 1 | 40 | Bedroom | 247814 | Bedroom | 0.0005169
Ceiling Fixture | Compact Fluorescent |  | Twist | 3 | 22 | Other | 247815 | Other | 0.0005169
Chandelier (Hanging) | Incandescent |  | Globe | 1 | 100 | Dining Room | 247816 | Dining Room | 0.0005169
Table | Incandescent |  | Heat Lamp | 1 | 150 | Other | 247817 | Other | 0.0005169
Floor lamp | Incandescent |  | 3-Way Incandescent | 1 | 100 | Other | 247817 | Other | 0.0005169
Recessed - other | Incandescent |  | Reflector | 1 | 65 | Other | 247817 | Other | 0.0005169
Recessed Can | Incandescent |  | Reflector | 1 | 65 | Dining Room | 247818 | Dining Room | 0.0005169
Low bay | Linear Fluorescent | 22 | T-8 | 2 | 32 | Bathroom | 247819 | Bathroom | 0.0005169
Ceiling Fixture | Incandescent |  | Decorative | 3 | 40 | Hall | 2478110 | Hall | 0.0005169
Ceiling Fan | Incandescent |  | Decorative | 10 | 40 | Hall | 2478110 | Hall | 0.0005169
Garage door opener | Incandescent |  | Standard A Lamp | 2 | 60 | Garage | 2478111 | Garage | 0.0005169
Ceiling Fixture | Incandescent |  | Standard A Lamp | 1 | 60 | Hall | 2478112 | Hall | 0.0005169
Track | Incandescent |  | Reflector | 2 | 65 | Hall | 2478112 | Hall | 0.0005169
Ceiling Fixture | Linear Fluorescent | 48 | T-12 | 2 | 20 | Kitchen | 2478113 | Kitchen | 0.0005169
Low bay | Linear Fluorescent | 16 | T-8 | 1 | 20 | Kitchen | 2478113 | Kitchen | 0.0005169
Recessed Can | Incandescent |  | Reflector | 1 | 65 | Laundry Room | 2478114 | Laundry Room | 0.0005169
Track | Halogen |  | PAR | 3 | 125 | Living Room | 2478115 | Living Room | 0.0005169
Table | Incandescent |  | 3-Way Incandescent | 1 | 150 | Living Room | 2478115 | Living Room | 0.0005169
Wall Mount | Linear Fluorescent | 48 | Fluorescent Other | 1 | 40 | Bathroom | 2478116 | Bathroom | 0.0005169
Recessed Can | Incandescent |  | Reflector | 1 | 65 | Bathroom | 2478116 | Bathroom | 0.0005169
High bay | Linear Fluorescent | 48 | T-12 | 2 | 40 | Hall | 2478117 | Hall | 0.0005169
Floor lamp | Incandescent |  | 3-Way Incandescent | 1 | 150 | Master Bedroom | 2478118 | Master Bedroom | 0.0005169
Other | Incandescent |  | Reflector | 1 | 50 | Master Bedroom | 2478118 | Master Bedroom | 0.0005169
Low bay | Linear Fluorescent | 30 | T-12 | 1 | 40 | Master Bedroom | 2478118 | Master Bedroom | 0.0005169
Table | Other |  |  | 2 | 40 | Office | 2478119 | Office | 0.0005169
Recessed - other | Incandescent |  | Reflector | 1 | 65 | Office | 2478119 | Office | 0.0005169
Table | Incandescent |  | 3-Way Incandescent | 1 | 150 | Office | 2478119 | Office | 0.0005169
Architectural | Incandescent |  | Standard A Lamp | 1 | 60 | Closet | 2478120 | Closet | 0.0005169
Architectural | Compact Fluorescent |  | Twist | 1 | 28 | Other | 2478121 | Other | 0.0005169
Track | Incandescent |  | Reflector | 2 | 65 | Other | 2478122 | Other | 0.0005169
Track | Incandescent |  | Reflector | 3 | 65 | Other | 2478122 | Other | 0.0005169
Wall Mount | Incandescent |  | Globe | 6 | 40 | Bathroom | 247851 | Bathroom | 0.00047324
Ceiling Fixture | Incandescent |  | Standard A Lamp | 1 | 65 | Bedroom | 247852 | Bedroom | 0.00047324
Ceiling Fixture | Incandescent |  | Standard A Lamp | 1 | 60 | Bedroom | 247853 | Bedroom | 0.00047324
Table | Compact Fluorescent |  | Twist | 1 | 22 | Bedroom | 247853 | Bedroom | 0.00047324
Ceiling Fixture | Incandescent |  | Standard A Lamp | 1 | 60 | Hall | 247854 | Hall | 0.00047324
Ceiling Fixture | Linear Fluorescent | 48 | T-12 | 4 | 40 | Kitchen | 247855 | Kitchen | 0.00047324
Floor lamp | Compact Fluorescent |  | Twist | 1 | 15 | Living Room | 247856 | Living Room | 0.00047324
Table | Compact Fluorescent |  | Twist | 1 | 22 | Living Room | 247856 | Living Room | 0.00047324
Ceiling Fixture | Compact Fluorescent |  | Twist | 2 | 22 | Living Room | 247856 | Living Room | 0.00047324
Wall Mount | Incandescent |  | Standard A Lamp | 3 | 40 | Bathroom | 247901 | Bathroom | 0.0005169
Wall Mount | Incandescent |  | Globe | 8 | 60 | Bathroom | 247902 | Bathroom | 0.0005169
Recessed Can | Incandescent |  | Heat Lamp | 1 | 125 | Bathroom | 247902 | Bathroom | 0.0005169
Ceiling Fixture | Incandescent |  | Reflector | 3 | 65 | Bedroom | 247903 | Bedroom | 0.0005169
Table | Incandescent |  | Standard A Lamp | 1 | 75 | Bedroom | 247903 | Bedroom | 0.0005169
Ceiling Fixture | Incandescent |  | Reflector | 3 | 65 | Bedroom | 247904 | Bedroom | 0.0005169
Recessed Can | Compact Fluorescent |  | Twist | 1 | 15 | Dining Room | 247905 | Dining Room | 0.0005169
Chandelier (Hanging) | Incandescent |  | Mini base | 10 | 25 | Hall | 247906 | Hall | 0.0005169
Table | Compact Fluorescent |  | Twist | 1 | 15 | Hall | 247906 | Hall | 0.0005169
Recessed - other | Incandescent |  | Reflector | 1 | 65 | Family Room | 247907 | Family Room | 0.0005169
Floor lamp | Compact Fluorescent |  | Twist | 2 | 22 | Family Room | 247907 | Family Room | 0.0005169
Chandelier (Hanging) | Incandescent |  | Mini base | 8 | 25 | Dining Room | 247908 | Dining Room | 0.0005169
Ceiling Fixture | Incandescent |  | Reflector | 3 | 65 | Living Room | 247909 | Living Room | 0.0005169
Ceiling Fixture | Compact Fluorescent |  | Twist | 1 | 15 | Garage | 2479010 | Garage | 0.0005169
Recessed Can | Compact Fluorescent |  | Twist | 1 | 15 | Kitchen | 2479011 | Kitchen | 0.0005169
Ceiling Fixture | Incandescent |  | Standard A Lamp | 2 | 40 | Laundry Room | 2479012 | Laundry Room | 0.0005169
Recessed Can | Compact Fluorescent |  | Twist | 1 | 15 | Living Room | 2479013 | Living Room | 0.0005169
Table | Incandescent |  | Standard A Lamp | 1 | 60 | Living Room | 2479013 | Living Room | 0.0005169
Ceiling Fixture | Compact Fluorescent |  | Twist | 1 | 15 | Bathroom | 2479014 | Bathroom | 0.0005169
Wall Mount | Incandescent |  | Globe | 8 | 60 | Bathroom | 2479015 | Bathroom | 0.0005169
Recessed Can | Incandescent |  | Heat Lamp | 1 | 125 | Bathroom | 2479015 | Bathroom | 0.0005169
Ceiling Fan | Compact Fluorescent |  | Twist | 4 | 22 | Master Bedroom | 2479016 | Master Bedroom | 0.0005169
Table | Incandescent |  | Standard A Lamp | 1 | 60 | Master Bedroom | 2479016 | Master Bedroom | 0.0005169
Ceiling Fixture | Incandescent |  | Standard A Lamp | 3 | 25 | Closet | 2479017 | Closet | 0.0005169
Ceiling Fixture | Incandescent |  | Reflector | 3 | 65 | Office | 2479018 | Office | 0.0005169
Ceiling Fixture | Incandescent |  | Reflector | 3 | 65 | Bedroom | 2479019 | Bedroom | 0.0005169
Ceiling Fixture | Incandescent |  | Reflector | 3 | 65 | Bedroom | 2479020 | Bedroom | 0.0005169
Wall Mount | Incandescent |  | Globe | 8 | 60 | Bathroom | 2479021 | Bathroom | 0.0005169
Ceiling Fixture | Compact Fluorescent |  | Twist | 1 | 15 | Hall | 2479022 | Hall | 0.0005169
Wall Mount | Compact Fluorescent |  | Twist | 2 | 13 | Bathroom | 247951 | Bathroom | 0.0005169
Ceiling Fixture | Incandescent |  | Standard A Lamp | 1 | 60 | Bathroom | 247951 | Bathroom | 0.0005169
Ceiling Fixture | Incandescent |  | Standard A Lamp | 1 | 60 | Bedroom | 247952 | Bedroom | 0.0005169
Ceiling Fixture | Compact Fluorescent |  | Twist | 1 | 13 | Bedroom | 247952 | Bedroom | 0.0005169
Floor lamp | Compact Fluorescent |  | Twist | 1 | 9 | Dining Room | 247953 | Dining Room | 0.0005169
Floor lamp | Compact Fluorescent |  | Twist | 1 | 23 | Dining Room | 247953 | Dining Room | 0.0005169
Ceiling Fan | Incandescent |  | Standard A Lamp | 3 | 60 | Dining Room | 247953 | Dining Room | 0.0005169
Recessed Can | Incandescent |  | Reflector | 1 | 50 | Family Room | 247954 | Family Room | 0.0005169
Floor lamp | Incandescent |  | Globe | 1 | 40 | Family Room | 247954 | Family Room | 0.0005169
Floor lamp | Compact Fluorescent |  | Twist | 1 | 23 | Family Room | 247954 | Family Room | 0.0005169
Ceiling Fixture | Linear Fluorescent | 48 | T-12 | 4 | 40 | Garage | 247955 | Garage | 0.0005169
Floor lamp | Incandescent |  | Decorative | 1 | 40 | Garage | 247955 | Garage | 0.0005169
Ceiling Fixture | Incandescent |  | Standard A Lamp | 1 | 60 | Garage | 247955 | Garage | 0.0005169
Ceiling Fixture | Incandescent |  | Standard A Lamp | 1 | 75 | Hall | 247956 | Hall | 0.0005169
Ceiling Fan | Incandescent |  | Standard A Lamp | 1 | 60 | Bedroom | 247957 | Bedroom | 0.0005169
Wall Mount | Incandescent |  | Decorative | 1 | 25 | Kitchen | 247958 | Kitchen | 0.0005169
Recessed Can | Incandescent |  | Reflector | 1 | 65 | Kitchen | 247958 | Kitchen | 0.0005169
Floor lamp | Compact Fluorescent |  | Twist | 1 | 13 | Living Room | 247959 | Living Room | 0.0005169
Floor lamp | Compact Fluorescent |  | Twist | 1 | 23 | Living Room | 247959 | Living Room | 0.0005169
Wall Mount | Incandescent |  | Standard A Lamp | 1 | 60 | Bathroom | 2479510 | Bathroom | 0.0005169
Ceiling Fan | Incandescent |  | Decorative | 6 | 40 | Master Bedroom | 2479511 | Master Bedroom | 0.0005169
Floor lamp | Halogen |  | PAR | 1 | 100 | Office | 2479512 | Office | 0.0005169
Floor lamp | Compact Fluorescent |  | Twist | 1 | 23 | Office | 2479512 | Office | 0.0005169
Recessed Can | Compact Fluorescent |  | Reflector | 1 | 22 | Closet | 2479513 | Closet | 0.0005169
Ceiling Fixture | Compact Fluorescent |  | Twist | 2 | 23 | Bedroom | 248071 | Bedroom | 0.0005169
Floor lamp | Compact Fluorescent |  | Twist | 1 | 23 | Bedroom | 248071 | Bedroom | 0.0005169
Ceiling Fixture | Incandescent |  | Standard A Lamp | 1 | 40 | Bedroom | 248072 | Bedroom | 0.0005169
Chandelier (Hanging) | Incandescent |  | Globe | 10 | 40 | Dining Room | 248073 | Dining Room | 0.0005169
Ceiling Fixture | Incandescent |  | Standard A Lamp | 1 | 40 | Family Room | 248074 | Family Room | 0.0005169
Floor lamp | Incandescent |  | Standard A Lamp | 1 | 60 | Family Room | 248074 | Family Room | 0.0005169
Ceiling Fixture | Compact Fluorescent |  | Twist | 1 | 23 | Garage | 248075 | Garage | 0.0005169
Wall Mount | Incandescent |  | Globe | 4 | 40 | Bathroom | 248076 | Bathroom | 0.0005169
Ceiling Fixture | Incandescent |  | Decorative | 2 | 60 | Hall | 248077 | Hall | 0.0005169
Ceiling Fixture | Incandescent |  | Standard A Lamp | 1 | 60 | Bedroom | 248078 | Bedroom | 0.0005169
Ceiling Fixture | Compact Fluorescent |  | Twist | 1 | 23 | Bedroom | 248078 | Bedroom | 0.0005169
Ceiling Fixture | Linear Fluorescent | 48 | T-12 | 2 | 40 | Kitchen | 248079 | Kitchen | 0.0005169
Recessed Can | Incandescent |  | Reflector | 1 | 75 | Kitchen | 248079 | Kitchen | 0.0005169
Ceiling Fixture | Incandescent |  | Standard A Lamp | 1 | 60 | Laundry Room | 2480710 | Laundry Room | 0.0005169
Torchiere | Incandescent |  | Globe | 5 | 40 | Living Room | 2480711 | Living Room | 0.0005169
Torchiere | Halogen |  | Quartz Tube | 1 | 100 | Living Room | 2480711 | Living Room | 0.0005169
Wall Mount | Incandescent |  | Globe | 7 | 60 | Bathroom | 2480712 | Bathroom | 0.0005169
Ceiling Fixture | Incandescent |  | Heat Lamp | 1 | 75 | Bathroom | 2480712 | Bathroom | 0.0005169
Ceiling Fixture | Incandescent |  | Standard A Lamp | 2 | 40 | Master Bedroom | 2480713 | Master Bedroom | 0.0005169
Floor lamp | Incandescent |  | Standard A Lamp | 1 | 60 | Master Bedroom | 2480713 | Master Bedroom | 0.0005169
Ceiling Fixture | Linear Fluorescent | 48 | T-12 | 2 | 40 | Closet | 2480714 | Closet | 0.0005169
Wall Mount | Incandescent |  | Globe | 1 | 60 | Hall | 2480715 | Hall | 0.0005169
Wall Mount | Compact Fluorescent |  | Globe | 4 | 23 | Bathroom | 2480716 | Bathroom | 0.0005169
Ceiling Fixture | Compact Fluorescent |  | Twist | 1 | 13 | Hall | 2480717 | Hall | 0.0005169
Wall Mount | Incandescent |  | Standard A Lamp | 6 | 60 | Bathroom | 248081 | Bathroom | 0.00094081
Wall Mount | Incandescent |  | Standard A Lamp | 1 | 60 | Bathroom | 248081 | Bathroom | 0.00094081
Ceiling Fixture | Incandescent |  | Standard A Lamp | 2 | 65 | Bedroom | 248082 | Bedroom | 0.00094081
Ceiling Fixture | Incandescent |  | Standard A Lamp | 1 | 100 | Dining Room | 248083 | Dining Room | 0.00094081
Floor lamp | Compact Fluorescent |  | Straight Tube | 1 | 28 | Dining Room | 248083 | Dining Room | 0.00094081
Ceiling Fixture | Linear Fluorescent | 96 | T-12 | 2 | 75 | Garage | 248084 | Garage | 0.00094081
Garage door opener | Incandescent |  | Standard A Lamp | 1 | 60 | Garage | 248084 | Garage | 0.00094081
Ceiling Fixture | Incandescent |  | Standard A Lamp | 2 | 60 | Hall | 248085 | Hall | 0.00094081
Ceiling Fixture | Compact Fluorescent |  | Twist | 1 | 20 | Hall | 248085 | Hall | 0.00094081
Ceiling Fixture | Linear Fluorescent | 24 | T-12 | 5 | 40 | Kitchen | 248086 | Kitchen | 0.00094081
Ceiling Fixture | Compact Fluorescent |  | Twist | 1 | 19 | Laundry Room | 248087 | Laundry Room | 0.00094081
Table | Incandescent |  | Standard A Lamp | 1 | 100 | Living Room | 248088 | Living Room | 0.00094081
Wall Mount | Incandescent |  | Standard A Lamp | 4 | 60 | Bathroom | 248089 | Bathroom | 0.00094081
Table | Incandescent |  | Standard A Lamp | 1 | 60 | Bedroom | 2480810 | Bedroom | 0.00094081
Table | Incandescent |  | Standard A Lamp | 1 | 100 | Bedroom | 2480810 | Bedroom | 0.00094081
Ceiling Fixture | Incandescent |  | Standard A Lamp | 3 | 60 | Bedroom | 2480810 | Bedroom | 0.00094081
Ceiling Fixture | Incandescent |  | Standard A Lamp | 2 | 75 | Office | 2480811 | Office | 0.00094081
Wall Mount | Compact Fluorescent |  | Twist | 3 | 15 | Bathroom | 248161 | Bathroom | 0.0005169
Ceiling Fixture | Compact Fluorescent |  | Circline (Screw Base) | 2 | 15 | Bathroom | 248161 | Bathroom | 0.0005169
Wall Mount | Incandescent |  | Standard A Lamp | 3 | 60 | Bathroom | 248162 | Bathroom | 0.0005169
Ceiling Fixture | Compact Fluorescent |  | Circline (Screw Base) | 1 | 16 | Bathroom | 248162 | Bathroom | 0.0005169
Ceiling Fixture | Compact Fluorescent |  | Twist | 2 | 15 | Bedroom | 248163 | Bedroom | 0.0005169
Table | Compact Fluorescent |  | Twist | 1 | 15 | Bedroom | 248163 | Bedroom | 0.0005169
Ceiling Fixture | Incandescent |  | Standard A Lamp | 3 | 60 | Bedroom | 248164 | Bedroom | 0.0005169
Table | Incandescent |  | Standard A Lamp | 1 | 60 | Bedroom | 248164 | Bedroom | 0.0005169
Table | Compact Fluorescent |  | Twist | 1 | 15 | Other | 248165 | Other | 0.0005169
Table | Incandescent |  | Standard A Lamp | 1 | 60 | Other | 248165 | Other | 0.0005169
Chandelier (Hanging) | Incandescent |  | Mini base | 6 | 25 | Dining Room | 248166 | Dining Room | 0.0005169
Architectural | Halogen |  | Quartz Tube | 1 | 20 | Dining Room | 248166 | Dining Room | 0.0005169
Garage door opener | Incandescent |  | Standard A Lamp | 1 | 60 | Garage | 248167 | Garage | 0.0005169
Ceiling Fixture | Incandescent |  | Mini base | 3 | 25 | Hall | 248168 | Hall | 0.0005169
Track | Halogen |  | MR | 10 | 20 | Kitchen | 248169 | Kitchen | 0.0005169
Ceiling Fixture | Compact Fluorescent |  | Twist | 2 | 15 | Laundry Room | 2481610 | Laundry Room | 0.0005169
Table | Compact Fluorescent |  | Twist | 1 | 15 | Living Room | 2481611 | Living Room | 0.0005169
Ceiling Fixture | Linear Fluorescent | 60 | T-8 | 2 | 32 | Other | 248221 | Other | 0.00028447
Ceiling Fixture | Incandescent |  | Standard A Lamp | 1 | 100 | Other | 248221 | Other | 0.00028447
Track | Incandescent |  | Globe | 8 | 65 | Bathroom | 248222 | Bathroom | 0.00028447
Track | Incandescent |  | Globe | 5 | 65 | Bathroom | 248223 | Bathroom | 0.00028447
Wall Mount | Incandescent |  | Standard A Lamp | 1 | 60 | Bathroom | 248223 | Bathroom | 0.00028447
Table | Incandescent |  | Standard A Lamp | 1 | 100 | Bedroom | 248224 | Bedroom | 0.00028447
Ceiling Fixture | Incandescent |  | Standard A Lamp | 2 | 100 | Bedroom | 248225 | Bedroom | 0.00028447
Table | Compact Fluorescent |  | Twist | 1 | 7 | Bedroom | 248225 | Bedroom | 0.00028447
Ceiling Fixture | Incandescent |  | Standard A Lamp | 2 | 60 | Bedroom | 248226 | Bedroom | 0.00028447
Table | Compact Fluorescent |  | Twist | 1 | 7 | Bedroom | 248226 | Bedroom | 0.00028447
Ceiling Fixture | Linear Fluorescent | 48 | T-8 | 2 | 32 | Dining Room | 248227 | Dining Room | 0.00028447
Wall Mount | Incandescent |  | Decorative | 1 | 65 | Hall | 248228 | Hall | 0.00028447
Ceiling Fixture | Linear Fluorescent | 60 | T-8 | 2 | 32 | Hall | 248229 | Hall | 0.00028447
Ceiling Fixture | Incandescent |  | Standard A Lamp | 2 | 60 | Hall | 248229 | Hall | 0.00028447
Ceiling Fixture | Linear Fluorescent | 48 | T-8 | 4 | 32 | Kitchen | 2482210 | Kitchen | 0.00028447
Chandelier (Hanging) | Compact Fluorescent |  | Twist | 3 | 15 | Kitchen | 2482210 | Kitchen | 0.00028447
Table | Compact Fluorescent |  | Twist | 1 | 22 | Living Room | 2482211 | Living Room | 0.00028447
Ceiling Fan | Incandescent |  | Standard A Lamp | 1 | 100 | Living Room | 2482211 | Living Room | 0.00028447
Ceiling Fixture | Incandescent |  | Heat Lamp | 2 | 250 | Bathroom | 248261 | Bathroom | 0.00040077
Wall Mount | Incandescent |  | Standard A Lamp | 5 | 60 | Bathroom | 248261 | Bathroom | 0.00040077
Ceiling Fixture | Linear Fluorescent | 48 | T-12 | 2 | 40 | Bathroom | 248262 | Bathroom | 0.00040077
Ceiling Fixture | Incandescent |  | Standard A Lamp | 2 | 60 | Bathroom | 248262 | Bathroom | 0.00040077
Wall Mount | Incandescent |  | Standard A Lamp | 4 | 100 | Bathroom | 248262 | Bathroom | 0.00040077
Ceiling Fixture | Incandescent |  | Standard A Lamp | 2 | 60 | Bedroom | 248263 | Bedroom | 0.00040077
Table | Incandescent |  | Standard A Lamp | 1 | 60 | Bedroom | 248263 | Bedroom | 0.00040077
Table | Incandescent |  | Standard A Lamp | 1 | 60 | Bedroom | 248264 | Bedroom | 0.00040077
Ceiling Fan | Incandescent |  | Decorative | 3 | 40 | Bedroom | 248264 | Bedroom | 0.00040077
Ceiling Fixture | Incandescent |  | Standard A Lamp | 2 | 60 | Other | 248265 | Other | 0.00040077
Table | Incandescent |  | Standard A Lamp | 1 | 60 | Other | 248265 | Other | 0.00040077
Floor lamp | Incandescent |  | Reflector | 3 | 50 | Other | 248265 | Other | 0.00040077
Ceiling Fan | Incandescent |  | Decorative | 2 | 40 | Family Room | 248266 | Family Room | 0.00040077
Table | Incandescent |  | Standard A Lamp | 1 | 100 | Family Room | 248266 | Family Room | 0.00040077
Ceiling Fixture | Linear Fluorescent | 48 | T-12 | 2 | 40 | Garage | 248267 | Garage | 0.00040077
Garage door opener | Incandescent |  | Standard A Lamp | 1 | 100 | Garage | 248267 | Garage | 0.00040077
Ceiling Fixture | Compact Fluorescent |  | Twist | 1 | 22 | Garage | 248267 | Garage | 0.00040077
Ceiling Fixture | Incandescent |  | Standard A Lamp | 2 | 60 | Hall | 248268 | Hall | 0.00040077
Table | Incandescent |  | Reflector | 1 | 60 | Kitchen | 248269 | Kitchen | 0.00040077
Ceiling Fixture | Linear Fluorescent | 48 | T-12 | 4 | 40 | Kitchen | 248269 | Kitchen | 0.00040077
Recessed - other | Incandescent |  | Standard A Lamp | 1 | 40 | Kitchen | 248269 | Kitchen | 0.00040077
Table | Incandescent |  | Standard A Lamp | 1 | 60 | Living Room | 2482610 | Living Room | 0.00040077
Ceiling Fixture | Compact Fluorescent |  | Twist | 2 | 22 | Bathroom | 248271 | Bathroom | 0.00028447
Wall Mount | Incandescent |  | Standard A Lamp | 3 | 40 | Bathroom | 248272 | Bathroom | 0.00028447
Wall Mount | Incandescent |  | Standard A Lamp | 3 | 40 | Bedroom | 248273 | Bedroom | 0.00028447
Recessed Can | Incandescent |  | Reflector | 1 | 40 | Bathroom | 248274 | Bathroom | 0.00028447
Ceiling Fixture | Incandescent |  | Standard A Lamp | 2 | 60 | Bedroom | 248275 | Bedroom | 0.00028447
Recessed Can | Incandescent |  | Reflector | 1 | 60 | Bedroom | 248276 | Bedroom | 0.00028447
Wall Mount | Incandescent |  | Standard A Lamp | 1 | 60 | Bedroom | 248276 | Bedroom | 0.00028447
Wall Mount | Incandescent |  | Standard A Lamp | 2 | 40 | Bedroom | 248276 | Bedroom | 0.00028447
Recessed Can | Incandescent |  | Reflector | 1 | 40 | Living Room | 248277 | Living Room | 0.00028447
Ceiling Fixture | Incandescent |  | Standard A Lamp | 1 | 40 | Living Room | 248277 | Living Room | 0.00028447
Wall Mount | Incandescent |  | Standard A Lamp | 1 | 40 | Hall | 248278 | Hall | 0.00028447
Recessed Can | Incandescent |  | Reflector | 1 | 60 | Other | 248279 | Other | 0.00028447
Recessed Can | Incandescent |  | Reflector | 1 | 60 | Dining Room | 2482710 | Dining Room | 0.00028447
Recessed Can | Incandescent |  | Reflector | 1 | 60 | Dining Room | 2482710 | Dining Room | 0.00028447
Recessed Can | Incandescent |  | Reflector | 1 | 60 | Dining Room | 2482710 | Dining Room | 0.00028447
Ceiling Fixture | Compact Fluorescent |  | Twist | 4 | 22 | Dining Room | 2482710 | Dining Room | 0.00028447
Table | Incandescent |  | Standard A Lamp | 1 | 60 | Dining Room | 2482710 | Dining Room | 0.00028447
Recessed Can | Incandescent |  | Reflector | 1 | 60 | Other | 2482711 | Other | 0.00028447
Wall Mount | Incandescent |  | Standard A Lamp | 2 | 60 | Other | 2482711 | Other | 0.00028447
Ceiling Fixture | Linear Fluorescent | 48 | T-8 | 4 | 40 | Other | 2482711 | Other | 0.00028447
Wall Mount | Incandescent |  | Standard A Lamp | 4 | 40 | Master Bedroom | 2482712 | Master Bedroom | 0.00028447
Wall Mount | Compact Fluorescent |  | Twist | 1 | 22 | Master Bedroom | 2482712 | Master Bedroom | 0.00028447
Table | Incandescent |  | Standard A Lamp | 1 | 60 | Master Bedroom | 2482712 | Master Bedroom | 0.00028447
Ceiling Fixture | Incandescent |  | Mini base | 6 | 40 | Master Bedroom | 2482712 | Master Bedroom | 0.00028447
Recessed Can | Incandescent |  | Reflector | 1 | 40 | Office | 2482713 | Office | 0.00028447
Ceiling Fixture | Incandescent |  | Standard A Lamp | 1 | 60 | Office | 2482714 | Office | 0.00028447
Recessed Can | Incandescent |  | Reflector | 1 | 40 | Other | 2482715 | Other | 0.00028447
Ceiling Fixture | Incandescent |  | Standard A Lamp | 1 | 60 | Other | 248331 | Other | 0.0030496
Ceiling Fixture | Incandescent |  | Reflector | 1 | 65 | Bathroom | 248332 | Bathroom | 0.0030496
Ceiling Fixture | Compact Fluorescent |  | Twist | 1 | 15 | Bathroom | 248333 | Bathroom | 0.0030496
Wall Mount | Compact Fluorescent |  | Twist | 2 | 15 | Bathroom | 248333 | Bathroom | 0.0030496
Ceiling Fixture | Incandescent |  | Standard A Lamp | 2 | 60 | Bedroom | 248334 | Bedroom | 0.0030496
Table | Incandescent |  | Standard A Lamp | 1 | 40 | Bedroom | 248334 | Bedroom | 0.0030496
Ceiling Fixture | Incandescent |  | Standard A Lamp | 1 | 60 | Bedroom | 248335 | Bedroom | 0.0030496
Table | Incandescent |  | Standard A Lamp | 1 | 40 | Bedroom | 248335 | Bedroom | 0.0030496
Ceiling Fixture | Incandescent |  | Standard A Lamp | 1 | 60 | Bedroom | 248336 | Bedroom | 0.0030496
Floor lamp | Incandescent |  | Standard A Lamp | 1 | 60 | Bedroom | 248336 | Bedroom | 0.0030496
Ceiling Fixture | Linear Fluorescent | 48 | T-12 | 2 | 40 | Garage | 248337 | Garage | 0.0030496
Ceiling Fixture | Incandescent |  | Standard A Lamp | 1 | 60 | Garage | 248337 | Garage | 0.0030496
Ceiling Fixture | Incandescent |  | Standard A Lamp | 1 | 60 | Hall | 248338 | Hall | 0.0030496
Recessed Can | Compact Fluorescent |  | Twist | 1 | 15 | Kitchen | 248339 | Kitchen | 0.0030496
Ceiling Fixture | Linear Fluorescent | 12 | T-12 | 1 | 15 | Kitchen | 248339 | Kitchen | 0.0030496
Recessed - other | Incandescent |  | Standard A Lamp | 2 | 40 | Kitchen | 248339 | Kitchen | 0.0030496
Ceiling Fixture | Incandescent |  | Standard A Lamp | 1 | 60 | Laundry Room | 2483310 | Laundry Room | 0.0030496
Ceiling Fixture | Compact Fluorescent |  | Twist | 2 | 15 | Living Room | 2483311 | Living Room | 0.0030496
Recessed Can | Incandescent |  | Reflector | 1 | 65 | Living Room | 2483311 | Living Room | 0.0030496
Table | Incandescent |  | Standard A Lamp | 1 | 60 | Living Room | 2483311 | Living Room | 0.0030496
Ceiling Fixture | Incandescent |  | Standard A Lamp | 2 | 65 | Bedroom | 248441 | Bedroom | 0.00094081
Wall Mount | Incandescent |  | Clear | 4 | 60 | Bathroom | 248442 | Bathroom | 0.00094081
Ceiling Fixture | Incandescent |  | Clear | 1 | 60 | Dining Room | 248443 | Dining Room | 0.00094081
Ceiling Fixture | Incandescent |  | Standard A Lamp | 1 | 60 | Hall | 248444 | Hall | 0.00094081
Ceiling Fixture | Linear Fluorescent | 48 | T-12 | 2 | 40 | Kitchen | 248445 | Kitchen | 0.00094081
Ceiling Fixture | Incandescent |  | Standard A Lamp | 2 | 60 | Laundry Room | 248446 | Laundry Room | 0.00094081
Ceiling Fixture | Incandescent |  | Standard A Lamp | 2 | 60 | Living Room | 248447 | Living Room | 0.00094081
Ceiling Fixture | Incandescent |  | Standard A Lamp | 2 | 60 | Bathroom | 248448 | Bathroom | 0.00094081
Table | Incandescent |  | Standard A Lamp | 1 | 60 | Bathroom | 248448 | Bathroom | 0.00094081
Wall Mount | Compact Fluorescent |  | Twist | 1 | 22 | Bathroom | 248501 | Bathroom | 0.00029634
Ceiling Fixture | Incandescent |  | Decorative | 1 | 75 | Bathroom | 248502 | Bathroom | 0.00029634
Ceiling Fixture | Incandescent |  | Decorative | 6 | 25 | Bedroom | 248503 | Bedroom | 0.00029634
Ceiling Fixture | Incandescent |  | Decorative | 6 | 25 | Bedroom | 248504 | Bedroom | 0.00029634
Ceiling Fixture | Incandescent |  | Standard A Lamp | 2 | 60 | Hall | 248505 | Hall | 0.00029634
Recessed - other | Incandescent |  | Standard A Lamp | 1 | 60 | Hall | 248506 | Hall | 0.00029634
Ceiling Fixture | Linear Fluorescent | 48 | T-8 | 4 | 32 | Kitchen | 248507 | Kitchen | 0.00029634
Ceiling Fixture | Compact Fluorescent |  | Twist | 1 | 15 | Kitchen | 248507 | Kitchen | 0.00029634
Ceiling Fixture | Incandescent |  | Standard A Lamp | 1 | 60 | Kitchen | 248507 | Kitchen | 0.00029634
Ceiling Fixture | Incandescent |  | Standard A Lamp | 2 | 40 | Laundry Room | 248508 | Laundry Room | 0.00029634
Floor lamp | Incandescent |  | 3-Way Incandescent | 1 | 100 | Living Room | 248509 | Living Room | 0.00029634
Ceiling Fan | Incandescent |  | Decorative | 5 | 60 | Living Room | 248509 | Living Room | 0.00029634
Recessed Can | Incandescent |  | Reflector | 1 | 65 | Living Room | 248509 | Living Room | 0.00029634
Ceiling Fixture | Incandescent |  | 3-Way Incandescent | 1 | 100 | Other | 2485010 | Other | 0.00029634
Chandelier (Hanging) | Incandescent |  | Clear | 5 | 60 | Living Room | 2485011 | Living Room | 0.00029634
Table | Incandescent |  | Decorative | 1 | 60 | Living Room | 2485011 | Living Room | 0.00029634
Table | Incandescent |  | Standard A Lamp | 1 | 300 | Living Room | 2485011 | Living Room | 0.00029634
Garage door opener | Incandescent |  | Standard A Lamp | 1 | 100 | Garage | 2485012 | Garage | 0.00029634
Ceiling Fixture | Incandescent |  | Clear | 1 | 60 | Garage | 2485012 | Garage | 0.00029634
Table | Incandescent |  | 3-Way Incandescent | 1 | 100 | Bedroom | 2485013 | Bedroom | 0.00029634
Ceiling Fixture | Incandescent |  | Standard A Lamp | 1 | 60 | Bedroom | 2485013 | Bedroom | 0.00029634
Ceiling Fixture | Compact Fluorescent |  | Twist | 1 | 22 | Bathroom | 248631 | Bathroom | 0.00094081
Ceiling Fixture | Compact Fluorescent |  | Twist | 2 | 15 | Bedroom | 248632 | Bedroom | 0.00094081
Ceiling Fixture | Compact Fluorescent |  | Twist | 1 | 22 | Hall | 248633 | Hall | 0.00094081
Ceiling Fixture | Incandescent |  | Globe | 5 | 60 | Kitchen | 248634 | Kitchen | 0.00094081
Ceiling Fixture | Incandescent |  | Standard A Lamp | 1 | 60 | Kitchen | 248635 | Kitchen | 0.00094081
Ceiling Fixture | Compact Fluorescent |  | Twist | 1 | 22 | Kitchen | 248635 | Kitchen | 0.00094081
Ceiling Fixture | Incandescent |  | Standard A Lamp | 1 | 100 | Laundry Room | 248636 | Laundry Room | 0.00094081
Ceiling Fixture | Compact Fluorescent |  | Twist | 5 | 15 | Living Room | 248637 | Living Room | 0.00094081
Floor lamp | Compact Fluorescent |  | Twist | 1 | 15 | Living Room | 248637 | Living Room | 0.00094081
Floor lamp | Incandescent |  | Standard A Lamp | 1 | 75 | Living Room | 248637 | Living Room | 0.00094081
Ceiling Fixture | Compact Fluorescent |  | Twist | 2 | 15 | Bathroom | 248638 | Bathroom | 0.00094081
Wall Mount | Compact Fluorescent |  | Twist | 2 | 15 | Bathroom | 248638 | Bathroom | 0.00094081
Ceiling Fixture | Incandescent |  | Standard A Lamp | 3 | 25 | Master Bedroom | 248639 | Master Bedroom | 0.00094081
Ceiling Fixture | Linear Fluorescent | 48 | Fluorescent Other | 2 | 32 | Garage | 2486310 | Garage | 0.00094081
Wall Mount | Compact Fluorescent |  | Twist | 1 | 15 | Hall | 2486311 | Hall | 0.00094081
Ceiling Fixture | Incandescent |  | Standard A Lamp | 1 | 60 | Bedroom | 2486312 | Bedroom | 0.00094081
Ceiling Fixture | Incandescent |  | Standard A Lamp | 1 | 60 | Hall | 2486313 | Hall | 0.00094081
Ceiling Fixture | Compact Fluorescent |  | Twist | 1 | 15 | Living Room | 2486314 | Living Room | 0.00094081
Floor lamp | Incandescent |  | Standard A Lamp | 1 | 40 | Living Room | 2486314 | Living Room | 0.00094081
Ceiling Fixture | Compact Fluorescent |  | Twist | 1 | 22 | Living Room | 2486314 | Living Room | 0.00094081
Chandelier (Hanging) | Incandescent |  | Decorative | 2 | 25 | Dining Room | 248661 | Dining Room | 0.0010836
Ceiling Fixture | Incandescent |  | Standard A Lamp | 1 | 60 | Hall | 248662 | Hall | 0.0010836
Ceiling Fixture | Linear Fluorescent | 48 | T-8 | 2 | 32 | Kitchen | 248663 | Kitchen | 0.0010836
Recessed Can | Compact Fluorescent |  | Reflector | 1 | 22 | Bathroom | 248664 | Bathroom | 0.0010836
Recessed Can | Compact Fluorescent |  | Reflector | 1 | 22 | Family Room | 248665 | Family Room | 0.0010836
Track | Halogen |  | MR | 5 | 30 | Laundry Room | 248666 | Laundry Room | 0.0010836
Floor lamp | Incandescent |  | Decorative | 1 | 25 | Living Room | 248667 | Living Room | 0.0010836
Recessed Can | Compact Fluorescent |  | Reflector | 1 | 22 | Bathroom | 248668 | Bathroom | 0.0010836
Wall Mount | Compact Fluorescent |  | A shape bulb | 2 | 15 | Bathroom | 248668 | Bathroom | 0.0010836
Table | Incandescent |  | Clear | 1 | 40 | Master Bedroom | 248669 | Master Bedroom | 0.0010836
Ceiling Fixture | Incandescent |  | Standard A Lamp | 2 | 60 | Master Bedroom | 248669 | Master Bedroom | 0.0010836
Wall Mount | Compact Fluorescent |  | A shape bulb | 2 | 15 | Bathroom | 2486610 | Bathroom | 0.0010836
Track | Halogen |  | MR | 3 | 25 | Hall | 2486611 | Hall | 0.0010836
Chandelier (Hanging) | Incandescent |  | Standard A Lamp | 2 | 60 | Bedroom | 2486612 | Bedroom | 0.0010836
Recessed Can | Compact Fluorescent |  | Reflector | 1 | 22 | Hall | 2486613 | Hall | 0.0010836
Ceiling Fan | Incandescent |  | Standard A Lamp | 2 | 60 | Bedroom | 2486614 | Bedroom | 0.0010836

## DPCache_MH Lighting Inventory (hidden)
LightingFixtureType | LightingLampCategory | LightingLampLength | LightingLampType | LightingLampsPerFixture | LightingWattsPerLamp | SiteID+room_it | RoomType | Weight
Ceiling Fan | Compact Fluorescent |  | Twist | 3 | 15 | 101551 | Bathroom | 0.00077542
Ceiling Fan | Incandescent |  | Standard A Lamp | 1 | 60 | 101552 | Bedroom | 0.00077542
Floor lamp | Incandescent |  | Standard A Lamp | 1 | 60 | 101553 | Bedroom | 0.00077542
Floor lamp | Halogen |  | Quartz Tube | 1 | 50 | 101553 | Bedroom | 0.00077542
Exterior | Incandescent |  | Standard A Lamp | 1 | 60 | 101554 | Other | 0.00077542
Ceiling Fixture | Incandescent |  | Standard A Lamp | 1 | 60 | 101555 | Hall | 0.00077542
Other | Compact Fluorescent |  | Twist | 1 | 15 | 101555 | Hall | 0.00077542
Ceiling Fixture | Compact Fluorescent |  | Twist | 1 | 15 | 101556 | Kitchen | 0.00077542
Ceiling Fixture | Compact Fluorescent |  | Twist | 3 | 15 | 101556 | Kitchen | 0.00077542
Recessed Can | Incandescent |  | Standard A Lamp | 2 | 40 | 101556 | Kitchen | 0.00077542
Ceiling Fan | Incandescent |  | Standard A Lamp | 1 | 60 | 101557 | Living Room | 0.00077542
Floor lamp | Compact Fluorescent |  | Twist | 1 | 15 | 101557 | Living Room | 0.00077542
Wall Mount | Compact Fluorescent |  | Twist | 1 | 15 | 101991 | Bathroom | 0.00043459
High bay | Incandescent |  | Standard A Lamp | 1 | 60 | 101991 | Bathroom | 0.00043459
Floor lamp | Compact Fluorescent |  | Twist | 2 | 15 | 101992 | Bedroom | 0.00043459
Ceiling Fixture | Incandescent |  | Standard A Lamp | 1 | 40 | 101993 | Hall | 0.00043459
Ceiling Fixture | Incandescent |  | Standard A Lamp | 2 | 60 | 101994 | Kitchen | 0.00043459
Floor lamp | Compact Fluorescent |  | Twist | 1 | 15 | 101995 | Living Room | 0.00043459
Table | Compact Fluorescent |  | Twist | 1 | 15 | 101996 | Master Bedroom | 0.00043459
Ceiling Fixture | Incandescent |  | Standard A Lamp | 1 | 60 | 101997 | Closet | 0.00043459
Ceiling Fixture | Incandescent |  | Standard A Lamp | 1 | 60 | 102571 | Bathroom | 0.00043459
Ceiling Fixture | Compact Fluorescent |  | Twist | 3 | 15 | 102572 | Bathroom | 0.00043459
Ceiling Fixture | Compact Fluorescent |  | Twist | 2 | 20 | 102573 | Bedroom | 0.00043459
Ceiling Fixture | Incandescent |  | Standard A Lamp | 2 | 60 | 102573 | Bedroom | 0.00043459
Table | Compact Fluorescent |  | Twist | 1 | 22 | 102573 | Bedroom | 0.00043459
Ceiling Fixture | Incandescent |  | Standard A Lamp | 2 | 60 | 102574 | Bedroom | 0.00043459
Table | Incandescent |  | Clear | 1 | 40 | 102574 | Bedroom | 0.00043459
Ceiling Fixture | Compact Fluorescent |  | Twist | 2 | 20 | 102575 | Bedroom | 0.00043459
Table | Compact Fluorescent |  | Twist | 1 | 15 | 102575 | Bedroom | 0.00043459
Ceiling Fixture | Incandescent |  | Standard A Lamp | 2 | 60 | 102576 | Hall | 0.00043459
Ceiling Fixture | Compact Fluorescent |  | Twist | 2 | 22 | 102577 | Kitchen | 0.00043459
Chandelier (Hanging) | Incandescent |  | Clear | 5 | 40 | 102577 | Kitchen | 0.00043459
Table | Linear Fluorescent | 18 | T-8 | 1 | 16 | 102577 | Kitchen | 0.00043459
Torchiere | Incandescent |  | 3-Way CFL | 1 | 100 | 102578 | Living Room | 0.00043459
Floor lamp | Compact Fluorescent |  | Straight Tube | 1 | 28 | 102578 | Living Room | 0.00043459
Table | Compact Fluorescent |  | Twist | 1 | 22 | 102578 | Living Room | 0.00043459
Wall Mount | Incandescent |  | Globe | 3 | 40 | 102578 | Living Room | 0.00043459
Ceiling Fixture | Compact Fluorescent |  | Twist | 2 | 15 | 103391 | Bathroom | 0.00043459
Ceiling Fixture | Compact Fluorescent |  | Twist | 1 | 15 | 103392 | Bathroom | 0.00043459
Ceiling Fixture | Compact Fluorescent |  | Twist | 2 | 15 | 103393 | Bedroom | 0.00043459
Ceiling Fixture | Compact Fluorescent |  | Pin base | 1 | 15 | 103394 | Hall | 0.00043459
Ceiling Fan | Compact Fluorescent |  | Twist | 4 | 15 | 103395 | Kitchen | 0.00043459
Ceiling Fixture | Compact Fluorescent |  | Twist | 1 | 15 | 103395 | Kitchen | 0.00043459
Floor lamp | Compact Fluorescent |  | Twist | 1 | 15 | 103396 | Living Room | 0.00043459
Ceiling Fixture | Compact Fluorescent |  | Twist | 2 | 15 | 103397 | Master Bedroom | 0.00043459
Wall Mount | Incandescent |  | Standard A Lamp | 4 | 60 | 104171 | Bathroom | 0.00077542
Ceiling Fixture | Incandescent |  | Standard A Lamp | 1 | 60 | 104171 | Bathroom | 0.00077542
Wall Mount | Incandescent |  | Standard A Lamp | 5 | 60 | 104172 | Bathroom | 0.00077542
Table | Incandescent |  | Standard A Lamp | 1 | 60 | 104173 | Bedroom | 0.00077542
Ceiling Fixture | Incandescent |  | Standard A Lamp | 1 | 60 | 104173 | Bedroom | 0.00077542
Chandelier (Hanging) | Incandescent |  | Decorative | 5 | 40 | 104173 | Bedroom | 0.00077542
Ceiling Fixture | Incandescent |  | Standard A Lamp | 1 | 60 | 104174 | Bedroom | 0.00077542
Table | Incandescent |  | Standard A Lamp | 1 | 60 | 104174 | Bedroom | 0.00077542
Ceiling Fixture | Incandescent |  | Standard A Lamp | 1 | 60 | 104175 | Bedroom | 0.00077542
Ceiling Fixture | Incandescent |  | Standard A Lamp | 1 | 60 | 104175 | Bedroom | 0.00077542
Exterior | Incandescent |  | Standard A Lamp | 1 | 60 | 104176 | Other | 0.00077542
Exterior | Other |  | High Pressure Sodium | 1 | 200 | 104176 | Other | 0.00077542
Ceiling Fixture | Linear Fluorescent | 48 | T-12 | 2 | 40 | 104177 | Garage | 0.00077542
Ceiling Fixture | Compact Fluorescent |  | Twist | 1 | 15 | 104178 | Hall | 0.00077542
Chandelier (Hanging) | Incandescent |  | Standard A Lamp | 3 | 60 | 104179 | Kitchen | 0.00077542
Ceiling Fixture | Linear Fluorescent | 48 | T-12 | 2 | 40 | 104179 | Kitchen | 0.00077542
Ceiling Fixture | Halogen |  | PAR | 3 | 50 | 104179 | Kitchen | 0.00077542
Ceiling Fixture | Compact Fluorescent |  | Twist | 1 | 15 | 1041710 | Laundry Room | 0.00077542
Table | Compact Fluorescent |  | Twist | 1 | 22 | 1041711 | Living Room | 0.00077542
Wall Mount | Incandescent |  | Standard A Lamp | 1 | 60 | 107321 | Bathroom | 0.00077542
Chandelier (Hanging) | Incandescent |  | Standard A Lamp | 2 | 40 | 107322 | Bathroom | 0.00077542
Ceiling Fan | Incandescent |  | Standard A Lamp | 3 | 60 | 107323 | Master Bedroom | 0.00077542
Table | Incandescent |  | Decorative | 1 | 40 | 107323 | Master Bedroom | 0.00077542
Ceiling Fixture | Compact Fluorescent |  | Twist | 1 | 22 | 107324 | Bedroom | 0.00077542
Wall Mount | Incandescent |  | Decorative | 1 | 40 | 107325 | Office | 0.00077542
Ceiling Fixture | Incandescent |  | Standard A Lamp | 1 | 60 | 107325 | Office | 0.00077542
Ceiling Fan | Incandescent |  | Decorative | 4 | 40 | 107326 | Dining Room | 0.00077542
Ceiling Fixture | Compact Fluorescent |  | Twist | 1 | 15 | 107327 | Hall | 0.00077542
Recessed Can | Linear Fluorescent | 48 | T-12 | 2 | 40 | 107328 | Kitchen | 0.00077542
Track | Incandescent |  | Standard A Lamp | 1 | 65 | 107328 | Kitchen | 0.00077542
Floor lamp | Incandescent |  | Standard A Lamp | 1 | 60 | 107329 | Living Room | 0.00077542
Other | Compact Fluorescent |  | Straight Tube | 1 | 15 | 107329 | Living Room | 0.00077542
Ceiling Fixture | Compact Fluorescent |  | Twist | 3 | 15 | 1073210 | Other | 0.00077542
Ceiling Fixture | Linear Fluorescent | 24 | T-12 | 1 | 20 | 1073211 | Other | 0.00077542
Table | Compact Fluorescent |  | Twist | 1 | 15 | 1073212 | Bedroom | 0.00077542
Wall Mount | Incandescent |  | Standard A Lamp | 1 | 60 | 107681 | Bathroom | 0.0042651
Ceiling Fan | Incandescent |  | Standard A Lamp | 2 | 60 | 107682 | Bedroom | 0.0042651
Ceiling Fan | Incandescent |  | Standard A Lamp | 2 | 60 | 107683 | Bedroom | 0.0042651
Ceiling Fixture | Incandescent |  | Standard A Lamp | 2 | 60 | 107684 | Bedroom | 0.0042651
Ceiling Fixture | Incandescent |  | Standard A Lamp | 1 | 75 | 107685 | Closet | 0.0042651
Ceiling Fan | Incandescent |  | Standard A Lamp | 4 | 60 | 107686 | Dining Room | 0.0042651
Table | Incandescent |  | Standard A Lamp | 1 | 60 | 107686 | Dining Room | 0.0042651
Ceiling Fixture | Incandescent |  | Standard A Lamp | 2 | 60 | 107687 | Hall | 0.0042651
Ceiling Fixture | Incandescent |  | Standard A Lamp | 2 | 60 | 107688 | Kitchen | 0.0042651
Ceiling Fixture | Compact Fluorescent |  | Twist | 1 | 15 | 107688 | Kitchen | 0.0042651
Ceiling Fixture | Incandescent |  | Standard A Lamp | 1 | 60 | 107689 | Laundry Room | 0.0042651
Floor lamp | Halogen |  | Quartz Tube | 1 | 100 | 1076810 | Living Room | 0.0042651
Floor lamp | Incandescent |  | Standard A Lamp | 1 | 60 | 1076810 | Living Room | 0.0042651
Table | Compact Fluorescent |  | Twist | 1 | 23 | 1076810 | Living Room | 0.0042651
Ceiling Fixture | Incandescent |  | Standard A Lamp | 1 | 60 | 1076811 | Bathroom | 0.0042651
Wall Mount | Incandescent |  | Standard A Lamp | 1 | 60 | 1076811 | Bathroom | 0.0042651
Wall Mount | Compact Fluorescent |  | Twist | 1 | 23 | 1076811 | Bathroom | 0.0042651
Ceiling Fan | Incandescent |  | Standard A Lamp | 4 | 60 | 1076812 | Master Bedroom | 0.0042651
Ceiling Fixture | Incandescent |  | Standard A Lamp | 1 | 60 | 1076813 | Closet | 0.0042651
Ceiling Fixture | Incandescent |  | Standard A Lamp | 2 | 40 | 108201 | Bedroom | 0.00077542
Ceiling Fan | Compact Fluorescent |  | Twist | 1 | 23 | 108202 | Family Room | 0.00077542
Floor lamp | Incandescent |  | 3-Way Incandescent | 1 | 150 | 108202 | Family Room | 0.00077542
Ceiling Fixture | Linear Fluorescent | 48 | T-12 | 2 | 32 | 108203 | Kitchen | 0.00077542
Ceiling Fixture | Compact Fluorescent |  | Circline (Screw Base) | 1 | 15 | 108203 | Kitchen | 0.00077542
Chandelier (Hanging) | Incandescent |  | Decorative | 8 | 40 | 108203 | Kitchen | 0.00077542
Track | Halogen |  | PAR | 2 | 50 | 108203 | Kitchen | 0.00077542
Ceiling Fixture | Incandescent |  | Standard A Lamp | 1 | 40 | 108203 | Kitchen | 0.00077542
Torchiere | Incandescent |  | Standard A Lamp | 3 | 60 | 108203 | Kitchen | 0.00077542
Wall Mount | Compact Fluorescent |  | Twist | 1 | 23 | 108203 | Kitchen | 0.00077542
Ceiling Fixture | Compact Fluorescent |  | Twist | 3 | 23 | 108204 | Laundry Room | 0.00077542
Wall Mount | Incandescent |  | Standard A Lamp | 4 | 60 | 108205 | Bathroom | 0.00077542
Ceiling Fixture | Compact Fluorescent |  | Twist | 1 | 13 | 108205 | Bathroom | 0.00077542
Wall Mount | Incandescent |  | Globe | 4 | 40 | 108206 | Bathroom | 0.00077542
Ceiling Fixture | Compact Fluorescent |  | Twist | 1 | 13 | 108206 | Bathroom | 0.00077542
Ceiling Fixture | Compact Fluorescent |  | Twist | 2 | 13 | 108207 | Master Bedroom | 0.00077542
Floor lamp | Incandescent |  | Decorative | 3 | 40 | 108207 | Master Bedroom | 0.00077542
Ceiling Fixture | Compact Fluorescent |  | Circline (Screw Base) | 1 | 15 | 108208 | Master Bedroom | 0.00077542
Ceiling Fixture | Compact Fluorescent |  | Twist | 1 | 13 | 108208 | Master Bedroom | 0.00077542
Floor lamp | Incandescent |  | Decorative | 3 | 40 | 108208 | Master Bedroom | 0.00077542
Torchiere | Incandescent |  | 3-Way Incandescent | 1 | 250 | 108209 | Office | 0.00077542
Ceiling Fixture | Linear Fluorescent | 48 | T-12 | 2 | 32 | 108209 | Office | 0.00077542
Floor lamp | Incandescent |  | 3-Way Incandescent | 1 | 150 | 108209 | Office | 0.00077542
Wall Mount | Compact Fluorescent |  | Twist | 1 | 15 | 111741 | Bathroom | 0.00043459
Ceiling Fixture | Incandescent |  | Standard A Lamp | 2 | 60 | 111742 | Bathroom | 0.00043459
Table | Compact Fluorescent |  | Twist | 1 | 22 | 111743 | Master Bedroom | 0.00043459
Wall Mount | Compact Fluorescent |  | Twist | 1 | 22 | 111743 | Master Bedroom | 0.00043459
Wall Mount | Incandescent |  | Standard A Lamp | 1 | 60 | 111744 | Bedroom | 0.00043459
Wall Mount | Incandescent |  | Decorative | 1 | 40 | 111745 | Hall | 0.00043459
Ceiling Fixture | Linear Fluorescent | 42 | T-12 | 2 | 20 | 111746 | Kitchen | 0.00043459
Ceiling Fan | Incandescent |  | Standard A Lamp | 1 | 100 | 111746 | Kitchen | 0.00043459
Table | Incandescent |  | Standard A Lamp | 1 | 100 | 111747 | Living Room | 0.00043459
Table | Incandescent |  | Standard A Lamp | 1 | 100 | 111748 | Office | 0.00043459
Wall Mount | Compact Fluorescent |  | Twist | 1 | 22 | 111748 | Office | 0.00043459
Ceiling Fixture | Linear Fluorescent | 42 | T-12 | 2 | 20 | 111749 | Other | 0.00043459
Ceiling Fixture | Incandescent |  | Standard A Lamp | 1 | 100 | 111749 | Other | 0.00043459
Ceiling Fixture | Incandescent |  | Standard A Lamp | 2 | 60 | 113141 | Bathroom | 0.00077542
Floor lamp | Incandescent |  | Standard A Lamp | 2 | 60 | 113142 | Family Room | 0.00077542
Chandelier (Hanging) | Incandescent |  | Standard A Lamp | 3 | 60 | 113142 | Family Room | 0.00077542
Ceiling Fixture | Linear Fluorescent | 48 | T-12 | 2 | 40 | 113143 | Kitchen | 0.00077542
Ceiling Fixture | Incandescent |  | Standard A Lamp | 1 | 40 | 113143 | Kitchen | 0.00077542
Wall Mount | Other |  | LED Interior | 1 | 1 | 113143 | Kitchen | 0.00077542
Ceiling Fixture | Incandescent |  | Standard A Lamp | 1 | 60 | 113144 | Laundry Room | 0.00077542
Floor lamp | Incandescent |  | Standard A Lamp | 3 | 60 | 113145 | Living Room | 0.00077542
Floor lamp | Incandescent |  | Standard A Lamp | 1 | 75 | 113145 | Living Room | 0.00077542
Floor lamp | Incandescent |  | 3-Way Incandescent | 1 | 150 | 113145 | Living Room | 0.00077542
Ceiling Fixture | Incandescent |  | Standard A Lamp | 3 | 60 | 113146 | Bathroom | 0.00077542
Ceiling Fixture | Compact Fluorescent |  | Twist | 1 | 13 | 113146 | Bathroom | 0.00077542
Ceiling Fixture | Compact Fluorescent |  | Twist | 1 | 15 | 113147 | Master Bedroom | 0.00077542
Floor lamp | Incandescent |  | Standard A Lamp | 1 | 60 | 113147 | Master Bedroom | 0.00077542
Floor lamp | Incandescent |  | Standard A Lamp | 1 | 60 | 113148 | Office | 0.00077542
Floor lamp | Incandescent |  | Standard A Lamp | 1 | 60 | 113149 | Bedroom | 0.00077542
Wall Mount | Incandescent |  | Globe | 6 | 40 | 113281 | Bathroom | 0.00043459
Ceiling Fixture | Incandescent |  | Standard A Lamp | 2 | 60 | 113281 | Bathroom | 0.00043459
Ceiling Fixture | Incandescent |  | Standard A Lamp | 2 | 60 | 113282 | Bedroom | 0.00043459
Table | Incandescent |  | Standard A Lamp | 1 | 60 | 113282 | Bedroom | 0.00043459
Table | Incandescent |  | 3-Way Incandescent | 1 | 75 | 113282 | Bedroom | 0.00043459
Ceiling Fixture | Incandescent |  | Standard A Lamp | 2 | 60 | 113283 | Dining Room | 0.00043459
Ceiling Fixture | Linear Fluorescent | 48 | T-12 | 2 | 40 | 113284 | Dining Room | 0.00043459
Ceiling Fixture | Linear Fluorescent | 48 | T-12 | 2 | 40 | 113285 | Garage | 0.00043459
Ceiling Fixture | Incandescent |  | Standard A Lamp | 2 | 60 | 113286 | Hall | 0.00043459
Ceiling Fixture | Linear Fluorescent | 48 | T-12 | 2 | 40 | 113287 | Kitchen | 0.00043459
Ceiling Fixture | Incandescent |  | Standard A Lamp | 2 | 60 | 113287 | Kitchen | 0.00043459
Architectural | Incandescent |  | Clear | 1 | 40 | 113287 | Kitchen | 0.00043459
Table | Incandescent |  | Standard A Lamp | 1 | 60 | 113288 | Living Room | 0.00043459
Table | Incandescent |  | 3-Way Incandescent | 1 | 100 | 113288 | Living Room | 0.00043459
Table | Incandescent |  | 3-Way Incandescent | 1 | 75 | 113288 | Living Room | 0.00043459
Wall Mount | Incandescent |  | Globe | 6 | 40 | 113289 | Bathroom | 0.00043459
Chandelier (Hanging) | Compact Fluorescent |  | Twist | 2 | 15 | 113289 | Bathroom | 0.00043459
Ceiling Fan | Incandescent |  | Standard A Lamp | 1 | 60 | 1132810 | Master Bedroom | 0.00043459
Table | Incandescent |  | Standard A Lamp | 1 | 75 | 1132810 | Master Bedroom | 0.00043459
Table | Compact Fluorescent |  | Twist | 1 | 15 | 1132810 | Master Bedroom | 0.00043459
Ceiling Fixture | Compact Fluorescent |  | Twist | 1 | 15 | 1132811 | Closet | 0.00043459
Ceiling Fixture | Incandescent |  | Standard A Lamp | 2 | 60 | 1132812 | Other | 0.00043459
Ceiling Fixture | Incandescent |  | Clear | 4 | 60 | 1132812 | Other | 0.00043459
Table | Incandescent |  | Clear | 1 | 25 | 1132812 | Other | 0.00043459
Ceiling Fixture | Incandescent |  | Standard A Lamp | 2 | 60 | 1132813 | Other | 0.00043459
Ceiling Fixture | Halogen |  | Twist | 2 | 15 | 113901 | Bathroom | 0.00043459
Wall Mount | Linear Fluorescent | 48 | T-8 | 2 | 32 | 113901 | Bathroom | 0.00043459
Chandelier (Hanging) | Incandescent |  | Standard A Lamp | 5 | 100 | 113902 | Dining Room | 0.00043459
Table | Compact Fluorescent |  | Twist | 1 | 15 | 113902 | Dining Room | 0.00043459
Ceiling Fixture | Compact Fluorescent |  | Twist | 2 | 15 | 113903 | Hall | 0.00043459
Ceiling Fixture | Linear Fluorescent | 48 | T-8 | 2 | 32 | 113904 | Kitchen | 0.00043459
Ceiling Fixture | Incandescent |  | Standard A Lamp | 2 | 40 | 113904 | Kitchen | 0.00043459
Table | Incandescent |  | Standard A Lamp | 1 | 100 | 113905 | Living Room | 0.00043459
Architectural | Incandescent |  | Clear | 1 | 25 | 113905 | Living Room | 0.00043459
Wall Mount | Linear Fluorescent | 48 | T-8 | 2 | 32 | 113906 | Bathroom | 0.00043459
Table | Incandescent |  | Standard A Lamp | 2 | 40 | 113906 | Bathroom | 0.00043459
Ceiling Fixture | Compact Fluorescent |  | A shape bulb | 2 | 15 | 113906 | Bathroom | 0.00043459
Ceiling Fixture | Compact Fluorescent |  | Twist | 2 | 15 | 113907 | Master Bedroom | 0.00043459
Table | Incandescent |  | Clear | 1 | 40 | 113907 | Master Bedroom | 0.00043459
Ceiling Fixture | Compact Fluorescent |  | Twist | 2 | 15 | 113908 | Office | 0.00043459
Table | Compact Fluorescent |  | Twist | 3 | 15 | 113908 | Office | 0.00043459
Table | Compact Fluorescent |  | Other | 1 | 15 | 113908 | Office | 0.00043459
Ceiling Fixture | Compact Fluorescent |  | Twist | 3 | 15 | 113909 | Office | 0.00043459
Floor lamp | Compact Fluorescent |  | Twist | 3 | 22 | 113909 | Office | 0.00043459
Table | Compact Fluorescent |  | Straight Tube | 1 | 28 | 113909 | Office | 0.00043459
Table | Compact Fluorescent |  | Twist | 1 | 15 | 113909 | Office | 0.00043459
Ceiling Fixture | Compact Fluorescent |  | Twist | 2 | 15 | 1139010 | Laundry Room | 0.00043459
Ceiling Fixture | Incandescent |  | Standard A Lamp | 1 | 60 | 114981 | Bathroom | 0.00043459
Ceiling Fixture | Incandescent |  | Standard A Lamp | 2 | 60 | 114982 | Bedroom | 0.00043459
Ceiling Fixture | Incandescent |  | Standard A Lamp | 1 | 60 | 114983 | Bedroom | 0.00043459
Ceiling Fixture | Compact Fluorescent |  | Twist | 2 | 15 | 114984 | Hall | 0.00043459
Ceiling Fixture | Linear Fluorescent | 42 | T-8 | 2 | 32 | 114985 | Kitchen | 0.00043459
Table | Compact Fluorescent |  | Twist | 1 | 22 | 114985 | Kitchen | 0.00043459
Chandelier (Hanging) | Incandescent |  | Standard A Lamp | 4 | 60 | 114985 | Kitchen | 0.00043459
Table | Compact Fluorescent |  | Twist | 1 | 22 | 114985 | Kitchen | 0.00043459
Ceiling Fixture | Compact Fluorescent |  | Twist | 1 | 15 | 114986 | Laundry Room | 0.00043459
Floor lamp | Compact Fluorescent |  | Twist | 1 | 20 | 114987 | Living Room | 0.00043459
Floor lamp | Compact Fluorescent |  | Twist | 3 | 15 | 114987 | Living Room | 0.00043459
Wall Mount | Incandescent |  | Standard A Lamp | 2 | 60 | 114988 | Bathroom | 0.00043459
Chandelier (Hanging) | Incandescent |  | Standard A Lamp | 1 | 60 | 114988 | Bathroom | 0.00043459
Ceiling Fixture | Incandescent |  | Standard A Lamp | 2 | 60 | 114989 | Master Bedroom | 0.00043459
Wall Mount | Incandescent |  | Standard A Lamp | 1 | 60 | 114989 | Master Bedroom | 0.00043459
Table | Incandescent |  | Standard A Lamp | 1 | 60 | 114989 | Master Bedroom | 0.00043459
Ceiling Fixture | Incandescent |  | Standard A Lamp | 1 | 60 | 1149810 | Closet | 0.00043459
Ceiling Fixture | Incandescent |  | Standard A Lamp | 1 | 40 | 1149811 | Closet | 0.00043459
Wall Mount | Incandescent |  | Standard A Lamp | 1 | 60 | 1149812 | Other | 0.00043459
Wall Mount | Incandescent |  | Clear | 4 | 60 | 115181 | Bathroom | 0.00043459
Ceiling Fixture | Incandescent |  | Standard A Lamp | 2 | 60 | 115181 | Bathroom | 0.00043459
Wall Mount | Incandescent |  | Globe | 4 | 60 | 115182 | Bathroom | 0.00043459
Ceiling Fixture | Compact Fluorescent |  | Pin base | 1 | 36 | 115182 | Bathroom | 0.00043459
Table | Incandescent |  | Standard A Lamp | 1 | 60 | 115183 | Bedroom | 0.00043459
Floor lamp | Incandescent |  | 3-Way Incandescent | 1 | 150 | 115183 | Bedroom | 0.00043459
Chandelier (Hanging) | Incandescent |  | Mini base | 5 | 36 | 115184 | Dining Room | 0.00043459
Garage door opener | Incandescent |  | Standard A Lamp | 1 | 60 | 115185 | Garage | 0.00043459
Ceiling Fixture | Linear Fluorescent | 48 | T-12 | 2 | 40 | 115185 | Garage | 0.00043459
Wall Mount | Compact Fluorescent |  | Twist | 1 | 15 | 115185 | Garage | 0.00043459
Ceiling Fixture | Linear Fluorescent | 18 | T-8 | 1 | 16 | 115186 | Kitchen | 0.00043459
Ceiling Fixture | Linear Fluorescent | 48 | T-8 | 4 | 32 | 115186 | Kitchen | 0.00043459
Ceiling Fixture | Incandescent |  | Standard A Lamp | 1 | 60 | 115186 | Kitchen | 0.00043459
Table | Incandescent |  | Standard A Lamp | 1 | 40 | 115187 | Living Room | 0.00043459
Architectural | Incandescent |  | Decorative | 2 | 60 | 115188 | Master Bedroom | 0.00043459
Table | Incandescent |  | Standard A Lamp | 1 | 60 | 115188 | Master Bedroom | 0.00043459
Ceiling Fixture | Incandescent |  | Standard A Lamp | 1 | 65 | 115189 | Closet | 0.00043459
Floor lamp | Incandescent |  | Standard A Lamp | 1 | 75 | 1151810 | Office | 0.00043459
Table | Linear Fluorescent | 18 | T-8 | 1 | 16 | 1151810 | Office | 0.00043459
Ceiling Fixture | Compact Fluorescent |  | Circline (Screw Base) | 1 | 36 | 1151811 | Laundry Room | 0.00043459
Ceiling Fixture | Incandescent |  | Standard A Lamp | 1 | 60 | 115581 | Bathroom | 0.00077542
Wall Mount | Incandescent |  | Standard A Lamp | 2 | 40 | 115581 | Bathroom | 0.00077542
Ceiling Fixture | Incandescent |  | Standard A Lamp | 2 | 60 | 115582 | Bedroom | 0.00077542
Floor lamp | Halogen |  | Quartz Tube | 1 | 75 | 115582 | Bedroom | 0.00077542
Ceiling Fixture | Incandescent |  | Standard A Lamp | 2 | 60 | 115583 | Master Bedroom | 0.00077542
Ceiling Fixture | Compact Fluorescent |  | Twist | 1 | 15 | 115584 | Hall | 0.00077542
Ceiling Fan | Incandescent |  | Standard A Lamp | 4 | 75 | 115585 | Kitchen | 0.00077542
Architectural | Incandescent |  | Standard A Lamp | 2 | 60 | 115585 | Kitchen | 0.00077542
Architectural | Compact Fluorescent |  | Twist | 1 | 15 | 115585 | Kitchen | 0.00077542
Table | Compact Fluorescent |  | Twist | 3 | 15 | 115586 | Living Room | 0.00077542
Table | Incandescent |  | Standard A Lamp | 1 | 60 | 115586 | Living Room | 0.00077542
Table | Incandescent |  | Reflector | 1 | 50 | 115586 | Living Room | 0.00077542
Ceiling Fixture | Incandescent |  | Standard A Lamp | 1 | 60 | 115586 | Living Room | 0.00077542
Table | Compact Fluorescent |  | Straight Tube | 1 | 22 | 115586 | Living Room | 0.00077542
Wall Mount | Incandescent |  | Decorative | 2 | 40 | 116121 | Bathroom | 0.0056382
Wall Mount | Incandescent |  | Globe | 6 | 40 | 116121 | Bathroom | 0.0056382
Ceiling Fixture | Incandescent |  | Heat Lamp | 1 | 250 | 116121 | Bathroom | 0.0056382
Ceiling Fan | Incandescent |  | Standard A Lamp | 3 | 60 | 116122 | Bedroom | 0.0056382
Ceiling Fixture | Incandescent |  | Clear | 2 | 60 | 116123 | Bedroom | 0.0056382
Ceiling Fixture | Incandescent |  | Standard A Lamp | 3 | 60 | 116124 | Closet | 0.0056382
Floor lamp | Compact Fluorescent |  | Twist | 1 | 13 | 116125 | Dining Room | 0.0056382
Chandelier (Hanging) | Incandescent |  | Decorative | 4 | 60 | 116125 | Dining Room | 0.0056382
Floor lamp | Incandescent |  | Standard A Lamp | 3 | 60 | 116125 | Dining Room | 0.0056382
Floor lamp | Compact Fluorescent |  | Twist | 1 | 26 | 116126 | Family Room | 0.0056382
Table | Incandescent |  | 3-Way Incandescent | 1 | 100 | 116126 | Family Room | 0.0056382
Ceiling Fixture | Linear Fluorescent | 48 | T-12 | 2 | 40 | 116127 | Kitchen | 0.0056382
Chandelier (Hanging) | Compact Fluorescent |  | Straight Tube | 1 | 13 | 116127 | Kitchen | 0.0056382
Ceiling Fan | Incandescent |  | Standard A Lamp | 4 | 60 | 116127 | Kitchen | 0.0056382
Other | Incandescent |  | Standard A Lamp | 1 | 60 | 116127 | Kitchen | 0.0056382
Ceiling Fixture | Incandescent |  | Standard A Lamp | 1 | 60 | 116128 | Laundry Room | 0.0056382
Floor lamp | Incandescent |  | 3-Way Incandescent | 1 | 100 | 116129 | Living Room | 0.0056382
Ceiling Fan | Incandescent |  | Decorative | 4 | 25 | 1161210 | Master Bedroom | 0.0056382
Table | Incandescent |  | Standard A Lamp | 1 | 40 | 1161210 | Master Bedroom | 0.0056382
Ceiling Fixture | Incandescent |  | Standard A Lamp | 1 | 40 | 116271 | Bathroom | 0.00043459
Ceiling Fixture | Incandescent |  | Standard A Lamp | 1 | 60 | 116272 | Bedroom | 0.00043459
Ceiling Fixture | Incandescent |  | Standard A Lamp | 1 | 60 | 116273 | Bedroom | 0.00043459
Ceiling Fixture | Incandescent |  | Standard A Lamp | 1 | 60 | 116274 | Bedroom | 0.00043459
Ceiling Fixture | Incandescent |  | Standard A Lamp | 1 | 60 | 116275 | Hall | 0.00043459
Ceiling Fixture | Incandescent |  | Standard A Lamp | 1 | 60 | 116276 | Kitchen | 0.00043459
Ceiling Fixture | Linear Fluorescent | 48 | T-12 | 2 | 40 | 116276 | Kitchen | 0.00043459
Floor lamp | Incandescent |  | 3-Way Incandescent | 2 | 100 | 116277 | Family Room | 0.00043459
Ceiling Fixture | Incandescent |  | Standard A Lamp | 2 | 60 | 116278 | Master Bedroom | 0.00043459
Ceiling Fixture | Compact Fluorescent |  | Twist | 1 | 13 | 116711 | Laundry Room | 0.0056382
Ceiling Fixture | Compact Fluorescent |  | Twist | 1 | 13 | 116712 | Bathroom | 0.0056382
Table | Compact Fluorescent |  | Twist | 1 | 13 | 116713 | Bedroom | 0.0056382
Ceiling Fixture | Compact Fluorescent |  | Twist | 1 | 13 | 116714 | Bathroom | 0.0056382
Wall Mount | Compact Fluorescent |  | Twist | 1 | 13 | 116714 | Bathroom | 0.0056382
Table | Compact Fluorescent |  | Twist | 1 | 23 | 116715 | Office | 0.0056382
Ceiling Fixture | Compact Fluorescent |  | Twist | 1 | 13 | 116716 | Kitchen | 0.0056382
Ceiling Fixture | Compact Fluorescent |  | Twist | 1 | 13 | 116717 | Dining Room | 0.0056382
Table | Compact Fluorescent |  | Twist | 1 | 13 | 116718 | Living Room | 0.0056382
Table | Compact Fluorescent |  | Twist | 1 | 13 | 116719 | Bathroom | 0.0056382
Table | Compact Fluorescent |  | Twist | 1 | 13 | 1167110 | Bedroom | 0.0056382
Ceiling Fixture | Compact Fluorescent |  | Twist | 2 | 22 | 118541 | Bedroom | 0.0056382
Floor lamp | Compact Fluorescent |  | Twist | 4 | 22 | 118541 | Bedroom | 0.0056382
Ceiling Fixture | Halogen |  | MR | 3 | 35 | 118542 | Hall | 0.0056382
Ceiling Fixture | Linear Fluorescent | 48 | T-8 | 4 | 32 | 118543 | Garage | 0.0056382
Garage door opener | Incandescent |  | Standard A Lamp | 1 | 60 | 118543 | Garage | 0.0056382
Wall Mount | Incandescent |  | Standard A Lamp | 1 | 100 | 118543 | Garage | 0.0056382
Ceiling Fixture | Compact Fluorescent |  | Twist | 2 | 22 | 118544 | Master Bedroom | 0.0056382
Table | Linear Fluorescent | 48 | Fluorescent Unknown | 1 | 32 | 118544 | Master Bedroom | 0.0056382
Wall Mount | Compact Fluorescent |  | Twist | 2 | 22 | 118545 | Bathroom | 0.0056382
Ceiling Fixture | Compact Fluorescent |  | Twist | 2 | 15 | 118546 | Hall | 0.0056382
Wall Mount | Incandescent |  | Standard A Lamp | 4 | 60 | 118547 | Bathroom | 0.0056382
Wall Mount | Linear Fluorescent | 48 | Fluorescent Other | 1 | 27 | 118547 | Bathroom | 0.0056382
Table | Incandescent |  | 3-Way Incandescent | 1 | 70 | 118548 | Living Room | 0.0056382
Table | Compact Fluorescent |  | Twist | 1 | 22 | 118548 | Living Room | 0.0056382
Ceiling Fan | Compact Fluorescent |  | Twist | 4 | 22 | 118549 | Dining Room | 0.0056382
Ceiling Fixture | Halogen |  | MR | 3 | 35 | 1185410 | Kitchen | 0.0056382
Track | Halogen |  | MR | 4 | 35 | 1185410 | Kitchen | 0.0056382
Ceiling Fixture | Compact Fluorescent |  | Twist | 1 | 22 | 1185411 | Closet | 0.0056382
Wall Mount | Incandescent |  | Standard A Lamp | 3 | 60 | 118611 | Bathroom | 0.00043459
Ceiling Fixture | Incandescent |  | Standard A Lamp | 2 | 60 | 118612 | Bedroom | 0.00043459
Table | Compact Fluorescent |  | Twist | 1 | 15 | 118612 | Bedroom | 0.00043459
Chandelier (Hanging) | Incandescent |  | Standard A Lamp | 3 | 60 | 118613 | Dining Room | 0.00043459
Ceiling Fixture | Incandescent |  | Standard A Lamp | 2 | 60 | 118614 | Hall | 0.00043459
Table | Incandescent |  | Standard A Lamp | 1 | 100 | 118614 | Hall | 0.00043459
Ceiling Fixture | Halogen |  | PAR | 1 | 75 | 118615 | Family Room | 0.00043459
Floor lamp | Compact Fluorescent |  | Straight Tube | 1 | 28 | 118615 | Family Room | 0.00043459
Ceiling Fixture | Linear Fluorescent | 48 | T-12 | 2 | 42 | 118616 | Garage | 0.00043459
Wall Mount | Incandescent |  | Standard A Lamp | 1 | 60 | 118616 | Garage | 0.00043459
Ceiling Fixture | Incandescent |  | Standard A Lamp | 1 | 75 | 118616 | Garage | 0.00043459
Garage door opener | Incandescent |  | Standard A Lamp | 1 | 40 | 118616 | Garage | 0.00043459
Ceiling Fixture | Incandescent |  | Standard A Lamp | 2 | 65 | 118617 | Hall | 0.00043459
Ceiling Fixture | Linear Fluorescent | 48 | T-8 | 2 | 32 | 118618 | Kitchen | 0.00043459
Chandelier (Hanging) | Compact Fluorescent |  | Pin base | 1 | 28 | 118618 | Kitchen | 0.00043459
Table | Compact Fluorescent |  | A shape bulb | 1 | 7 | 118618 | Kitchen | 0.00043459
Architectural | Halogen |  | PAR | 2 | 50 | 118618 | Kitchen | 0.00043459
Table | Incandescent |  | 3-Way Incandescent | 1 | 100 | 118619 | Living Room | 0.00043459
Floor lamp | Compact Fluorescent |  | Straight Tube | 1 | 22 | 118619 | Living Room | 0.00043459
Wall Mount | Compact Fluorescent |  | Twist | 3 | 15 | 1186110 | Bathroom | 0.00043459
Table | Compact Fluorescent |  | A shape bulb | 1 | 7 | 1186110 | Bathroom | 0.00043459
Table | Incandescent |  | Decorative | 2 | 25 | 1186111 | Master Bedroom | 0.00043459
Ceiling Fan | Incandescent |  | Standard A Lamp | 2 | 60 | 1186111 | Master Bedroom | 0.00043459
Ceiling Fixture | Compact Fluorescent |  | Twist | 1 | 15 | 1186112 | Closet | 0.00043459
Ceiling Fixture | Incandescent |  | Standard A Lamp | 2 | 65 | 1186113 | Office | 0.00043459
Table | Incandescent |  | Standard A Lamp | 1 | 25 | 1186113 | Office | 0.00043459
Table | Compact Fluorescent |  | Twist | 1 | 22 | 1186113 | Office | 0.00043459
Table | Halogen |  | Quartz Tube | 1 | 50 | 1186113 | Office | 0.00043459
Ceiling Fixture | Linear Fluorescent | 48 | T-8 | 2 | 32 | 1186114 | Laundry Room | 0.00043459
Ceiling Fixture | Linear Fluorescent | 48 | T-12 | 2 | 40 | 119901 | Bathroom | 0.00077542
Ceiling Fixture | Linear Fluorescent | 24 | T-12 | 2 | 20 | 119901 | Bathroom | 0.00077542
Recessed Can | Compact Fluorescent |  | Reflector | 1 | 15 | 119901 | Bathroom | 0.00077542
Ceiling Fixture | Linear Fluorescent | 48 | T-12 | 2 | 40 | 119902 | Bathroom | 0.00077542
Recessed Can | Incandescent |  | Reflector | 1 | 60 | 119902 | Bathroom | 0.00077542
Ceiling Fixture | Incandescent |  | Standard A Lamp | 2 | 60 | 119903 | Bedroom | 0.00077542
Ceiling Fixture | Compact Fluorescent |  | Twist | 1 | 22 | 119903 | Bedroom | 0.00077542
Table | Incandescent |  | Standard A Lamp | 1 | 60 | 119904 | Bedroom | 0.00077542
Track | Halogen |  | PAR | 3 | 50 | 119905 | Closet | 0.00077542
Chandelier (Hanging) | Incandescent |  | Decorative | 5 | 60 | 119906 | Dining Room | 0.00077542
Ceiling Fixture | Incandescent |  | Globe | 2 | 60 | 119906 | Dining Room | 0.00077542
Ceiling Fixture | Linear Fluorescent | 48 | T-8 | 2 | 32 | 119907 | Garage | 0.00077542
Garage door opener | Incandescent |  | Standard A Lamp | 2 | 60 | 119907 | Garage | 0.00077542
Ceiling Fixture | Incandescent |  | Standard A Lamp | 1 | 60 | 119907 | Garage | 0.00077542
Ceiling Fixture | Incandescent |  | Standard A Lamp | 1 | 60 | 119907 | Garage | 0.00077542
Ceiling Fixture | Incandescent |  | Standard A Lamp | 1 | 60 | 119908 | Hall | 0.00077542
Ceiling Fixture | Linear Fluorescent | 48 | T-12 | 2 | 40 | 119909 | Kitchen | 0.00077542
Recessed - other | Incandescent |  | Standard A Lamp | 1 | 40 | 119909 | Kitchen | 0.00077542
Ceiling Fixture | Incandescent |  | Standard A Lamp | 1 | 60 | 1199010 | Laundry Room | 0.00077542
Table | Compact Fluorescent |  | Twist | 1 | 22 | 1199011 | Living Room | 0.00077542
Recessed Can | Incandescent |  | Reflector | 1 | 60 | 1199011 | Living Room | 0.00077542
Ceiling Fixture | Incandescent |  | Standard A Lamp | 2 | 60 | 1199012 | Office | 0.00077542
Ceiling Fixture | Incandescent |  | Standard A Lamp | 1 | 60 | 121391 | Bathroom | 0.00043459
Ceiling Fixture | Incandescent |  | Decorative | 1 | 60 | 121392 | Bathroom | 0.00043459
Ceiling Fixture | Compact Fluorescent |  | Twist | 3 | 15 | 121393 | Bedroom | 0.00043459
Chandelier (Hanging) | Incandescent |  | Decorative | 5 | 40 | 121394 | Dining Room | 0.00043459
Table | Incandescent |  | Standard A Lamp | 1 | 100 | 121395 | Family Room | 0.00043459
Ceiling Fixture | Incandescent |  | Standard A Lamp | 1 | 100 | 121396 | Garage | 0.00043459
Wall Mount | Compact Fluorescent |  | Twist | 1 | 15 | 121396 | Garage | 0.00043459
Ceiling Fixture | Incandescent |  | Standard A Lamp | 1 | 60 | 121397 | Hall | 0.00043459
Ceiling Fixture | Incandescent |  | Standard A Lamp | 1 | 100 | 121398 | Kitchen | 0.00043459
Ceiling Fixture | Incandescent |  | Standard A Lamp | 2 | 60 | 121399 | Laundry Room | 0.00043459
Table | Incandescent |  | Standard A Lamp | 1 | 100 | 1213910 | Living Room | 0.00043459
Ceiling Fixture | Compact Fluorescent |  | Twist | 1 | 15 | 1213911 | Bathroom | 0.00043459
Floor lamp | Incandescent |  | Standard A Lamp | 1 | 60 | 1213912 | Master Bedroom | 0.00043459
Ceiling Fixture | Compact Fluorescent |  | Twist | 1 | 15 | 1213913 | Closet | 0.00043459
Ceiling Fixture | Incandescent |  | Standard A Lamp | 1 | 60 | 122621 | Bathroom | 0.00043459
Wall Mount | Incandescent |  | Standard A Lamp | 2 | 60 | 122622 | Bathroom | 0.00043459
Ceiling Fixture | Incandescent |  | Standard A Lamp | 1 | 60 | 122623 | Bedroom | 0.00043459
Ceiling Fixture | Incandescent |  | Standard A Lamp | 1 | 60 | 122624 | Hall | 0.00043459
Ceiling Fan | Incandescent |  | Standard A Lamp | 2 | 60 | 122625 | Kitchen | 0.00043459
Ceiling Fixture | Incandescent |  | Standard A Lamp | 1 | 60 | 122625 | Kitchen | 0.00043459
Ceiling Fixture | Compact Fluorescent |  | Twist | 1 | 15 | 122626 | Living Room | 0.00043459
Ceiling Fixture | Incandescent |  | Standard A Lamp | 2 | 60 | 122627 | Master Bedroom | 0.00043459
Ceiling Fixture | Incandescent |  | Standard A Lamp | 2 | 60 | 122851 | Bathroom | 0.00043459
Ceiling Fixture | Incandescent |  | Standard A Lamp | 1 | 60 | 122852 | Bedroom | 0.00043459
Ceiling Fixture | Incandescent |  | Standard A Lamp | 2 | 60 | 122853 | Bedroom | 0.00043459
Ceiling Fixture | Linear Fluorescent | 42 | T-8 | 1 | 32 | 122854 | Kitchen | 0.00043459
Track | Incandescent |  | Reflector | 4 | 25 | 122855 | Living Room | 0.00043459
Table | Incandescent |  | Standard A Lamp | 1 | 100 | 122855 | Living Room | 0.00043459
Ceiling Fixture | Incandescent |  | Standard A Lamp | 2 | 60 | 122856 | Bedroom | 0.00043459
Ceiling Fixture | Incandescent |  | Standard A Lamp | 2 | 60 | 122857 | Master Bedroom | 0.00043459
Table | Incandescent |  | Decorative | 2 | 40 | 122857 | Master Bedroom | 0.00043459
Torchiere | Incandescent |  | Standard A Lamp | 2 | 60 | 122857 | Master Bedroom | 0.00043459
Ceiling Fixture | Incandescent |  | Standard A Lamp | 1 | 60 | 122858 | Closet | 0.00043459
Ceiling Fixture | Incandescent |  | Standard A Lamp | 2 | 60 | 122859 | Hall | 0.00043459
Other | Incandescent |  | Standard A Lamp | 1 | 90 | 1228510 | Other | 0.00043459
Wall Mount | Incandescent |  | Standard A Lamp | 1 | 40 | 123971 | Bathroom | 0.00043459
Ceiling Fixture | Linear Fluorescent | 42 | T-8 | 2 | 32 | 123972 | Bedroom | 0.00043459
Ceiling Fixture | Linear Fluorescent | 42 | T-8 | 2 | 32 | 123973 | Hall | 0.00043459
Ceiling Fan | Incandescent |  | Standard A Lamp | 4 | 90 | 123974 | Kitchen | 0.00043459
Table | Incandescent |  | Standard A Lamp | 1 | 60 | 123975 | Living Room | 0.00043459
Chandelier (Hanging) | Incandescent |  | Globe | 5 | 40 | 123976 | Master Bedroom | 0.00043459
Table | Incandescent |  | Standard A Lamp | 1 | 100 | 123976 | Master Bedroom | 0.00043459
Ceiling Fixture | Linear Fluorescent | 42 | T-12 | 2 | 40 | 123977 | Other | 0.00043459
Wall Mount | Compact Fluorescent |  | A shape bulb | 4 | 15 | 124811 | Bathroom | 0.00043459
Table | Compact Fluorescent |  | Twist | 1 | 15 | 124812 | Bedroom | 0.00043459
Table | Incandescent |  | Mini base | 3 | 60 | 124812 | Bedroom | 0.00043459
Recessed Can | Incandescent |  | Standard A Lamp | 1 | 75 | 124813 | Closet | 0.00043459
Ceiling Fixture | Incandescent |  | Standard A Lamp | 1 | 75 | 124814 | Dining Room | 0.00043459
Ceiling Fixture | Incandescent |  | Standard A Lamp | 2 | 75 | 124815 | Hall | 0.00043459
Ceiling Fixture | Compact Fluorescent |  | Twist | 2 | 15 | 124816 | Hall | 0.00043459
Ceiling Fixture | Linear Fluorescent | 48 | T-8 | 2 | 32 | 124817 | Kitchen | 0.00043459
Architectural | Compact Fluorescent |  | Twist | 1 | 15 | 124817 | Kitchen | 0.00043459
Ceiling Fixture | Incandescent |  | Standard A Lamp | 1 | 40 | 124818 | Laundry Room | 0.00043459
Table | Compact Fluorescent |  | Twist | 1 | 15 | 124819 | Living Room | 0.00043459
Wall Mount | Incandescent |  | Globe | 2 | 60 | 1248110 | Bathroom | 0.00043459
Wall Mount | Compact Fluorescent |  | A shape bulb | 2 | 15 | 1248110 | Bathroom | 0.00043459
Table | Compact Fluorescent |  | Twist | 1 | 15 | 1248111 | Master Bedroom | 0.00043459
Recessed Can | Incandescent |  | Reflector | 1 | 75 | 1248112 | Office | 0.00043459
Torchiere | Compact Fluorescent |  | Twist | 1 | 15 | 1248112 | Office | 0.00043459
Table | Incandescent |  | Mini base | 1 | 60 | 1248112 | Office | 0.00043459
Wall Mount | Incandescent |  | Globe | 4 | 40 | 125841 | Bathroom | 0.00077542
Ceiling Fixture | Incandescent |  | Standard A Lamp | 1 | 60 | 125841 | Bathroom | 0.00077542
Ceiling Fixture | Incandescent |  | Standard A Lamp | 1 | 60 | 125842 | Bathroom | 0.00077542
Wall Mount | Incandescent |  | Globe | 4 | 60 | 125842 | Bathroom | 0.00077542
Ceiling Fixture | Incandescent |  | Standard A Lamp | 1 | 60 | 125843 | Master Bedroom | 0.00077542
Ceiling Fixture | Incandescent |  | Standard A Lamp | 1 | 60 | 125844 | Bedroom | 0.00077542
Ceiling Fixture | Incandescent |  | Standard A Lamp | 2 | 60 | 125845 | Bedroom | 0.00077542
Table | Incandescent |  | Standard A Lamp | 1 | 60 | 125845 | Bedroom | 0.00077542
Ceiling Fixture | Incandescent |  | Standard A Lamp | 2 | 60 | 125846 | Garage | 0.00077542
Ceiling Fixture | Linear Fluorescent | 48 | T-8 | 2 | 32 | 125846 | Garage | 0.00077542
Other | Incandescent |  | Reflector | 1 | 60 | 125846 | Garage | 0.00077542
Ceiling Fixture | Incandescent |  | Standard A Lamp | 2 | 60 | 125847 | Hall | 0.00077542
Table | Incandescent |  | Standard A Lamp | 1 | 60 | 125847 | Hall | 0.00077542
Ceiling Fixture | Incandescent |  | Standard A Lamp | 3 | 60 | 125848 | Kitchen | 0.00077542
Ceiling Fixture | Incandescent |  | Standard A Lamp | 1 | 60 | 125848 | Kitchen | 0.00077542
Ceiling Fixture | Incandescent |  | Standard A Lamp | 2 | 60 | 125848 | Kitchen | 0.00077542
Ceiling Fixture | Incandescent |  | Standard A Lamp | 1 | 60 | 125849 | Laundry Room | 0.00077542
Floor lamp | Incandescent |  | Standard A Lamp | 2 | 60 | 1258410 | Living Room | 0.00077542
Ceiling Fixture | Incandescent |  | Standard A Lamp | 1 | 60 | 1258410 | Living Room | 0.00077542
Wall Mount | Incandescent |  | Standard A Lamp | 2 | 60 | 127521 | Bathroom | 0.00043459
Wall Mount | Compact Fluorescent |  | Twist | 1 | 20 | 127522 | Bedroom | 0.00043459
Wall Mount | Compact Fluorescent |  | Twist | 1 | 20 | 127523 | Hall | 0.00043459
Ceiling Fixture | Compact Fluorescent |  | Circline (Screw Base) | 2 | 32 | 127524 | Kitchen | 0.00043459
Ceiling Fixture | Incandescent |  | Standard A Lamp | 1 | 60 | 127524 | Kitchen | 0.00043459
Table | Incandescent |  | Standard A Lamp | 1 | 60 | 127525 | Living Room | 0.00043459
Floor lamp | Incandescent |  | Standard A Lamp | 1 | 60 | 127525 | Living Room | 0.00043459
Floor lamp | Compact Fluorescent |  | Twist | 2 | 22 | 127525 | Living Room | 0.00043459
Wall Mount | Compact Fluorescent |  | Twist | 1 | 20 | 127526 | Master Bedroom | 0.00043459
Table | Compact Fluorescent |  | Twist | 1 | 15 | 127526 | Master Bedroom | 0.00043459
Ceiling Fan | Incandescent |  | Clear | 4 | 40 | 131331 | Living Room | 0.0056382
Table | Incandescent |  | Standard A Lamp | 1 | 60 | 131331 | Living Room | 0.0056382
Floor lamp | Incandescent |  | 3-Way Incandescent | 2 | 100 | 131331 | Living Room | 0.0056382
Wall Mount | Compact Fluorescent |  | Globe | 6 | 15 | 131332 | Bathroom | 0.0056382
Ceiling Fixture | Incandescent |  | Standard A Lamp | 1 | 60 | 131332 | Bathroom | 0.0056382
Ceiling Fixture | Linear Fluorescent | 48 | T-12 | 2 | 40 | 131333 | Garage | 0.0056382
Garage door opener | Incandescent |  | Standard A Lamp | 1 | 60 | 131333 | Garage | 0.0056382
Floor lamp | Compact Fluorescent |  | Twist | 12 | 22 | 131334 | Family Room | 0.0056382
Ceiling Fan | Incandescent |  | Standard A Lamp | 5 | 60 | 131335 | Dining Room | 0.0056382
Ceiling Fixture | Linear Fluorescent | 48 | T-12 | 1 | 40 | 131336 | Kitchen | 0.0056382
Ceiling Fixture | Incandescent |  | Standard A Lamp | 1 | 60 | 131336 | Kitchen | 0.0056382
Ceiling Fixture | Compact Fluorescent |  | Circline (Screw Base) | 1 | 36 | 131337 | Laundry Room | 0.0056382
Ceiling Fixture | Compact Fluorescent |  | A shape bulb | 1 | 15 | 131338 | Hall | 0.0056382
Wall Mount | Compact Fluorescent |  | Twist | 3 | 15 | 131339 | Bathroom | 0.0056382
Ceiling Fixture | Compact Fluorescent |  | A shape bulb | 1 | 15 | 131339 | Bathroom | 0.0056382
Ceiling Fixture | Incandescent |  | Standard A Lamp | 2 | 60 | 1313310 | Bedroom | 0.0056382
Ceiling Fixture | Compact Fluorescent |  | Twist | 2 | 22 | 1313311 | Master Bedroom | 0.0056382
Table | Incandescent |  | Standard A Lamp | 1 | 40 | 1313311 | Master Bedroom | 0.0056382
Track | Incandescent |  | Globe | 3 | 60 | 131891 | Bathroom | 0.00043459
Torchiere | Incandescent |  | 3-Way Incandescent | 1 | 100 | 131892 | Bedroom | 0.00043459
Torchiere | Incandescent |  | Standard A Lamp | 1 | 60 | 131892 | Bedroom | 0.00043459
Table | Compact Fluorescent |  | A shape bulb | 1 | 15 | 131893 | Bedroom | 0.00043459
Torchiere | Incandescent |  | 3-Way Incandescent | 1 | 100 | 131893 | Bedroom | 0.00043459
Ceiling Fixture | Incandescent |  | Standard A Lamp | 5 | 40 | 131894 | Dining Room | 0.00043459
Ceiling Fixture | Incandescent |  | Standard A Lamp | 1 | 60 | 131895 | Hall | 0.00043459
Ceiling Fixture | Linear Fluorescent | 48 | T-12 | 2 | 32 | 131896 | Kitchen | 0.00043459
Ceiling Fixture | Incandescent |  | Standard A Lamp | 1 | 40 | 131896 | Kitchen | 0.00043459
Ceiling Fixture | Compact Fluorescent |  | Twist | 2 | 15 | 131897 | Laundry Room | 0.00043459
Ceiling Fixture | Incandescent |  | Standard A Lamp | 1 | 40 | 131898 | Living Room | 0.00043459
Torchiere | Incandescent |  | Standard A Lamp | 1 | 60 | 131898 | Living Room | 0.00043459
Floor lamp | Incandescent |  | Standard A Lamp | 1 | 40 | 131899 | Master Bedroom | 0.00043459
Table | Incandescent |  | 3-Way Incandescent | 1 | 100 | 131899 | Master Bedroom | 0.00043459
Table | Incandescent |  | 3-Way Incandescent | 1 | 100 | 131899 | Master Bedroom | 0.00043459
Wall Mount | Incandescent |  | Globe | 4 | 60 | 1318910 | Bathroom | 0.00043459
Wall Mount | Incandescent |  | Globe | 6 | 40 | 132071 | Bathroom | 0.00043459
Ceiling Fixture | Incandescent |  | Standard A Lamp | 2 | 40 | 132072 | Bedroom | 0.00043459
Ceiling Fixture | Incandescent |  | Standard A Lamp | 1 | 40 | 132073 | Hall | 0.00043459
Ceiling Fixture | Compact Fluorescent |  | Circline (Screw Base) | 1 | 32 | 132074 | Kitchen | 0.00043459
Ceiling Fixture | Compact Fluorescent |  | Twist | 1 | 22 | 132074 | Kitchen | 0.00043459
Ceiling Fixture | Incandescent |  | Standard A Lamp | 1 | 40 | 132074 | Kitchen | 0.00043459
Floor lamp | Incandescent |  | Standard A Lamp | 1 | 40 | 132075 | Living Room | 0.00043459
Ceiling Fixture | Incandescent |  | Standard A Lamp | 1 | 40 | 132076 | Bathroom | 0.00043459
Ceiling Fixture | Compact Fluorescent |  | Twist | 4 | 23 | 132471 | Bathroom | 0.00077542
Floor lamp | Incandescent |  | Standard A Lamp | 1 | 60 | 132472 | Bedroom | 0.00077542
Ceiling Fixture | Compact Fluorescent |  | Twist | 1 | 23 | 132474 | Kitchen | 0.00077542
Chandelier (Hanging) | Compact Fluorescent |  | Twist | 1 | 23 | 132475 | Living Room | 0.00077542
Track | Compact Fluorescent |  | Twist | 3 | 13 | 132476 | Office | 0.00077542
Wall Mount | Incandescent |  | Standard A Lamp | 2 | 40 | 134241 | Bathroom | 0.00043459
Ceiling Fixture | Incandescent |  | Standard A Lamp | 2 | 40 | 134241 | Bathroom | 0.00043459
Ceiling Fixture | Incandescent |  | Standard A Lamp | 2 | 60 | 134242 | Bedroom | 0.00043459
Table | Incandescent |  | Standard A Lamp | 1 | 100 | 134242 | Bedroom | 0.00043459
Ceiling Fixture | Incandescent |  | Decorative | 1 | 60 | 134243 | Kitchen | 0.00043459
Chandelier (Hanging) | Compact Fluorescent |  | Twist | 5 | 15 | 134243 | Kitchen | 0.00043459
Architectural | Incandescent |  | Clear | 1 | 40 | 134243 | Kitchen | 0.00043459
Ceiling Fixture | Compact Fluorescent |  | Circline (Screw Base) | 1 | 28 | 134244 | Laundry Room | 0.00043459
Table | Incandescent |  | Standard A Lamp | 1 | 75 | 134245 | Living Room | 0.00043459
Floor lamp | Compact Fluorescent |  | Twist | 2 | 15 | 134245 | Living Room | 0.00043459
Table | Compact Fluorescent |  | Straight Tube | 1 | 15 | 134245 | Living Room | 0.00043459
Wall Mount | Incandescent |  | Standard A Lamp | 2 | 40 | 134246 | Bathroom | 0.00043459
Ceiling Fixture | Incandescent |  | Standard A Lamp | 2 | 40 | 134246 | Bathroom | 0.00043459
Ceiling Fixture | Incandescent |  | Standard A Lamp | 2 | 40 | 134247 | Bedroom | 0.00043459
Floor lamp | Incandescent |  | Standard A Lamp | 2 | 75 | 134247 | Bedroom | 0.00043459
Ceiling Fixture | Incandescent |  | Clear | 1 | 40 | 134248 | Closet | 0.00043459
Wall Mount | Incandescent |  | Globe | 3 | 40 | 134641 | Bathroom | 0.00043459
Table | Incandescent |  | Mini base | 5 | 40 | 134642 | Bedroom | 0.00043459
Table | Incandescent |  | Standard A Lamp | 1 | 60 | 134642 | Bedroom | 0.00043459
Table | Incandescent |  | Mini base | 1 | 25 | 134643 | Dining Room | 0.00043459
Ceiling Fixture | Compact Fluorescent |  | Twist | 1 | 22 | 134644 | Hall | 0.00043459
Ceiling Fixture | Incandescent |  | Standard A Lamp | 1 | 60 | 134644 | Hall | 0.00043459
Ceiling Fixture | Incandescent |  | Standard A Lamp | 2 | 65 | 134645 | Kitchen | 0.00043459
Chandelier (Hanging) | Incandescent |  | Standard A Lamp | 1 | 100 | 134646 | Living Room | 0.00043459
Table | Compact Fluorescent |  | Twist | 1 | 15 | 134646 | Living Room | 0.00043459
Table | Compact Fluorescent |  | Straight Tube | 1 | 28 | 134647 | Bedroom | 0.00043459
Wall Mount | Incandescent |  | Standard A Lamp | 1 | 75 | 134647 | Bedroom | 0.00043459
Table | Compact Fluorescent |  | Twist | 1 | 15 | 134647 | Bedroom | 0.00043459
Ceiling Fixture | Compact Fluorescent |  | Twist | 4 | 15 | 137381 | Bathroom | 0.00043459
Ceiling Fixture | Incandescent |  | Standard A Lamp | 1 | 60 | 137381 | Bathroom | 0.00043459
Table | Incandescent |  | Standard A Lamp | 1 | 60 | 137382 | Bedroom | 0.00043459
Torchiere | Incandescent |  | Standard A Lamp | 1 | 60 | 137382 | Bedroom | 0.00043459
Wall Mount | Linear Fluorescent | 18 | T-8 | 1 | 20 | 137383 | Closet | 0.00043459
Chandelier (Hanging) | Incandescent |  | Mini base | 5 | 25 | 137384 | Dining Room | 0.00043459
Garage door opener | Incandescent |  | Standard A Lamp | 1 | 60 | 137385 | Garage | 0.00043459
Ceiling Fixture | Incandescent |  | Standard A Lamp | 1 | 60 | 137385 | Garage | 0.00043459
Ceiling Fixture | Linear Fluorescent | 48 | T-12 | 2 | 40 | 137385 | Garage | 0.00043459
Ceiling Fixture | Incandescent |  | Mini base | 1 | 5 | 137386 | Kitchen | 0.00043459
Ceiling Fixture | Linear Fluorescent | 48 | T-8 | 2 | 32 | 137386 | Kitchen | 0.00043459
Ceiling Fixture | Linear Fluorescent | 48 | T-12 | 2 | 40 | 137386 | Kitchen | 0.00043459
Architectural | Incandescent |  | Standard A Lamp | 1 | 40 | 137386 | Kitchen | 0.00043459
Ceiling Fixture | Incandescent |  | Standard A Lamp | 2 | 60 | 137387 | Laundry Room | 0.00043459
Wall Mount | Linear Fluorescent | 18 | T-8 | 1 | 16 | 137387 | Laundry Room | 0.00043459
Torchiere | Compact Fluorescent |  | 3-Way CFL | 1 | 22 | 137388 | Living Room | 0.00043459
Table | Incandescent |  | Standard A Lamp | 1 | 25 | 137388 | Living Room | 0.00043459
Table | Compact Fluorescent |  | Twist | 1 | 15 | 137388 | Living Room | 0.00043459
Table | Incandescent |  | Standard A Lamp | 1 | 60 | 137388 | Living Room | 0.00043459
Ceiling Fixture | Incandescent |  | Standard A Lamp | 2 | 60 | 137389 | Bathroom | 0.00043459
Ceiling Fixture | Compact Fluorescent |  | Twist | 4 | 15 | 137389 | Bathroom | 0.00043459
Table | Incandescent |  | Mini base | 2 | 25 | 1373810 | Master Bedroom | 0.00043459
Wall Mount | Incandescent |  | Standard A Lamp | 1 | 60 | 1373810 | Master Bedroom | 0.00043459
Table | Incandescent |  | Standard A Lamp | 1 | 60 | 1373810 | Master Bedroom | 0.00043459
Ceiling Fixture | Incandescent |  | Standard A Lamp | 1 | 60 | 139601 | Bathroom | 0.00077542
Wall Mount | Incandescent |  | Standard A Lamp | 1 | 60 | 139601 | Bathroom | 0.00077542
Wall Mount | Incandescent |  | Standard A Lamp | 1 | 60 | 139602 | Bathroom | 0.00077542
Ceiling Fixture | Incandescent |  | Standard A Lamp | 2 | 60 | 139602 | Bathroom | 0.00077542
Ceiling Fixture | Incandescent |  | Standard A Lamp | 1 | 60 | 139603 | Bedroom | 0.00077542
Ceiling Fixture | Incandescent |  | Standard A Lamp | 2 | 60 | 139604 | Bedroom | 0.00077542
Ceiling Fixture | Incandescent |  | Standard A Lamp | 2 | 60 | 139605 | Bedroom | 0.00077542
Table | Incandescent |  | Standard A Lamp | 1 | 60 | 139606 | Hall | 0.00077542
Chandelier (Hanging) | Incandescent |  | Standard A Lamp | 3 | 40 | 139607 | Kitchen | 0.00077542
Ceiling Fixture | Incandescent |  | Standard A Lamp | 1 | 60 | 139607 | Kitchen | 0.00077542
Ceiling Fixture | Incandescent |  | Standard A Lamp | 1 | 60 | 139608 | Laundry Room | 0.00077542
Table | Incandescent |  | Standard A Lamp | 1 | 60 | 139609 | Living Room | 0.00077542
Wall Mount | Incandescent |  | Standard A Lamp | 3 | 40 | 140271 | Bathroom | 0.00077542
Chandelier (Hanging) | Incandescent |  | Standard A Lamp | 5 | 40 | 140272 | Dining Room | 0.00077542
Table | Incandescent |  | Decorative | 1 | 40 | 140272 | Dining Room | 0.00077542
Table | Incandescent |  | Decorative | 1 | 25 | 140273 | Other | 0.00077542
Table | Compact Fluorescent |  | 3-Way CFL | 1 | 22 | 140273 | Other | 0.00077542
Floor lamp | Compact Fluorescent |  | Pin base | 1 | 36 | 140273 | Other | 0.00077542
Ceiling Fixture | Compact Fluorescent |  | A shape bulb | 2 | 22 | 140274 | Bedroom | 0.00077542
Floor lamp | Compact Fluorescent |  | Twist | 3 | 22 | 140274 | Bedroom | 0.00077542
Floor lamp | Compact Fluorescent |  | Reflector | 1 | 22 | 140274 | Bedroom | 0.00077542
Table | Compact Fluorescent |  | Twist | 1 | 22 | 140274 | Bedroom | 0.00077542
Ceiling Fixture | Compact Fluorescent |  | Twist | 1 | 28 | 140275 | Kitchen | 0.00077542
Ceiling Fixture | Linear Fluorescent | 48 | T-12 | 2 | 32 | 140275 | Kitchen | 0.00077542
Ceiling Fixture | Compact Fluorescent |  | Twist | 2 | 15 | 140275 | Kitchen | 0.00077542
Ceiling Fan | Incandescent |  | Standard A Lamp | 1 | 15 | 140276 | Living Room | 0.00077542
Table | Compact Fluorescent |  | 3-Way CFL | 1 | 22 | 140276 | Living Room | 0.00077542
Floor lamp | Incandescent |  | Standard A Lamp | 1 | 40 | 140276 | Living Room | 0.00077542
Table | Halogen |  | Quartz Tube | 1 | 50 | 140276 | Living Room | 0.00077542
Ceiling Fixture | Compact Fluorescent |  | Twist | 2 | 22 | 140277 | Master Bedroom | 0.00077542
Table | Incandescent |  | Standard A Lamp | 2 | 60 | 140277 | Master Bedroom | 0.00077542
Table | Compact Fluorescent |  | Twist | 1 | 22 | 140277 | Master Bedroom | 0.00077542
Table | Compact Fluorescent |  | Mini base | 2 | 22 | 140277 | Master Bedroom | 0.00077542
Table | Halogen |  | Quartz Tube | 1 | 100 | 140277 | Master Bedroom | 0.00077542
Wall Mount | Incandescent |  | Standard A Lamp | 3 | 40 | 140278 | Bathroom | 0.00077542
Wall Mount | Compact Fluorescent |  | Reflector | 2 | 15 | 140278 | Bathroom | 0.00077542
Ceiling Fixture | Compact Fluorescent |  | Twist | 1 | 22 | 140279 | Closet | 0.00077542
Ceiling Fixture | Compact Fluorescent |  | Twist | 1 | 22 | 1402710 | Office | 0.00077542
Table | Compact Fluorescent |  | Twist | 1 | 22 | 1402710 | Office | 0.00077542
Ceiling Fixture | Compact Fluorescent |  | Twist | 2 | 22 | 1402711 | Laundry Room | 0.00077542
Ceiling Fixture | Compact Fluorescent |  | Twist | 1 | 15 | 140821 | Bathroom | 0.00077542
Floor lamp | Compact Fluorescent |  | Twist | 1 | 23 | 140822 | Bedroom | 0.00077542
Floor lamp | Compact Fluorescent |  | Twist | 1 | 23 | 140823 | Bedroom | 0.00077542
Chandelier (Hanging) | Compact Fluorescent |  | Decorative | 6 | 15 | 140824 | Dining Room | 0.00077542
Ceiling Fixture | Linear Fluorescent | 72 | T-8 | 4 | 40 | 140825 | Kitchen | 0.00077542
Ceiling Fixture | Compact Fluorescent |  | Circline (Screw Base) | 1 | 22 | 140826 | Laundry Room | 0.00077542
Floor lamp | Incandescent |  | 3-Way Incandescent | 1 | 250 | 140827 | Living Room | 0.00077542
Floor lamp | Compact Fluorescent |  | Twist | 1 | 13 | 140827 | Living Room | 0.00077542
Floor lamp | Incandescent |  | 3-Way Incandescent | 1 | 150 | 140827 | Living Room | 0.00077542
Ceiling Fan | Incandescent |  | Standard A Lamp | 2 | 40 | 140827 | Living Room | 0.00077542
Ceiling Fixture | Compact Fluorescent |  | Twist | 3 | 15 | 140828 | Bathroom | 0.00077542
Chandelier (Hanging) | Incandescent |  | Standard A Lamp | 1 | 75 | 140829 | Master Bedroom | 0.00077542
Wall Mount | Compact Fluorescent |  | Twist | 1 | 13 | 140829 | Master Bedroom | 0.00077542
Chandelier (Hanging) | Compact Fluorescent |  | Twist | 1 | 15 | 1408210 | Other | 0.00077542
Chandelier (Hanging) | Compact Fluorescent |  | Flood | 1 | 15 | 1408210 | Other | 0.00077542
Floor lamp | Incandescent |  | Standard A Lamp | 1 | 75 | 1408211 | Office | 0.00077542
Floor lamp | Compact Fluorescent |  | A shape bulb | 1 | 15 | 1408211 | Office | 0.00077542
Ceiling Fixture | Compact Fluorescent |  | Twist | 1 | 23 | 1408211 | Office | 0.00077542
Recessed Can | Incandescent |  | Reflector | 1 | 65 | 1408212 | Other | 0.00077542
Ceiling Fixture | Incandescent |  | Globe | 1 | 60 | 142151 | Bathroom | 0.00077542
Wall Mount | Incandescent |  | Globe | 6 | 60 | 142151 | Bathroom | 0.00077542
Ceiling Fixture | Compact Fluorescent |  | Twist | 1 | 15 | 142152 | Bathroom | 0.00077542
Ceiling Fan | Incandescent |  | Globe | 1 | 60 | 142153 | Bedroom | 0.00077542
Table | Compact Fluorescent |  | Twist | 1 | 15 | 142153 | Bedroom | 0.00077542
Ceiling Fixture | Compact Fluorescent |  | Twist | 1 | 15 | 142154 | Bedroom | 0.00077542
Ceiling Fixture | Compact Fluorescent |  | Twist | 2 | 15 | 142155 | Bedroom | 0.00077542
Ceiling Fixture | Compact Fluorescent |  | Twist | 1 | 15 | 142156 | Closet | 0.00077542
Ceiling Fixture | Compact Fluorescent |  | Twist | 1 | 15 | 142157 | Closet | 0.00077542
Table | Compact Fluorescent |  | Twist | 1 | 15 | 142158 | Family Room | 0.00077542
Ceiling Fixture | Incandescent |  | Standard A Lamp | 1 | 60 | 142159 | Hall | 0.00077542
Chandelier (Hanging) | Compact Fluorescent |  | Twist | 8 | 15 | 1421510 | Kitchen | 0.00077542
Ceiling Fixture | Compact Fluorescent |  | Twist | 3 | 15 | 1421510 | Kitchen | 0.00077542
Ceiling Fixture | Compact Fluorescent |  | Twist | 2 | 15 | 1421511 | Laundry Room | 0.00077542
Table | Compact Fluorescent |  | Twist | 1 | 15 | 1421512 | Living Room | 0.00077542
Ceiling Fan | Compact Fluorescent |  | Twist | 1 | 15 | 1421512 | Living Room | 0.00077542
Ceiling Fixture | Compact Fluorescent |  | Circline (Screw Base) | 1 | 22 | 1421513 | Other | 0.00077542
Ceiling Fixture | Linear Fluorescent | 42 | T-12 | 2 | 40 | 143521 | Bathroom | 0.00043459
Ceiling Fixture | Linear Fluorescent | 42 | T-8 | 2 | 32 | 143522 | Bathroom | 0.00043459
Ceiling Fixture | Compact Fluorescent |  | Globe | 1 | 14 | 143523 | Bedroom | 0.00043459
Recessed Can | Compact Fluorescent |  | Flood | 1 | 22 | 143524 | Family Room | 0.00043459
Ceiling Fixture | Linear Fluorescent | 42 | T-8 | 2 | 32 | 143526 | Kitchen | 0.00043459
Ceiling Fan | Compact Fluorescent |  | Globe | 3 | 14 | 143526 | Kitchen | 0.00043459
Ceiling Fixture | Linear Fluorescent | 42 | T-8 | 2 | 32 | 143527 | Master Bedroom | 0.00043459
Ceiling Fixture | Compact Fluorescent |  | Twist | 1 | 15 | 143528 | Living Room | 0.00043459
Table | Compact Fluorescent |  | Twist | 1 | 22 | 143528 | Living Room | 0.00043459
Ceiling Fixture | Linear Fluorescent | 42 | T-8 | 2 | 32 | 143529 | Master Bedroom | 0.00043459
Ceiling Fixture | Compact Fluorescent |  | Twist | 1 | 15 | 143529 | Master Bedroom | 0.00043459
Ceiling Fixture | Linear Fluorescent | 42 | T-8 | 2 | 32 | 1435210 | Other | 0.00043459
Wall Mount | Incandescent |  | Globe | 5 | 40 | 143891 | Bathroom | 0.00043459
Ceiling Fixture | Incandescent |  | Standard A Lamp | 1 | 60 | 143891 | Bathroom | 0.00043459
Ceiling Fan | Incandescent |  | Standard A Lamp | 1 | 60 | 143892 | Bathroom | 0.00043459
Wall Mount | Incandescent |  | Globe | 5 | 40 | 143892 | Bathroom | 0.00043459
Ceiling Fixture | Incandescent |  | Standard A Lamp | 2 | 50 | 143893 | Bedroom | 0.00043459
Table | Incandescent |  | Standard A Lamp | 1 | 60 | 143893 | Bedroom | 0.00043459
Ceiling Fixture | Incandescent |  | Standard A Lamp | 2 | 60 | 143894 | Bedroom | 0.00043459
Table | Incandescent |  | Standard A Lamp | 2 | 60 | 143894 | Bedroom | 0.00043459
Ceiling Fixture | Linear Fluorescent | 24 | T-12 | 2 | 32 | 143895 | Garage | 0.00043459
Ceiling Fixture | Incandescent |  | Standard A Lamp | 2 | 50 | 143896 | Hall | 0.00043459
Ceiling Fan | Incandescent |  | Decorative | 4 | 40 | 143897 | Kitchen | 0.00043459
Low bay | Linear Fluorescent | 24 | T-8 | 2 | 32 | 143897 | Kitchen | 0.00043459
Recessed Can | Incandescent |  | Reflector | 1 | 65 | 143897 | Kitchen | 0.00043459
Ceiling Fixture | Compact Fluorescent |  | Twist | 1 | 28 | 143897 | Kitchen | 0.00043459
Table | Incandescent |  | Standard A Lamp | 1 | 100 | 143898 | Living Room | 0.00043459
Ceiling Fan | Incandescent |  | Decorative | 4 | 40 | 143899 | Master Bedroom | 0.00043459
Table | Incandescent |  | Decorative | 2 | 40 | 143899 | Master Bedroom | 0.00043459
Ceiling Fixture | Incandescent |  | Standard A Lamp | 1 | 60 | 1438910 | Closet | 0.00043459
Ceiling Fixture | Incandescent |  | Standard A Lamp | 2 | 60 | 145431 | Master Bedroom | 0.00043459
Wall Mount | Incandescent |  | Globe | 4 | 40 | 145432 | Bathroom | 0.00043459
Ceiling Fixture | Incandescent |  | Standard A Lamp | 1 | 60 | 145432 | Bathroom | 0.00043459
Ceiling Fixture | Incandescent |  | Standard A Lamp | 2 | 60 | 145433 | Bedroom | 0.00043459
Table | Incandescent |  | Standard A Lamp | 1 | 60 | 145433 | Bedroom | 0.00043459
Ceiling Fixture | Incandescent |  | Standard A Lamp | 2 | 60 | 145434 | Bedroom | 0.00043459
Ceiling Fixture | Incandescent |  | Standard A Lamp | 1 | 60 | 145435 | Closet | 0.00043459
Ceiling Fixture | Incandescent |  | Standard A Lamp | 1 | 60 | 145436 | Closet | 0.00043459
Chandelier (Hanging) | Incandescent |  | Standard A Lamp | 2 | 60 | 145437 | Hall | 0.00043459
Ceiling Fixture | Incandescent |  | Standard A Lamp | 2 | 60 | 145438 | Kitchen | 0.00043459
Chandelier (Hanging) | Incandescent |  | Standard A Lamp | 3 | 60 | 145438 | Kitchen | 0.00043459
Ceiling Fixture | Incandescent |  | Standard A Lamp | 2 | 60 | 145439 | Laundry Room | 0.00043459
Ceiling Fan | Incandescent |  | Standard A Lamp | 3 | 60 | 1454310 | Living Room | 0.00043459
Floor lamp | Incandescent |  | Standard A Lamp | 1 | 60 | 1454310 | Living Room | 0.00043459
Ceiling Fixture | Incandescent |  | Standard A Lamp | 1 | 60 | 1454311 | Closet | 0.00043459
Wall Mount | Incandescent |  | Globe | 8 | 40 | 1454312 | Bathroom | 0.00043459
Ceiling Fixture | Incandescent |  | Standard A Lamp | 1 | 60 | 1454312 | Bathroom | 0.00043459
Wall Mount | Incandescent |  | Globe | 5 | 60 | 200061 | Bathroom | 0.0053603
Ceiling Fixture | Compact Fluorescent |  | Twist | 1 | 15 | 200061 | Bathroom | 0.0053603
Ceiling Fixture | Incandescent |  | Standard A Lamp | 2 | 60 | 200062 | Bedroom | 0.0053603
Other | Linear Fluorescent | 48 | T-8 | 1 | 32 | 200062 | Bedroom | 0.0053603
Ceiling Fixture | Incandescent |  | Standard A Lamp | 2 | 75 | 200063 | Bedroom | 0.0053603
Table | Incandescent |  | Decorative | 1 | 60 | 200063 | Bedroom | 0.0053603
Ceiling Fixture | Linear Fluorescent | 24 | T-12 | 1 | 20 | 200064 | Closet | 0.0053603
Chandelier (Hanging) | Incandescent |  | Globe | 1 | 60 | 200065 | Dining Room | 0.0053603
Floor lamp | Incandescent |  | Standard A Lamp | 3 | 90 | 200066 | Family Room | 0.0053603
Ceiling Fixture | Incandescent |  | Decorative | 1 | 40 | 200067 | Hall | 0.0053603
Ceiling Fixture | Linear Fluorescent | 48 | T-12 | 2 | 25 | 200068 | Dining Room | 0.0053603
Ceiling Fixture | Linear Fluorescent | 48 | T-12 | 2 | 40 | 200069 | Laundry Room | 0.0053603
Wall Mount | Incandescent |  | Globe | 7 | 60 | 2000610 | Bathroom | 0.0053603
Ceiling Fan | Compact Fluorescent |  | Twist | 4 | 22 | 2000611 | Master Bedroom | 0.0053603
Ceiling Fixture | Compact Fluorescent |  | Twist | 1 | 15 | 2000612 | Closet | 0.0053603
Torchiere | Compact Fluorescent |  | Twist | 1 | 22 | 2000613 | Living Room | 0.0053603
Ceiling Fixture | Compact Fluorescent |  | Twist | 1 | 15 | 2000613 | Living Room | 0.0053603
Ceiling Fixture | Compact Fluorescent |  | Twist | 1 | 15 | 200461 | Laundry Room | 0.0022277
Ceiling Fan | Incandescent |  | Decorative | 2 | 40 | 200462 | Bedroom | 0.0022277
Ceiling Fixture | Incandescent |  | Standard A Lamp | 1 | 60 | 200463 | Kitchen | 0.0022277
Ceiling Fan | Incandescent |  | Standard A Lamp | 3 | 60 | 200464 | Living Room | 0.0022277
Chandelier (Hanging) | Compact Fluorescent |  | Twist | 1 | 15 | 200464 | Living Room | 0.0022277
Ceiling Fixture | Incandescent |  | Standard A Lamp | 1 | 60 | 200465 | Hall | 0.0022277
Ceiling Fixture | Incandescent |  | Standard A Lamp | 1 | 60 | 200466 | Bedroom | 0.0022277
Wall Mount | Compact Fluorescent |  | Twist | 2 | 15 | 200467 | Bathroom | 0.0022277
Ceiling Fan | Compact Fluorescent |  | Twist | 4 | 15 | 200468 | Master Bedroom | 0.0022277
Ceiling Fixture | Compact Fluorescent |  | Twist | 1 | 15 | 200469 | Bathroom | 0.0022277
Wall Mount | Incandescent |  | Globe | 1 | 60 | 200561 | Bathroom | 0.0015972
Wall Mount | Incandescent |  | Globe | 3 | 60 | 200562 | Bathroom | 0.0015972
Table | Incandescent |  | Standard A Lamp | 1 | 60 | 200563 | Bedroom | 0.0015972
Ceiling Fixture | Incandescent |  | Standard A Lamp | 2 | 60 | 200563 | Bedroom | 0.0015972
Table | Incandescent |  | Standard A Lamp | 1 | 60 | 200564 | Bedroom | 0.0015972
Ceiling Fixture | Incandescent |  | Standard A Lamp | 2 | 60 | 200564 | Bedroom | 0.0015972
Table | Incandescent |  | Standard A Lamp | 1 | 60 | 200565 | Bedroom | 0.0015972
Ceiling Fixture | Incandescent |  | Standard A Lamp | 2 | 60 | 200565 | Bedroom | 0.0015972
Chandelier (Hanging) | Compact Fluorescent |  | Twist | 4 | 22 | 200566 | Family Room | 0.0015972
Table | Incandescent |  | Standard A Lamp | 1 | 60 | 200566 | Family Room | 0.0015972
Ceiling Fixture | Incandescent |  | Standard A Lamp | 1 | 60 | 200567 | Laundry Room | 0.0015972
Chandelier (Hanging) | Compact Fluorescent |  | Twist | 5 | 22 | 200568 | Kitchen | 0.0015972
Ceiling Fixture | Compact Fluorescent |  | Twist | 3 | 22 | 200568 | Kitchen | 0.0015972
Table | Incandescent |  | Decorative | 1 | 40 | 200983 | Bathroom | 0.0053603
Floor lamp | Compact Fluorescent |  | Twist | 3 | 15 | 200984 | Living Room | 0.0053603
Ceiling Fixture | Compact Fluorescent |  | Twist | 1 | 15 | 201241 | Bedroom | 0.0022277
Ceiling Fixture | Incandescent |  | Decorative | 2 | 60 | 201241 | Bedroom | 0.0022277
Torchiere | Compact Fluorescent |  | Twist | 1 | 22 | 201242 | Bedroom | 0.0022277
Floor lamp | Incandescent |  | Mini base | 3 | 60 | 201242 | Bedroom | 0.0022277
Other | Incandescent |  | Other | 5 | 100 | 201242 | Bedroom | 0.0022277
Table | Compact Fluorescent |  | Twist | 1 | 15 | 201243 | Bedroom | 0.0022277
Chandelier (Hanging) | Incandescent |  | Mini base | 6 | 40 | 201244 | Dining Room | 0.0022277
Ceiling Fixture | Linear Fluorescent | 48 | T-12 | 2 | 40 | 201245 | Kitchen | 0.0022277
Ceiling Fixture | Compact Fluorescent |  | Twist | 1 | 22 | 201246 | Laundry Room | 0.0022277
Torchiere | Compact Fluorescent |  | Twist | 1 | 22 | 201247 | Living Room | 0.0022277
Floor lamp | Compact Fluorescent |  | Twist | 1 | 15 | 201247 | Living Room | 0.0022277
Other | Linear Fluorescent | 24 | T-5 | 1 | 16 | 201247 | Living Room | 0.0022277
Ceiling Fixture | Compact Fluorescent |  | A shape bulb | 2 | 15 | 201247 | Living Room | 0.0022277
Ceiling Fixture | Compact Fluorescent |  | Twist | 1 | 15 | 201247 | Living Room | 0.0022277
Ceiling Fixture | Compact Fluorescent |  | Twist | 1 | 15 | 201248 | Bathroom | 0.0022277
Floor lamp | Compact Fluorescent |  | Twist | 1 | 15 | 201249 | Master Bedroom | 0.0022277
Wall Mount | Incandescent |  | Standard A Lamp | 3 | 60 | 201781 | Bathroom | 0.0015972
Ceiling Fixture | Incandescent |  | Standard A Lamp | 2 | 60 | 201782 | Bedroom | 0.0015972
Ceiling Fixture | Incandescent |  | Standard A Lamp | 2 | 60 | 201783 | Bedroom | 0.0015972
Ceiling Fixture | Incandescent |  | Standard A Lamp | 2 | 75 | 201784 | Bedroom | 0.0015972
Ceiling Fixture | Linear Fluorescent | 48 | T-8 | 4 | 32 | 201785 | Garage | 0.0015972
Garage door opener | Incandescent |  | Standard A Lamp | 2 | 60 | 201785 | Garage | 0.0015972
Ceiling Fixture | Incandescent |  | Standard A Lamp | 2 | 65 | 201786 | Hall | 0.0015972
Ceiling Fixture | Incandescent |  | Standard A Lamp | 2 | 40 | 201787 | Laundry Room | 0.0015972
Ceiling Fixture | Linear Fluorescent | 48 | T-12 | 2 | 32 | 201788 | Living Room | 0.0015972
Table | Incandescent |  | Standard A Lamp | 1 | 75 | 201788 | Living Room | 0.0015972
Ceiling Fan | Incandescent |  | Standard A Lamp | 3 | 60 | 201788 | Living Room | 0.0015972
Wall Mount | Incandescent |  | Standard A Lamp | 3 | 60 | 201789 | Bathroom | 0.0015972
Table | Incandescent |  | Standard A Lamp | 1 | 60 | 2017810 | Master Bedroom | 0.0015972
Ceiling Fixture | Incandescent |  | Standard A Lamp | 1 | 60 | 201791 | Bathroom | 0.0022277
Wall Mount | Incandescent |  | Standard A Lamp | 1 | 60 | 201792 | Bedroom | 0.0022277
Table | Incandescent |  | Standard A Lamp | 1 | 60 | 201792 | Bedroom | 0.0022277
Floor lamp | Incandescent |  | Standard A Lamp | 1 | 60 | 201792 | Bedroom | 0.0022277
Floor lamp | Compact Fluorescent |  | A shape bulb | 3 | 15 | 201793 | Bedroom | 0.0022277
Floor lamp | Incandescent |  | Standard A Lamp | 1 | 60 | 201793 | Bedroom | 0.0022277
Wall Mount | Incandescent |  | Standard A Lamp | 1 | 60 | 201794 | Hall | 0.0022277
Ceiling Fixture | Incandescent |  | Standard A Lamp | 2 | 60 | 201795 | Hall | 0.0022277
Other | Linear Fluorescent | 18 | T-5 | 1 | 16 | 201795 | Hall | 0.0022277
Wall Mount | Compact Fluorescent |  | Twist | 1 | 15 | 201796 | Living Room | 0.0022277
Wall Mount | Incandescent |  | Standard A Lamp | 1 | 60 | 201796 | Living Room | 0.0022277
Wall Mount | Incandescent |  | Standard A Lamp | 3 | 60 | 201911 | Bathroom | 0.0056382
Wall Mount | Compact Fluorescent |  | Twist | 1 | 15 | 201911 | Bathroom | 0.0056382
Ceiling Fan | Compact Fluorescent |  | Twist | 1 | 15 | 201912 | Bedroom | 0.0056382
Ceiling Fixture | Compact Fluorescent |  | Twist | 2 | 15 | 201913 | Kitchen | 0.0056382
Ceiling Fixture | Incandescent |  | Standard A Lamp | 2 | 60 | 201914 | Laundry Room | 0.0056382
Ceiling Fan | Incandescent |  | Decorative | 3 | 25 | 201915 | Living Room | 0.0056382
Table | Incandescent |  | Standard A Lamp | 1 | 60 | 201915 | Living Room | 0.0056382
Floor lamp | Incandescent |  | Mini base | 1 | 40 | 201915 | Living Room | 0.0056382
Floor lamp | Incandescent |  | Standard A Lamp | 1 | 60 | 201915 | Living Room | 0.0056382
Wall Mount | Compact Fluorescent |  | Twist | 1 | 15 | 201915 | Living Room | 0.0056382
Table | Incandescent |  | Standard A Lamp | 1 | 60 | 201915 | Living Room | 0.0056382
Chandelier (Hanging) | Incandescent |  | Standard A Lamp | 1 | 60 | 201915 | Living Room | 0.0056382
Wall Mount | Compact Fluorescent |  | Twist | 2 | 15 | 201961 | Bathroom | 0.0015972
Ceiling Fixture | Incandescent |  | Standard A Lamp | 2 | 60 | 201962 | Bedroom | 0.0015972
Ceiling Fixture | Compact Fluorescent |  | Twist | 1 | 15 | 201963 | Hall | 0.0015972
Ceiling Fixture | Compact Fluorescent |  | Twist | 4 | 15 | 201964 | Kitchen | 0.0015972
Wall Mount | Compact Fluorescent |  | Twist | 1 | 15 | 201965 | Living Room | 0.0015972
Ceiling Fixture | Incandescent |  | Standard A Lamp | 1 | 60 | 201966 | Master Bedroom | 0.0015972
Wall Mount | Incandescent |  | Standard A Lamp | 2 | 60 | 201991 | Bathroom | 0.0039154
Recessed Can | Incandescent |  | Standard A Lamp | 1 | 60 | 201991 | Bathroom | 0.0039154
Recessed Can | Incandescent |  | Standard A Lamp | 1 | 60 | 201992 | Bathroom | 0.0039154
Wall Mount | Incandescent |  | Standard A Lamp | 2 | 60 | 201992 | Bathroom | 0.0039154
Ceiling Fixture | Incandescent |  | Standard A Lamp | 2 | 60 | 201993 | Bedroom | 0.0039154
Ceiling Fixture | Incandescent |  | Standard A Lamp | 2 | 60 | 201994 | Bedroom | 0.0039154
Wall Mount | Incandescent |  | Standard A Lamp | 1 | 60 | 201995 | Closet | 0.0039154
Recessed - other | Incandescent |  | Standard A Lamp | 1 | 60 | 201996 | Hall | 0.0039154
Ceiling Fixture | Linear Fluorescent | 48 | T-8 | 2 | 32 | 201997 | Kitchen | 0.0039154
Chandelier (Hanging) | Incandescent |  | Decorative | 5 | 40 | 201997 | Kitchen | 0.0039154
Ceiling Fixture | Incandescent |  | Standard A Lamp | 1 | 60 | 201998 | Living Room | 0.0039154
Ceiling Fixture | Incandescent |  | Standard A Lamp | 2 | 60 | 201999 | Master Bedroom | 0.0039154
Table | Incandescent |  | Standard A Lamp | 1 | 60 | 201999 | Master Bedroom | 0.0039154
Ceiling Fixture | Compact Fluorescent |  | Twist | 2 | 13 | 202101 | Bathroom | 0.0039153
Wall Mount | Incandescent |  | Decorative | 3 | 40 | 202101 | Bathroom | 0.0039153
Ceiling Fixture | Compact Fluorescent |  | Twist | 2 | 13 | 202102 | Bathroom | 0.0039153
Wall Mount | Incandescent |  | Decorative | 3 | 40 | 202102 | Bathroom | 0.0039153
Ceiling Fixture | Compact Fluorescent |  | Twist | 2 | 13 | 202103 | Bedroom | 0.0039153
Table | Incandescent |  | Decorative | 1 | 40 | 202103 | Bedroom | 0.0039153
Ceiling Fixture | Compact Fluorescent |  | Twist | 1 | 13 | 202104 | Closet | 0.0039153
Ceiling Fixture | Compact Fluorescent |  | Twist | 2 | 13 | 202105 | Other | 0.0039153
Chandelier (Hanging) | Compact Fluorescent |  | Twist | 3 | 7 | 202106 | Dining Room | 0.0039153
Ceiling Fixture | Compact Fluorescent |  | Twist | 1 | 13 | 202107 | Hall | 0.0039153
Recessed Can | Compact Fluorescent |  | Reflector | 1 | 20 | 202108 | Kitchen | 0.0039153
Other | Incandescent |  | Clear | 2 | 40 | 202108 | Kitchen | 0.0039153
Ceiling Fixture | Compact Fluorescent |  | Twist | 2 | 13 | 202109 | Laundry Room | 0.0039153
Ceiling Fixture | Compact Fluorescent |  | Twist | 2 | 13 | 2021010 | Master Bedroom | 0.0039153
Wall Mount | Incandescent |  | Decorative | 1 | 40 | 2021010 | Master Bedroom | 0.0039153
Table | Compact Fluorescent |  | Twist | 1 | 20 | 2021011 | Family Room | 0.0039153
Wall Mount | Compact Fluorescent |  | Twist | 2 | 15 | 202831 | Bathroom | 0.0042651
Ceiling Fixture | Compact Fluorescent |  | Twist | 2 | 22 | 202832 | Bedroom | 0.0042651
Recessed - other | Incandescent |  | Standard A Lamp | 2 | 100 | 202832 | Bedroom | 0.0042651
Wall Mount | Compact Fluorescent |  | Twist | 2 | 15 | 202833 | Bathroom | 0.0042651
Ceiling Fixture | Compact Fluorescent |  | Twist | 1 | 15 | 202833 | Bathroom | 0.0042651
Ceiling Fixture | Compact Fluorescent |  | A shape bulb | 2 | 15 | 202834 | Bedroom | 0.0042651
Floor lamp | Compact Fluorescent |  | Twist | 1 | 15 | 202834 | Bedroom | 0.0042651
Table | Incandescent |  | Standard A Lamp | 1 | 60 | 202835 | Master Bedroom | 0.0042651
Ceiling Fixture | Compact Fluorescent |  | Twist | 2 | 15 | 202835 | Master Bedroom | 0.0042651
Wall Mount | Compact Fluorescent |  | Twist | 1 | 15 | 202836 | Bathroom | 0.0042651
Ceiling Fixture | Compact Fluorescent |  | Twist | 1 | 15 | 202837 | Closet | 0.0042651
Ceiling Fixture | Compact Fluorescent |  | Twist | 1 | 15 | 202838 | Hall | 0.0042651
Chandelier (Hanging) | Incandescent |  | Standard A Lamp | 4 | 40 | 202839 | Kitchen | 0.0042651
Recessed Can | Compact Fluorescent |  | Reflector | 1 | 22 | 202839 | Kitchen | 0.0042651
Recessed Can | Incandescent |  | Reflector | 1 | 65 | 202839 | Kitchen | 0.0042651
Ceiling Fixture | Compact Fluorescent |  | Twist | 1 | 15 | 2028310 | Laundry Room | 0.0042651
Floor lamp | Compact Fluorescent |  | Twist | 3 | 22 | 2028311 | Living Room | 0.0042651
Table | Incandescent |  | 3-Way Incandescent | 1 | 100 | 2028311 | Living Room | 0.0042651
Ceiling Fixture | Compact Fluorescent |  | Twist | 2 | 22 | 2028312 | Office | 0.0042651
Table | Incandescent |  | Standard A Lamp | 2 | 100 | 2028312 | Office | 0.0042651
Table | Compact Fluorescent |  | Twist | 1 | 15 | 2028312 | Office | 0.0042651
Ceiling Fixture | Compact Fluorescent |  | Twist | 1 | 22 | 2028313 | Closet | 0.0042651
Ceiling Fixture | Compact Fluorescent |  | Twist | 1 | 15 | 203001 | Bathroom | 0.0039153
Torchiere | Incandescent |  | Standard A Lamp | 1 | 150 | 203002 | Bedroom | 0.0039153
Wall Mount | Compact Fluorescent |  | Twist | 1 | 15 | 203004 | Dining Room | 0.0039153
Chandelier (Hanging) | Compact Fluorescent |  | Twist | 5 | 15 | 203005 | Other | 0.0039153
Ceiling Fixture | Compact Fluorescent |  | Twist | 1 | 15 | 203006 | Hall | 0.0039153
Ceiling Fixture | Compact Fluorescent |  | Twist | 3 | 15 | 203007 | Kitchen | 0.0039153
Ceiling Fixture | Compact Fluorescent |  | Twist | 1 | 15 | 203008 | Laundry Room | 0.0039153
Wall Mount | Compact Fluorescent |  | Twist | 2 | 15 | 203009 | Living Room | 0.0039153
Ceiling Fixture | Compact Fluorescent |  | Twist | 1 | 13 | 2030010 | Bathroom | 0.0039153
Floor lamp | Compact Fluorescent |  | Twist | 3 | 15 | 2030011 | Master Bedroom | 0.0039153
Floor lamp | Other |  | LED Interior | 2 | 1 | 2030011 | Master Bedroom | 0.0039153
Torchiere | Incandescent |  | Decorative | 2 | 60 | 2030011 | Master Bedroom | 0.0039153
Wall Mount | Incandescent |  | Mini base | 1 | 40 | 203061 | Master Bedroom | 0.0022277
Wall Mount | Compact Fluorescent |  | Twist | 1 | 15 | 203062 | Bathroom | 0.0022277
Ceiling Fixture | Compact Fluorescent |  | Twist | 1 | 15 | 203063 | Hall | 0.0022277
Wall Mount | Incandescent |  | Standard A Lamp | 1 | 60 | 203064 | Bedroom | 0.0022277
Ceiling Fixture | Linear Fluorescent | 48 | T-8 | 2 | 32 | 203065 | Kitchen | 0.0022277
Ceiling Fixture | Compact Fluorescent |  | Twist | 1 | 15 | 203065 | Kitchen | 0.0022277
Table | Incandescent |  | Standard A Lamp | 1 | 40 | 203065 | Kitchen | 0.0022277
Wall Mount | Incandescent |  | Standard A Lamp | 1 | 40 | 203066 | Bedroom | 0.0022277
Ceiling Fixture | Compact Fluorescent |  | Twist | 1 | 15 | 203067 | Bathroom | 0.0022277
Ceiling Fixture | Incandescent |  | Standard A Lamp | 1 | 75 | 203171 | Bathroom | 0.0042651
Ceiling Fixture | Incandescent |  | Standard A Lamp | 2 | 40 | 203172 | Dining Room | 0.0042651
Chandelier (Hanging) | Incandescent |  | Standard A Lamp | 6 | 40 | 203173 | Dining Room | 0.0042651
Ceiling Fixture | Incandescent |  | Standard A Lamp | 2 | 60 | 203174 | Bedroom | 0.0042651
Table | Incandescent |  | Decorative | 3 | 40 | 203174 | Bedroom | 0.0042651
Ceiling Fixture | Incandescent |  | Standard A Lamp | 1 | 75 | 203175 | Hall | 0.0042651
Ceiling Fixture | Linear Fluorescent | 48 | T-12 | 2 | 40 | 203176 | Kitchen | 0.0042651
Ceiling Fan | Incandescent |  | Mini base | 4 | 40 | 203177 | Living Room | 0.0042651
Table | Compact Fluorescent |  | Twist | 1 | 22 | 203177 | Living Room | 0.0042651
Ceiling Fixture | Incandescent |  | Standard A Lamp | 2 | 60 | 203178 | Bedroom | 0.0042651
Table | Compact Fluorescent |  | Twist | 1 | 22 | 203178 | Bedroom | 0.0042651
Wall Mount | Compact Fluorescent |  | Twist | 3 | 15 | 203179 | Bathroom | 0.0042651
Ceiling Fixture | Compact Fluorescent |  | Twist | 2 | 15 | 2031710 | Office | 0.0042651
Ceiling Fixture | Incandescent |  | Standard A Lamp | 2 | 75 | 2031711 | Living Room | 0.0042651
Floor lamp | Incandescent |  | 3-Way Incandescent | 1 | 100 | 2031711 | Living Room | 0.0042651
Ceiling Fixture | Incandescent |  | Standard A Lamp | 1 | 75 | 2031712 | Laundry Room | 0.0042651
Ceiling Fixture | Compact Fluorescent |  | Twist | 1 | 25 | 203221 | Bathroom | 0.0039154
Ceiling Fixture | Compact Fluorescent |  | Twist | 1 | 20 | 203222 | Bathroom | 0.0039154
Ceiling Fan | Compact Fluorescent |  | Twist | 1 | 15 | 203223 | Bedroom | 0.0039154
Ceiling Fixture | Compact Fluorescent |  | Twist | 1 | 15 | 203224 | Bedroom | 0.0039154
Ceiling Fixture | Compact Fluorescent |  | Twist | 1 | 15 | 203225 | Closet | 0.0039154
Ceiling Fan | Compact Fluorescent |  | Twist | 1 | 15 | 203226 | Hall | 0.0039154
Track | Halogen |  | Mini base | 5 | 20 | 203227 | Kitchen | 0.0039154
Ceiling Fixture | Compact Fluorescent |  | Twist | 3 | 15 | 203227 | Kitchen | 0.0039154
Ceiling Fixture | Compact Fluorescent |  | Twist | 2 | 15 | 203228 | Laundry Room | 0.0039154
Table | Compact Fluorescent |  | Twist | 1 | 25 | 203229 | Living Room | 0.0039154
Ceiling Fixture | Incandescent |  | Globe | 1 | 40 | 2032210 | Closet | 0.0039154
Ceiling Fan | Compact Fluorescent |  | Twist | 3 | 25 | 2032211 | Master Bedroom | 0.0039154
Ceiling Fixture | Compact Fluorescent |  | A shape bulb | 2 | 7 | 203641 | Hall | 0.0022277
Chandelier (Hanging) | Compact Fluorescent |  | A shape bulb | 5 | 7 | 203642 | Kitchen | 0.0022277
Ceiling Fixture | Compact Fluorescent |  | A shape bulb | 2 | 7 | 203642 | Kitchen | 0.0022277
Table | Compact Fluorescent |  | A shape bulb | 1 | 7 | 203642 | Kitchen | 0.0022277
Ceiling Fixture | Compact Fluorescent |  | Twist | 1 | 15 | 203642 | Kitchen | 0.0022277
Ceiling Fixture | Compact Fluorescent |  | A shape bulb | 2 | 7 | 203643 | Laundry Room | 0.0022277
Ceiling Fan | Incandescent |  | Decorative | 3 | 40 | 203644 | Living Room | 0.0022277