Floor lamp | Compact Fluorescent |  | A shape bulb | 1 | 7 | 203644 | Living Room | 0.0022277
Ceiling Fixture | Compact Fluorescent |  | A shape bulb | 2 | 7 | 203645 | Bathroom | 0.0022277
Other | Incandescent |  | Mini base | 1 | 5 | 203645 | Bathroom | 0.0022277
Ceiling Fan | Compact Fluorescent |  | A shape bulb | 1 | 7 | 203645 | Bathroom | 0.0022277
Ceiling Fixture | Compact Fluorescent |  | A shape bulb | 2 | 7 | 203646 | Bathroom | 0.0022277
Ceiling Fixture | Compact Fluorescent |  | A shape bulb | 2 | 7 | 203647 | Bedroom | 0.0022277
Ceiling Fixture | Compact Fluorescent |  | A shape bulb | 1 | 7 | 203648 | Bedroom | 0.0022277
Ceiling Fixture | Compact Fluorescent |  | A shape bulb | 2 | 7 | 203648 | Bedroom | 0.0022277
Other | Incandescent |  | Standard A Lamp | 1 | 40 | 203648 | Bedroom | 0.0022277
Ceiling Fixture | Compact Fluorescent |  | A shape bulb | 1 | 7 | 203649 | Master Bedroom | 0.0022277
Ceiling Fixture | Compact Fluorescent |  | A shape bulb | 1 | 7 | 203649 | Master Bedroom | 0.0022277
Table | Compact Fluorescent |  | A shape bulb | 1 | 7 | 203649 | Master Bedroom | 0.0022277
Table | Incandescent |  | Standard A Lamp | 1 | 90 | 203771 | Living Room | 0.0042651
Torchiere | Incandescent |  | Standard A Lamp | 2 | 100 | 203771 | Living Room | 0.0042651
Wall Mount | Incandescent |  | Globe | 5 | 40 | 203772 | Bathroom | 0.0042651
Ceiling Fan | Incandescent |  | Standard A Lamp | 1 | 60 | 203772 | Bathroom | 0.0042651
Wall Mount | Incandescent |  | Standard A Lamp | 1 | 40 | 203773 | Other | 0.0042651
Wall Mount | Incandescent |  | Reflector | 1 | 150 | 203773 | Other | 0.0042651
Chandelier (Hanging) | Incandescent |  | Mini base | 4 | 25 | 203774 | Dining Room | 0.0042651
Ceiling Fixture | Incandescent |  | Standard A Lamp | 1 | 100 | 203775 | Hall | 0.0042651
Ceiling Fixture | Linear Fluorescent | 42 | T-12 | 2 | 40 | 203776 | Kitchen | 0.0042651
Ceiling Fixture | Incandescent |  | Standard A Lamp | 2 | 100 | 203776 | Kitchen | 0.0042651
Other | Incandescent |  | Reflector | 1 | 40 | 203776 | Kitchen | 0.0042651
Ceiling Fixture | Linear Fluorescent | 42 | T-12 | 2 | 40 | 203777 | Laundry Room | 0.0042651
Wall Mount | Incandescent |  | Globe | 5 | 40 | 203778 | Bathroom | 0.0042651
Ceiling Fan | Incandescent |  | Standard A Lamp | 1 | 60 | 203778 | Bathroom | 0.0042651
Table | Incandescent |  | Mini base | 6 | 25 | 203779 | Master Bedroom | 0.0042651
Table | Incandescent |  | Standard A Lamp | 1 | 75 | 203779 | Master Bedroom | 0.0042651
Ceiling Fixture | Incandescent |  | Standard A Lamp | 1 | 100 | 203779 | Master Bedroom | 0.0042651
Table | Incandescent |  | Standard A Lamp | 1 | 60 | 2037710 | Office | 0.0042651
Table | Incandescent |  | Mini base | 1 | 25 | 2037710 | Office | 0.0042651
Ceiling Fixture | Incandescent |  | Standard A Lamp | 2 | 100 | 2037711 | Bedroom | 0.0042651
Table | Incandescent |  | Standard A Lamp | 1 | 60 | 2037711 | Bedroom | 0.0042651
Ceiling Fixture | Incandescent |  | Mini base | 3 | 25 | 2037712 | Hall | 0.0042651
Ceiling Fixture | Compact Fluorescent |  | Twist | 2 | 15 | 203781 | Office | 0.0053603
Ceiling Fixture | Linear Fluorescent | 24 | T-12 | 2 | 20 | 203782 | Bathroom | 0.0053603
Ceiling Fixture | Compact Fluorescent |  | Twist | 1 | 15 | 203782 | Bathroom | 0.0053603
Ceiling Fixture | Incandescent |  | Standard A Lamp | 1 | 60 | 203783 | Bathroom | 0.0053603
Ceiling Fixture | Linear Fluorescent | 48 | T-12 | 2 | 40 | 203783 | Bathroom | 0.0053603
Track | Incandescent |  | Reflector | 3 | 30 | 203783 | Bathroom | 0.0053603
Floor lamp | Compact Fluorescent |  | Twist | 1 | 22 | 203783 | Bathroom | 0.0053603
Floor lamp | Compact Fluorescent |  | Twist | 1 | 15 | 203783 | Bathroom | 0.0053603
Ceiling Fixture | Linear Fluorescent | 24 | T-12 | 1 | 20 | 203784 | Kitchen | 0.0053603
Ceiling Fixture | Incandescent |  | Standard A Lamp | 1 | 60 | 203785 | Laundry Room | 0.0053603
Ceiling Fixture | Incandescent |  | Standard A Lamp | 2 | 60 | 203786 | Master Bedroom | 0.0053603
Table | Compact Fluorescent |  | Twist | 1 | 15 | 203786 | Master Bedroom | 0.0053603
Ceiling Fixture | Incandescent |  | Standard A Lamp | 1 | 75 | 203787 | Closet | 0.0053603
Ceiling Fixture | Linear Fluorescent | 24 | T-12 | 2 | 20 | 203788 | Bathroom | 0.0053603
Ceiling Fixture | Incandescent |  | Standard A Lamp | 1 | 60 | 203788 | Bathroom | 0.0053603
Ceiling Fixture | Compact Fluorescent |  | Twist | 1 | 15 | 203911 | Master Bedroom | 0.0056382
Torchiere | Compact Fluorescent |  | Twist | 1 | 22 | 203911 | Master Bedroom | 0.0056382
Table | Incandescent |  | Standard A Lamp | 1 | 60 | 203912 | Bathroom | 0.0056382
Ceiling Fixture | Linear Fluorescent | 48 | T-12 | 2 | 40 | 203912 | Bathroom | 0.0056382
Ceiling Fixture | Compact Fluorescent |  | Twist | 1 | 15 | 203914 | Bedroom | 0.0056382
Chandelier (Hanging) | Incandescent |  | Decorative | 5 | 40 | 203915 | Kitchen | 0.0056382
Ceiling Fixture | Incandescent |  | Standard A Lamp | 1 | 60 | 203916 | Living Room | 0.0056382
Ceiling Fixture | Incandescent |  | Standard A Lamp | 1 | 60 | 203917 | Garage | 0.0056382
Ceiling Fixture | Compact Fluorescent |  | Twist | 2 | 15 | 204011 | Kitchen | 0.0022277
Ceiling Fixture | Linear Fluorescent | 48 | T-12 | 2 | 32 | 204011 | Kitchen | 0.0022277
Ceiling Fixture | Incandescent |  | Standard A Lamp | 1 | 100 | 204012 | Laundry Room | 0.0022277
Ceiling Fixture | Incandescent |  | Standard A Lamp | 2 | 60 | 204013 | Bedroom | 0.0022277
Table | Incandescent |  | Standard A Lamp | 1 | 60 | 204013 | Bedroom | 0.0022277
Ceiling Fixture | Incandescent |  | Standard A Lamp | 2 | 100 | 204014 | Living Room | 0.0022277
Table | Incandescent |  | Standard A Lamp | 1 | 100 | 204014 | Living Room | 0.0022277
Ceiling Fixture | Compact Fluorescent |  | Twist | 4 | 15 | 204015 | Dining Room | 0.0022277
Track | Incandescent |  | Decorative | 4 | 25 | 204016 | Bathroom | 0.0022277
Ceiling Fixture | Incandescent |  | Standard A Lamp | 2 | 100 | 204017 | Bedroom | 0.0022277
Table | Incandescent |  | Standard A Lamp | 1 | 100 | 204018 | Family Room | 0.0022277
Table | Incandescent |  | Decorative | 2 | 40 | 204018 | Family Room | 0.0022277
Table | Incandescent |  | Standard A Lamp | 1 | 100 | 204019 | Master Bedroom | 0.0022277
Table | Compact Fluorescent |  | Other | 1 | 42 | 204019 | Master Bedroom | 0.0022277
Ceiling Fixture | Incandescent |  | Standard A Lamp | 1 | 100 | 204019 | Master Bedroom | 0.0022277
Track | Incandescent |  | Decorative | 4 | 40 | 2040110 | Bathroom | 0.0022277
Ceiling Fixture | Compact Fluorescent |  | Twist | 2 | 22 | 204291 | Bathroom | 0.0015972
Ceiling Fixture | Compact Fluorescent |  | Twist | 2 | 22 | 204292 | Bathroom | 0.0015972
Ceiling Fan | Compact Fluorescent |  | Twist | 3 | 22 | 204293 | Bedroom | 0.0015972
Ceiling Fan | Compact Fluorescent |  | Twist | 3 | 22 | 204294 | Bedroom | 0.0015972
Chandelier (Hanging) | Compact Fluorescent |  | Straight Tube | 1 | 22 | 204295 | Dining Room | 0.0015972
Ceiling Fan | Compact Fluorescent |  | Twist | 3 | 22 | 204296 | Other | 0.0015972
Floor lamp | Compact Fluorescent |  | Twist | 1 | 22 | 204297 | Family Room | 0.0015972
Ceiling Fixture | Incandescent |  | Standard A Lamp | 1 | 60 | 204298 | Garage | 0.0015972
Ceiling Fixture | Linear Fluorescent | 48 | T-8 | 2 | 40 | 204298 | Garage | 0.0015972
Ceiling Fixture | Compact Fluorescent |  | Twist | 2 | 22 | 204299 | Hall | 0.0015972
Ceiling Fixture | Incandescent |  | Standard A Lamp | 1 | 60 | 2042910 | Hall | 0.0015972
Ceiling Fixture | Compact Fluorescent |  | Twist | 2 | 22 | 2042911 | Kitchen | 0.0015972
Track | Incandescent |  | Standard A Lamp | 3 | 40 | 2042912 | Laundry Room | 0.0015972
Floor lamp | Compact Fluorescent |  | Twist | 2 | 15 | 2042913 | Living Room | 0.0015972
Ceiling Fan | Incandescent |  | Standard A Lamp | 4 | 60 | 2042914 | Master Bedroom | 0.0015972
Ceiling Fixture | Compact Fluorescent |  | Twist | 1 | 15 | 2042915 | Other | 0.0015972
Wall Mount | Incandescent |  | Mini base | 6 | 25 | 204391 | Bathroom | 0.0039154
Wall Mount | Compact Fluorescent |  | Twist | 1 | 15 | 204392 | Bedroom | 0.0039154
Wall Mount | Incandescent |  | Standard A Lamp | 1 | 60 | 204392 | Bedroom | 0.0039154
Table | Incandescent |  | Standard A Lamp | 1 | 60 | 204392 | Bedroom | 0.0039154
Wall Mount | Compact Fluorescent |  | Twist | 1 | 15 | 204393 | Hall | 0.0039154
Ceiling Fixture | Compact Fluorescent |  | Twist | 3 | 15 | 204394 | Kitchen | 0.0039154
Ceiling Fan | Compact Fluorescent |  | Twist | 4 | 15 | 204395 | Living Room | 0.0039154
Torchiere | Compact Fluorescent |  | Twist | 2 | 15 | 204395 | Living Room | 0.0039154
Wall Mount | Incandescent |  | Standard A Lamp | 1 | 60 | 204395 | Living Room | 0.0039154
Wall Mount | Compact Fluorescent |  | A shape bulb | 1 | 15 | 204396 | Office | 0.0039154
Wall Mount | Incandescent |  | Globe | 5 | 40 | 204641 | Bathroom | 0.0042651
Ceiling Fixture | Incandescent |  | Standard A Lamp | 2 | 60 | 204642 | Bedroom | 0.0042651
Table | Incandescent |  | Standard A Lamp | 1 | 40 | 204642 | Bedroom | 0.0042651
Ceiling Fixture | Incandescent |  | Standard A Lamp | 2 | 60 | 204643 | Bedroom | 0.0042651
Table | Incandescent |  | Globe | 1 | 25 | 204643 | Bedroom | 0.0042651
Chandelier (Hanging) | Incandescent |  | Standard A Lamp | 3 | 75 | 204644 | Dining Room | 0.0042651
Table | Incandescent |  | Decorative | 1 | 5 | 204644 | Dining Room | 0.0042651
Ceiling Fixture | Incandescent |  | Globe | 3 | 40 | 204645 | Hall | 0.0042651
Ceiling Fixture | Incandescent |  | Standard A Lamp | 1 | 60 | 204646 | Hall | 0.0042651
Ceiling Fixture | Linear Fluorescent | 48 | T-12 | 2 | 32 | 204647 | Kitchen | 0.0042651
Ceiling Fixture | Halogen |  | PAR | 2 | 50 | 204647 | Kitchen | 0.0042651
Recessed - other | Linear Fluorescent | 48 | T-12 | 2 | 32 | 204648 | Laundry Room | 0.0042651
Recessed - other | Linear Fluorescent | 48 | T-12 | 2 | 32 | 204649 | Laundry Room | 0.0042651
Wall Mount | Incandescent |  | Globe | 5 | 40 | 2046410 | Bathroom | 0.0042651
Ceiling Fixture | Incandescent |  | Standard A Lamp | 1 | 60 | 2046410 | Bathroom | 0.0042651
Table | Incandescent |  | Standard A Lamp | 1 | 60 | 2046411 | Master Bedroom | 0.0042651
Ceiling Fixture | Linear Fluorescent | 48 | T-12 | 2 | 32 | 2046412 | Bedroom | 0.0042651
Ceiling Fixture | Incandescent |  | Standard A Lamp | 2 | 60 | 2046413 | Office | 0.0042651
Table | Incandescent |  | Standard A Lamp | 1 | 60 | 2046413 | Office | 0.0042651
Ceiling Fixture | Compact Fluorescent |  | Twist | 2 | 15 | 204651 | Bathroom | 0.0042651
Wall Mount | Incandescent |  | Globe | 8 | 60 | 204651 | Bathroom | 0.0042651
Wall Mount | Incandescent |  | Globe | 4 | 60 | 204652 | Bathroom | 0.0042651
Ceiling Fixture | Incandescent |  | Standard A Lamp | 2 | 60 | 204653 | Bedroom | 0.0042651
Ceiling Fixture | Incandescent |  | Standard A Lamp | 2 | 65 | 204654 | Bedroom | 0.0042651
Ceiling Fixture | Incandescent |  | Standard A Lamp | 1 | 60 | 204654 | Bedroom | 0.0042651
Ceiling Fixture | Incandescent |  | Standard A Lamp | 2 | 60 | 204655 | Bedroom | 0.0042651
Ceiling Fixture | Incandescent |  | Standard A Lamp | 1 | 60 | 204656 | Hall | 0.0042651
Chandelier (Hanging) | Incandescent |  | Standard A Lamp | 3 | 60 | 204657 | Kitchen | 0.0042651
Ceiling Fixture | Linear Fluorescent | 48 | T-8 | 2 | 32 | 204657 | Kitchen | 0.0042651
Ceiling Fixture | Incandescent |  | Standard A Lamp | 3 | 60 | 204657 | Kitchen | 0.0042651
Ceiling Fixture | Incandescent |  | Reflector | 1 | 50 | 204657 | Kitchen | 0.0042651
Recessed - other | Incandescent |  | Standard A Lamp | 1 | 60 | 204657 | Kitchen | 0.0042651
Ceiling Fixture | Incandescent |  | Standard A Lamp | 2 | 60 | 204658 | Laundry Room | 0.0042651
Ceiling Fan | Compact Fluorescent |  | Circline (Screw Base) | 1 | 22 | 204659 | Living Room | 0.0042651
Ceiling Fixture | Linear Fluorescent | 48 | T-12 | 1 | 40 | 2046510 | Office | 0.0042651
Ceiling Fixture | Compact Fluorescent |  | Twist | 1 | 15 | 204701 | Bathroom | 0.0056382
Ceiling Fixture | Incandescent |  | Standard A Lamp | 1 | 100 | 204702 | Bathroom | 0.0056382
Table | Incandescent |  | Standard A Lamp | 1 | 60 | 204703 | Bathroom | 0.0056382
Floor lamp | Incandescent |  | Standard A Lamp | 1 | 60 | 204704 | Bedroom | 0.0056382
Table | Incandescent |  | 3-Way Incandescent | 1 | 100 | 204705 | Family Room | 0.0056382
Floor lamp | Compact Fluorescent |  | Twist | 1 | 15 | 204705 | Family Room | 0.0056382
Floor lamp | Incandescent |  | 3-Way Incandescent | 1 | 100 | 204705 | Family Room | 0.0056382
Ceiling Fan | Incandescent |  | Standard A Lamp | 4 | 60 | 204706 | Kitchen | 0.0056382
Ceiling Fixture | Linear Fluorescent | 24 | T-12 | 2 | 20 | 204706 | Kitchen | 0.0056382
Ceiling Fixture | Incandescent |  | Standard A Lamp | 2 | 60 | 204707 | Laundry Room | 0.0056382
Ceiling Fixture | Compact Fluorescent |  | Twist | 2 | 25 | 204841 | Bathroom | 0.0039153
Ceiling Fixture | Linear Fluorescent | 24 | T-12 | 1 | 20 | 204841 | Bathroom | 0.0039153
Ceiling Fixture | Linear Fluorescent | 24 | T-12 | 1 | 20 | 204842 | Bathroom | 0.0039153
Ceiling Fixture | Compact Fluorescent |  | Twist | 2 | 20 | 204842 | Bathroom | 0.0039153
Ceiling Fixture | Compact Fluorescent |  | Twist | 2 | 20 | 204843 | Bedroom | 0.0039153
Table | Compact Fluorescent |  | Twist | 1 | 20 | 204843 | Bedroom | 0.0039153
Ceiling Fixture | Compact Fluorescent |  | Twist | 2 | 20 | 204844 | Bedroom | 0.0039153
Table | Compact Fluorescent |  | Twist | 1 | 20 | 204844 | Bedroom | 0.0039153
Chandelier (Hanging) | Compact Fluorescent |  | Twist | 5 | 20 | 204845 | Living Room | 0.0039153
Torchiere | Halogen |  | Quartz Tube | 1 | 150 | 204846 | Family Room | 0.0039153
Table | Compact Fluorescent |  | Twist | 1 | 20 | 204846 | Family Room | 0.0039153
Ceiling Fixture | Compact Fluorescent |  | Twist | 1 | 20 | 204847 | Hall | 0.0039153
Ceiling Fixture | Linear Fluorescent | 48 | T-12 | 4 | 34 | 204848 | Kitchen | 0.0039153
Ceiling Fixture | Compact Fluorescent |  | Twist | 1 | 20 | 204848 | Kitchen | 0.0039153
Ceiling Fixture | Compact Fluorescent |  | Twist | 2 | 20 | 204849 | Laundry Room | 0.0039153
Ceiling Fixture | Compact Fluorescent |  | Twist | 1 | 20 | 2048410 | Living Room | 0.0039153
Table | Compact Fluorescent |  | Twist | 1 | 20 | 2048410 | Living Room | 0.0039153
Ceiling Fan | Compact Fluorescent |  | Twist | 3 | 13 | 2048411 | Other | 0.0039153
Floor lamp | Compact Fluorescent |  | Twist | 1 | 13 | 2048411 | Other | 0.0039153
Ceiling Fixture | Compact Fluorescent |  | Twist | 2 | 20 | 2048412 | Other | 0.0039153
Ceiling Fixture | Incandescent |  | Standard A Lamp | 1 | 40 | 205111 | Closet | 0.0022277
Chandelier (Hanging) | Compact Fluorescent |  | Twist | 1 | 22 | 205112 | Living Room | 0.0022277
Ceiling Fixture | Incandescent |  | Standard A Lamp | 1 | 90 | 205113 | Kitchen | 0.0022277
Ceiling Fixture | Compact Fluorescent |  | Twist | 2 | 22 | 205113 | Kitchen | 0.0022277
Wall Mount | Compact Fluorescent |  | Twist | 1 | 7 | 205114 | Hall | 0.0022277
Ceiling Fixture | Incandescent |  | Standard A Lamp | 1 | 40 | 205115 | Bathroom | 0.0022277
Table | Incandescent |  | Standard A Lamp | 1 | 60 | 205116 | Bedroom | 0.0022277
Table | Incandescent |  | Decorative | 1 | 40 | 205117 | Office | 0.0022277
Table | Incandescent |  | Standard A Lamp | 1 | 65 | 205117 | Office | 0.0022277
Wall Mount | Incandescent |  | Standard A Lamp | 2 | 65 | 205118 | Bathroom | 0.0022277
Table | Incandescent |  | Standard A Lamp | 1 | 15 | 205119 | Master Bedroom | 0.0022277
Table | Compact Fluorescent |  | Twist | 1 | 15 | 205171 | Bathroom | 0.0053603
Ceiling Fixture | Incandescent |  | Standard A Lamp | 2 | 60 | 205172 | Bathroom | 0.0053603
Wall Mount | Incandescent |  | Globe | 3 | 60 | 205172 | Bathroom | 0.0053603
Table | Compact Fluorescent |  | Twist | 1 | 15 | 205173 | Living Room | 0.0053603
Chandelier (Hanging) | Incandescent |  | Standard A Lamp | 1 | 60 | 205174 | Dining Room | 0.0053603
Ceiling Fixture | Incandescent |  | Standard A Lamp | 2 | 60 | 205175 | Kitchen | 0.0053603
Wall Mount | Incandescent |  | Globe | 3 | 40 | 205176 | Bathroom | 0.0053603
Table | Compact Fluorescent |  | Twist | 1 | 15 | 205178 | Bedroom | 0.0053603
Ceiling Fixture | Incandescent |  | Standard A Lamp | 2 | 60 | 205179 | Laundry Room | 0.0053603
Ceiling Fixture | Incandescent |  | Standard A Lamp | 1 | 75 | 205351 | Bedroom | 0.0022277
Table | Incandescent |  | Standard A Lamp | 1 | 75 | 205351 | Bedroom | 0.0022277
Ceiling Fixture | Incandescent |  | Standard A Lamp | 2 | 75 | 205352 | Bedroom | 0.0022277
Ceiling Fixture | Compact Fluorescent |  | Twist | 1 | 15 | 205352 | Bedroom | 0.0022277
Ceiling Fixture | Incandescent |  | Standard A Lamp | 1 | 75 | 205353 | Kitchen | 0.0022277
Wall Mount | Compact Fluorescent |  | Twist | 1 | 15 | 205353 | Kitchen | 0.0022277
Ceiling Fixture | Compact Fluorescent |  | Twist | 2 | 15 | 205354 | Living Room | 0.0022277
Ceiling Fixture | Incandescent |  | Standard A Lamp | 2 | 75 | 205355 | Master Bedroom | 0.0022277
Wall Mount | Incandescent |  | Globe | 3 | 40 | 205411 | Bathroom | 0.0022277
Ceiling Fixture | Incandescent |  | Standard A Lamp | 2 | 60 | 205412 | Bedroom | 0.0022277
Ceiling Fixture | Compact Fluorescent |  | Twist | 2 | 15 | 205413 | Hall | 0.0022277
Ceiling Fixture | Compact Fluorescent |  | Twist | 2 | 15 | 205414 | Kitchen | 0.0022277
Chandelier (Hanging) | Compact Fluorescent |  | Twist | 1 | 15 | 205414 | Kitchen | 0.0022277
Ceiling Fan | Compact Fluorescent |  | Twist | 1 | 15 | 205414 | Kitchen | 0.0022277
Wall Mount | Incandescent |  | Globe | 3 | 40 | 205415 | Bathroom | 0.0022277
Ceiling Fixture | Compact Fluorescent |  | Twist | 2 | 15 | 205416 | Bedroom | 0.0022277
Table | Incandescent |  | Standard A Lamp | 1 | 75 | 205416 | Bedroom | 0.0022277
Ceiling Fixture | Compact Fluorescent |  | Twist | 2 | 13 | 205417 | Laundry Room | 0.0022277
Ceiling Fixture | Linear Fluorescent | 48 | T-12 | 2 | 40 | 205418 | Garage | 0.0022277
Table | Incandescent |  | Standard A Lamp | 1 | 75 | 205419 | Living Room | 0.0022277
Floor lamp | Halogen |  | Quartz Tube | 1 | 100 | 205419 | Living Room | 0.0022277
Ceiling Fixture | Incandescent |  | Standard A Lamp | 2 | 60 | 2054110 | Bedroom | 0.0022277
Table | Incandescent |  | Decorative | 2 | 40 | 2054110 | Bedroom | 0.0022277
Wall Mount | Compact Fluorescent |  | Globe | 3 | 22 | 205421 | Bathroom | 0.0015972
Ceiling Fixture | Compact Fluorescent |  | Twist | 2 | 15 | 205422 | Bathroom | 0.0015972
Wall Mount | Compact Fluorescent |  | Twist | 3 | 22 | 205422 | Bathroom | 0.0015972
Ceiling Fixture | Compact Fluorescent |  | Twist | 1 | 22 | 205423 | Bedroom | 0.0015972
Ceiling Fixture | Compact Fluorescent |  | Twist | 1 | 15 | 205424 | Hall | 0.0015972
Chandelier (Hanging) | Compact Fluorescent |  | Twist | 1 | 22 | 205425 | Living Room | 0.0015972
Table | Compact Fluorescent |  | Twist | 1 | 15 | 205425 | Living Room | 0.0015972
Floor lamp | Compact Fluorescent |  | Twist | 1 | 15 | 205425 | Living Room | 0.0015972
Ceiling Fixture | Compact Fluorescent |  | Twist | 1 | 22 | 205425 | Living Room | 0.0015972
Ceiling Fixture | Compact Fluorescent |  | Twist | 2 | 15 | 205426 | Master Bedroom | 0.0015972
Ceiling Fixture | Incandescent |  | Standard A Lamp | 2 | 40 | 205921 | Bedroom | 0.0022277
Wall Mount | Incandescent |  | Globe | 2 | 90 | 205921 | Bedroom | 0.0022277
Torchiere | Incandescent |  | 3-Way Incandescent | 1 | 75 | 205921 | Bedroom | 0.0022277
Chandelier (Hanging) | Incandescent |  | Standard A Lamp | 2 | 60 | 205922 | Master Bedroom | 0.0022277
Table | Incandescent |  | Globe | 1 | 60 | 205923 | Family Room | 0.0022277
Ceiling Fixture | Incandescent |  | Standard A Lamp | 1 | 60 | 205924 | Dining Room | 0.0022277
Ceiling Fixture | Incandescent |  | Standard A Lamp | 1 | 60 | 205925 | Kitchen | 0.0022277
Ceiling Fixture | Incandescent |  | Standard A Lamp | 1 | 60 | 205926 | Laundry Room | 0.0022277
Torchiere | Incandescent |  | Standard A Lamp | 1 | 60 | 205927 | Living Room | 0.0022277
Table | Incandescent |  | Standard A Lamp | 1 | 60 | 205927 | Living Room | 0.0022277
Wall Mount | Incandescent |  | Globe | 1 | 90 | 205928 | Bathroom | 0.0022277
Ceiling Fixture | Incandescent |  | Standard A Lamp | 1 | 60 | 205929 | Bedroom | 0.0022277
Wall Mount | Incandescent |  | Standard A Lamp | 5 | 60 | 206111 | Bathroom | 0.0053603
Ceiling Fixture | Incandescent |  | Standard A Lamp | 3 | 60 | 206111 | Bathroom | 0.0053603
Ceiling Fixture | Incandescent |  | Standard A Lamp | 1 | 60 | 206112 | Hall | 0.0053603
Table | Incandescent |  | Standard A Lamp | 1 | 60 | 206113 | Bedroom | 0.0053603
Wall Mount | Incandescent |  | Standard A Lamp | 1 | 60 | 206114 | Master Bedroom | 0.0053603
Wall Mount | Incandescent |  | 3-Way Incandescent | 1 | 100 | 206114 | Master Bedroom | 0.0053603
Ceiling Fan | Incandescent |  | Standard A Lamp | 3 | 60 | 206115 | Dining Room | 0.0053603
Table | Incandescent |  | 3-Way Incandescent | 1 | 100 | 206116 | Living Room | 0.0053603
Floor lamp | Incandescent |  | Standard A Lamp | 1 | 60 | 206116 | Living Room | 0.0053603
Ceiling Fixture | Incandescent |  | Standard A Lamp | 2 | 60 | 206116 | Living Room | 0.0053603
Ceiling Fan | Incandescent |  | Standard A Lamp | 3 | 40 | 206116 | Living Room | 0.0053603
Ceiling Fixture | Linear Fluorescent | 48 | T-12 | 2 | 40 | 206117 | Kitchen | 0.0053603
Architectural | Incandescent |  | Reflector | 2 | 40 | 206117 | Kitchen | 0.0053603
Ceiling Fixture | Incandescent |  | Standard A Lamp | 1 | 60 | 206118 | Laundry Room | 0.0053603
Ceiling Fixture | Incandescent |  | Standard A Lamp | 1 | 60 | 206119 | Office | 0.0053603
Table | Halogen |  | Other | 1 | 30 | 206119 | Office | 0.0053603
Wall Mount | Incandescent |  | Mini base | 2 | 60 | 2061110 | Bedroom | 0.0053603
Table | Incandescent |  | Mini base | 1 | 60 | 2061110 | Bedroom | 0.0053603
Wall Mount | Compact Fluorescent |  | A shape bulb | 1 | 15 | 2061111 | Bathroom | 0.0053603
Wall Mount | Incandescent |  | Standard A Lamp | 1 | 60 | 2061111 | Bathroom | 0.0053603
Ceiling Fixture | Incandescent |  | Standard A Lamp | 1 | 60 | 2061111 | Bathroom | 0.0053603
Wall Mount | Compact Fluorescent |  | Twist | 1 | 15 | 206211 | Bathroom | 0.0042651
Table | Compact Fluorescent |  | Twist | 1 | 15 | 206212 | Bedroom | 0.0042651
Floor lamp | Compact Fluorescent |  | Twist | 3 | 15 | 206212 | Bedroom | 0.0042651
Ceiling Fixture | Compact Fluorescent |  | Twist | 1 | 15 | 206213 | Bedroom | 0.0042651
Ceiling Fixture | Incandescent |  | Standard A Lamp | 1 | 60 | 206214 | Bedroom | 0.0042651
Ceiling Fixture | Compact Fluorescent |  | Twist | 1 | 15 | 206215 | Hall | 0.0042651
Ceiling Fixture | Compact Fluorescent |  | Twist | 1 | 15 | 206216 | Kitchen | 0.0042651
Table | Compact Fluorescent |  | Twist | 1 | 15 | 206216 | Kitchen | 0.0042651
Ceiling Fixture | Compact Fluorescent |  | Twist | 1 | 15 | 206217 | Laundry Room | 0.0042651
Table | Compact Fluorescent |  | Twist | 1 | 15 | 206218 | Living Room | 0.0042651
Ceiling Fixture | Compact Fluorescent |  | Twist | 1 | 22 | 206301 | Other | 0.0015972
Ceiling Fixture | Compact Fluorescent |  | Twist | 2 | 22 | 206302 | Bathroom | 0.0015972
Ceiling Fixture | Incandescent |  | Standard A Lamp | 2 | 60 | 206303 | Bathroom | 0.0015972
Ceiling Fixture | Compact Fluorescent |  | Twist | 2 | 28 | 206304 | Bedroom | 0.0015972
Ceiling Fixture | Incandescent |  | Standard A Lamp | 2 | 60 | 206305 | Bedroom | 0.0015972
Chandelier (Hanging) | Incandescent |  | Decorative | 5 | 40 | 206306 | Dining Room | 0.0015972
Ceiling Fixture | Compact Fluorescent |  | Twist | 2 | 22 | 206307 | Hall | 0.0015972
Ceiling Fixture | Compact Fluorescent |  | Twist | 2 | 22 | 206308 | Kitchen | 0.0015972
Ceiling Fixture | Compact Fluorescent |  | Twist | 2 | 15 | 206309 | Kitchen | 0.0015972
Ceiling Fixture | Compact Fluorescent |  | Twist | 2 | 15 | 2063010 | Laundry Room | 0.0015972
Ceiling Fan | Incandescent |  | Standard A Lamp | 5 | 60 | 2063011 | Living Room | 0.0015972
Ceiling Fixture | Incandescent |  | Reflector | 2 | 60 | 2063011 | Living Room | 0.0015972
Wall Mount | Incandescent |  | Standard A Lamp | 4 | 60 | 206391 | Bathroom | 0.0015972
Ceiling Fixture | Incandescent |  | Standard A Lamp | 2 | 60 | 206392 | Bedroom | 0.0015972
Table | Incandescent |  | Standard A Lamp | 1 | 60 | 206392 | Bedroom | 0.0015972
Ceiling Fixture | Incandescent |  | Standard A Lamp | 1 | 60 | 206393 | Closet | 0.0015972
Ceiling Fixture | Compact Fluorescent |  | Twist | 2 | 15 | 206394 | Bedroom | 0.0015972
Ceiling Fixture | Incandescent |  | Standard A Lamp | 1 | 60 | 206395 | Closet | 0.0015972
Table | Incandescent |  | Standard A Lamp | 1 | 60 | 206395 | Closet | 0.0015972
Chandelier (Hanging) | Compact Fluorescent |  | Twist | 5 | 15 | 206396 | Dining Room | 0.0015972
Ceiling Fixture | Incandescent |  | Globe | 1 | 60 | 206397 | Family Room | 0.0015972
Floor lamp | Compact Fluorescent |  | Twist | 4 | 15 | 206397 | Family Room | 0.0015972
Ceiling Fixture | Incandescent |  | Standard A Lamp | 2 | 60 | 206398 | Hall | 0.0015972
Recessed Can | Incandescent |  | Reflector | 1 | 65 | 206399 | Kitchen | 0.0015972
Ceiling Fixture | Incandescent |  | Standard A Lamp | 2 | 60 | 2063910 | Laundry Room | 0.0015972
Ceiling Fixture | Incandescent |  | Standard A Lamp | 1 | 60 | 2063911 | Living Room | 0.0015972
Floor lamp | Compact Fluorescent |  | Twist | 2 | 15 | 2063911 | Living Room | 0.0015972
Ceiling Fixture | Incandescent |  | Standard A Lamp | 1 | 60 | 2063912 | Bathroom | 0.0015972
Wall Mount | Incandescent |  | Standard A Lamp | 3 | 60 | 2063912 | Bathroom | 0.0015972
Table | Incandescent |  | Decorative | 3 | 25 | 2063913 | Bedroom | 0.0015972
Ceiling Fixture | Incandescent |  | Standard A Lamp | 1 | 60 | 2063914 | Closet | 0.0015972
Track | Compact Fluorescent |  | Twist | 4 | 15 | 206541 | Bathroom | 0.0015972
Table | Compact Fluorescent |  | Twist | 1 | 15 | 206542 | Bedroom | 0.0015972
Table | Incandescent |  | Standard A Lamp | 1 | 40 | 206543 | Master Bedroom | 0.0015972
Ceiling Fixture | Compact Fluorescent |  | Twist | 1 | 15 | 206544 | Hall | 0.0015972
Ceiling Fixture | Compact Fluorescent |  | Twist | 1 | 15 | 206545 | Kitchen | 0.0015972
Ceiling Fixture | Compact Fluorescent |  | Twist | 1 | 15 | 206546 | Living Room | 0.0015972
Chandelier (Hanging) | Incandescent |  | Standard A Lamp | 2 | 75 | 206561 | Bathroom | 0.0015972
Ceiling Fixture | Incandescent |  | Standard A Lamp | 2 | 60 | 206562 | Bedroom | 0.0015972
Ceiling Fixture | Incandescent |  | Standard A Lamp | 1 | 75 | 206562 | Bedroom | 0.0015972
Ceiling Fixture | Incandescent |  | Standard A Lamp | 3 | 75 | 206563 | Bedroom | 0.0015972
Table | Incandescent |  | Standard A Lamp | 1 | 100 | 206563 | Bedroom | 0.0015972
Ceiling Fixture | Incandescent |  | Standard A Lamp | 2 | 65 | 206564 | Hall | 0.0015972
Ceiling Fixture | Incandescent |  | Standard A Lamp | 2 | 60 | 206565 | Kitchen | 0.0015972
Chandelier (Hanging) | Compact Fluorescent |  | Twist | 1 | 22 | 206565 | Kitchen | 0.0015972
Table | Incandescent |  | Standard A Lamp | 1 | 75 | 206566 | Living Room | 0.0015972
Ceiling Fixture | Incandescent |  | Standard A Lamp | 1 | 40 | 206811 | Bedroom | 0.0022277
Ceiling Fixture | Incandescent |  | Standard A Lamp | 2 | 100 | 206812 | Bathroom | 0.0022277
Ceiling Fixture | Incandescent |  | Standard A Lamp | 2 | 75 | 206813 | Bathroom | 0.0022277
Ceiling Fixture | Incandescent |  | Standard A Lamp | 2 | 100 | 206814 | Closet | 0.0022277
Floor lamp | Incandescent |  | Mini base | 1 | 40 | 206815 | Bedroom | 0.0022277
Ceiling Fixture | Incandescent |  | Standard A Lamp | 1 | 75 | 206816 | Bedroom | 0.0022277
Recessed Can | Halogen |  | PAR | 1 | 30 | 206817 | Living Room | 0.0022277
Ceiling Fixture | Incandescent |  | Standard A Lamp | 3 | 75 | 206817 | Living Room | 0.0022277
Ceiling Fixture | Incandescent |  | Standard A Lamp | 1 | 75 | 206818 | Hall | 0.0022277
Ceiling Fan | Incandescent |  | Standard A Lamp | 1 | 75 | 206819 | Kitchen | 0.0022277
Ceiling Fixture | Incandescent |  | Standard A Lamp | 2 | 75 | 206819 | Kitchen | 0.0022277
Ceiling Fixture | Incandescent |  | Standard A Lamp | 2 | 75 | 2068110 | Laundry Room | 0.0022277
Recessed Can | Halogen |  | PAR | 1 | 30 | 2068111 | Living Room | 0.0022277
Ceiling Fixture | Incandescent |  | Standard A Lamp | 2 | 75 | 2068112 | Master Bedroom | 0.0022277
Other | Incandescent |  | Standard A Lamp | 1 | 75 | 2068113 | Other | 0.0022277
Wall Mount | Incandescent |  | Globe | 4 | 40 | 206821 | Bathroom | 0.0039153
Ceiling Fixture | Incandescent |  | Standard A Lamp | 1 | 40 | 206821 | Bathroom | 0.0039153
Floor lamp | Incandescent |  | Standard A Lamp | 1 | 40 | 206822 | Family Room | 0.0039153
Torchiere | Halogen |  | Quartz Tube | 1 | 100 | 206822 | Family Room | 0.0039153
Ceiling Fixture | Incandescent |  | Decorative | 1 | 60 | 206823 | Hall | 0.0039153
Torchiere | Halogen |  | Quartz Tube | 1 | 100 | 206824 | Kitchen | 0.0039153
Wall Mount | Incandescent |  | Standard A Lamp | 1 | 60 | 206824 | Kitchen | 0.0039153
Chandelier (Hanging) | Incandescent |  | Standard A Lamp | 1 | 60 | 206824 | Kitchen | 0.0039153
Wall Mount | Incandescent |  | Standard A Lamp | 1 | 60 | 206824 | Kitchen | 0.0039153
Ceiling Fixture | Linear Fluorescent | 48 | T-8 | 2 | 32 | 206824 | Kitchen | 0.0039153
Chandelier (Hanging) | Incandescent |  | Decorative | 6 | 40 | 206825 | Living Room | 0.0039153
Ceiling Fixture | Incandescent |  | Standard A Lamp | 1 | 60 | 206825 | Living Room | 0.0039153
Wall Mount | Incandescent |  | Globe | 4 | 40 | 206826 | Bathroom | 0.0039153
Floor lamp | Incandescent |  | 3-Way Incandescent | 1 | 150 | 206827 | Master Bedroom | 0.0039153
Track | Incandescent |  | Reflector | 2 | 75 | 206827 | Master Bedroom | 0.0039153
Ceiling Fixture | Incandescent |  | Standard A Lamp | 1 | 60 | 206828 | Laundry Room | 0.0039153
Ceiling Fixture | Linear Fluorescent | 48 | T-12 | 2 | 40 | 206828 | Laundry Room | 0.0039153
Ceiling Fixture | Incandescent |  | Reflector | 2 | 60 | 206828 | Laundry Room | 0.0039153
Ceiling Fixture | Incandescent |  | Standard A Lamp | 1 | 40 | 206891 | Bathroom | 0.0022277
Wall Mount | Halogen |  | Quartz Tube | 2 | 75 | 206891 | Bathroom | 0.0022277
Wall Mount | Incandescent |  | Standard A Lamp | 2 | 75 | 206891 | Bathroom | 0.0022277
Table | Incandescent |  | Reflector | 1 | 25 | 206891 | Bathroom | 0.0022277
Recessed - other | Incandescent |  | Standard A Lamp | 1 | 60 | 206892 | Bedroom | 0.0022277
Table | Incandescent |  | Standard A Lamp | 1 | 90 | 206893 | Bedroom | 0.0022277
Table | Incandescent |  | Standard A Lamp | 1 | 60 | 206894 | Bedroom | 0.0022277
Ceiling Fixture | Incandescent |  | Standard A Lamp | 1 | 75 | 206895 | Closet | 0.0022277
Table | Incandescent |  | Standard A Lamp | 1 | 75 | 206896 | Dining Room | 0.0022277
Ceiling Fixture | Incandescent |  | Standard A Lamp | 1 | 75 | 206896 | Dining Room | 0.0022277
Table | Incandescent |  | Standard A Lamp | 1 | 75 | 206897 | Kitchen | 0.0022277
Table | Halogen |  | Quartz Tube | 1 | 30 | 206897 | Kitchen | 0.0022277
Table | Compact Fluorescent |  | Twist | 1 | 15 | 206897 | Kitchen | 0.0022277
Ceiling Fan | Incandescent |  | Standard A Lamp | 1 | 40 | 206897 | Kitchen | 0.0022277
Chandelier (Hanging) | Incandescent |  | Standard A Lamp | 1 | 40 | 206897 | Kitchen | 0.0022277
Ceiling Fixture | Incandescent |  | Standard A Lamp | 1 | 40 | 206897 | Kitchen | 0.0022277
Table | Incandescent |  | Standard A Lamp | 1 | 90 | 206898 | Living Room | 0.0022277
Table | Compact Fluorescent |  | Twist | 1 | 15 | 206898 | Living Room | 0.0022277
Wall Mount | Halogen |  | Other | 3 | 30 | 206899 | Bathroom | 0.0022277
Table | Incandescent |  | Mini base | 1 | 25 | 206899 | Bathroom | 0.0022277
Table | Incandescent |  | Standard A Lamp | 1 | 60 | 2068910 | Master Bedroom | 0.0022277
Table | Compact Fluorescent |  | Twist | 1 | 15 | 2068910 | Master Bedroom | 0.0022277
Ceiling Fan | Halogen |  | Other | 1 | 25 | 2068910 | Master Bedroom | 0.0022277
Ceiling Fixture | Incandescent |  | Standard A Lamp | 1 | 75 | 2068911 | Laundry Room | 0.0022277
Ceiling Fixture | Incandescent |  | Standard A Lamp | 1 | 40 | 206971 | Bathroom | 0.0015972
Ceiling Fixture | Incandescent |  | Standard A Lamp | 1 | 60 | 206972 | Bathroom | 0.0015972
Wall Mount | Incandescent |  | Globe | 4 | 40 | 206972 | Bathroom | 0.0015972
Torchiere | Incandescent |  | Standard A Lamp | 2 | 65 | 206973 | Bedroom | 0.0015972
Table | Incandescent |  | Standard A Lamp | 1 | 60 | 206973 | Bedroom | 0.0015972
Ceiling Fixture | Incandescent |  | Standard A Lamp | 1 | 60 | 206973 | Bedroom | 0.0015972
Ceiling Fixture | Incandescent |  | Standard A Lamp | 2 | 40 | 206974 | Bedroom | 0.0015972
Ceiling Fixture | Incandescent |  | Standard A Lamp | 1 | 60 | 206975 | Hall | 0.0015972
Ceiling Fixture | Linear Fluorescent | 48 | T-8 | 2 | 40 | 206976 | Kitchen | 0.0015972
Ceiling Fixture | Incandescent |  | Standard A Lamp | 1 | 40 | 206977 | Laundry Room | 0.0015972
Torchiere | Incandescent |  | Standard A Lamp | 1 | 60 | 206978 | Living Room | 0.0015972
Ceiling Fan | Incandescent |  | Standard A Lamp | 1 | 60 | 206978 | Living Room | 0.0015972
Table | Incandescent |  | Standard A Lamp | 1 | 100 | 206978 | Living Room | 0.0015972
Ceiling Fixture | Incandescent |  | Standard A Lamp | 2 | 60 | 206979 | Master Bedroom | 0.0015972
Table | Incandescent |  | Standard A Lamp | 1 | 40 | 206979 | Master Bedroom | 0.0015972
Chandelier (Hanging) | Incandescent |  | Decorative | 3 | 25 | 2069710 | Other | 0.0015972
Wall Mount | Incandescent |  | Standard A Lamp | 2 | 60 | 207221 | Bathroom | 0.0022277
Ceiling Fixture | Incandescent |  | Standard A Lamp | 1 | 75 | 207222 | Bathroom | 0.0022277
Ceiling Fixture | Incandescent |  | Standard A Lamp | 1 | 60 | 207223 | Bathroom | 0.0022277
Ceiling Fixture | Compact Fluorescent |  | Twist | 2 | 15 | 207223 | Bathroom | 0.0022277
Chandelier (Hanging) | Incandescent |  | Standard A Lamp | 1 | 60 | 207224 | Bedroom | 0.0022277
Chandelier (Hanging) | Incandescent |  | Standard A Lamp | 1 | 60 | 207225 | Hall | 0.0022277
Ceiling Fixture | Incandescent |  | Standard A Lamp | 1 | 75 | 207226 | Kitchen | 0.0022277
Chandelier (Hanging) | Incandescent |  | Decorative | 5 | 40 | 207226 | Kitchen | 0.0022277
Ceiling Fixture | Linear Fluorescent | 48 | T-12 | 2 | 32 | 207227 | Laundry Room | 0.0022277
Table | Incandescent |  | Standard A Lamp | 1 | 100 | 207228 | Living Room | 0.0022277
Floor lamp | Incandescent |  | Standard A Lamp | 1 | 75 | 207228 | Living Room | 0.0022277
Ceiling Fan | Incandescent |  | Standard A Lamp | 4 | 75 | 207229 | Living Room | 0.0022277
Ceiling Fixture | Compact Fluorescent |  | Twist | 2 | 15 | 207229 | Living Room | 0.0022277
Ceiling Fixture | Incandescent |  | Standard A Lamp | 1 | 60 | 207229 | Living Room | 0.0022277
Ceiling Fixture | Incandescent |  | Standard A Lamp | 2 | 75 | 207229 | Living Room | 0.0022277
Wall Mount | Incandescent |  | Standard A Lamp | 1 | 60 | 2072210 | Other | 0.0022277
Ceiling Fixture | Incandescent |  | Standard A Lamp | 3 | 60 | 2072211 | Bedroom | 0.0022277
Table | Incandescent |  | Standard A Lamp | 1 | 40 | 2072211 | Bedroom | 0.0022277
Ceiling Fixture | Incandescent |  | Standard A Lamp | 1 | 75 | 2072212 | Hall | 0.0022277
Wall Mount | Incandescent |  | Standard A Lamp | 1 | 75 | 2072213 | Bedroom | 0.0022277
Table | Incandescent |  | Standard A Lamp | 2 | 75 | 2072213 | Bedroom | 0.0022277
Floor lamp | Incandescent |  | Decorative | 1 | 60 | 2072214 | Bedroom | 0.0022277
Table | Incandescent |  | Standard A Lamp | 1 | 40 | 2072214 | Bedroom | 0.0022277
Wall Mount | Incandescent |  | Standard A Lamp | 1 | 60 | 2072214 | Bedroom | 0.0022277
Ceiling Fixture | Incandescent |  | Standard A Lamp | 2 | 75 | 2072214 | Bedroom | 0.0022277
Ceiling Fixture | Compact Fluorescent |  | Twist | 1 | 13 | 207291 | Bedroom | 0.0056382
Ceiling Fixture | Compact Fluorescent |  | Twist | 1 | 23 | 207292 | Master Bedroom | 0.0056382
Table | Compact Fluorescent |  | Twist | 1 | 15 | 207292 | Master Bedroom | 0.0056382
Ceiling Fixture | Compact Fluorescent |  | Twist | 2 | 23 | 207293 | Bathroom | 0.0056382
Wall Mount | Compact Fluorescent |  | Twist | 2 | 13 | 207293 | Bathroom | 0.0056382
Ceiling Fixture | Compact Fluorescent |  | Twist | 2 | 13 | 207294 | Closet | 0.0056382
Table | Compact Fluorescent |  | 3-Way CFL | 1 | 23 | 207295 | Living Room | 0.0056382
Ceiling Fixture | Incandescent |  | Standard A Lamp | 3 | 60 | 207296 | Family Room | 0.0056382
Ceiling Fixture | Linear Fluorescent | 48 | T-12 | 2 | 40 | 207297 | Kitchen | 0.0056382
Ceiling Fixture | Incandescent |  | Mini base | 2 | 40 | 207298 | Laundry Room | 0.0056382
Ceiling Fixture | Incandescent |  | Mini base | 2 | 40 | 207299 | Bathroom | 0.0056382
Ceiling Fixture | Compact Fluorescent |  | Twist | 2 | 13 | 2072911 | Bedroom | 0.0056382
Ceiling Fixture | Compact Fluorescent |  | Twist | 2 | 13 | 2072912 | Hall | 0.0056382
Wall Mount | Incandescent |  | Standard A Lamp | 1 | 60 | 207311 | Bathroom | 0.0015972
Wall Mount | Incandescent |  | Standard A Lamp | 1 | 60 | 207312 | Bathroom | 0.0015972
Ceiling Fixture | Incandescent |  | Standard A Lamp | 2 | 60 | 207313 | Bedroom | 0.0015972
Ceiling Fixture | Incandescent |  | Standard A Lamp | 2 | 60 | 207314 | Bedroom | 0.0015972
Ceiling Fixture | Incandescent |  | Standard A Lamp | 2 | 60 | 207315 | Bedroom | 0.0015972
Ceiling Fixture | Incandescent |  | Standard A Lamp | 5 | 40 | 207316 | Dining Room | 0.0015972
Ceiling Fixture | Incandescent |  | Standard A Lamp | 1 | 65 | 207317 | Hall | 0.0015972
Ceiling Fixture | Incandescent |  | Standard A Lamp | 2 | 60 | 207318 | Kitchen | 0.0015972
Wall Mount | Incandescent |  | Standard A Lamp | 1 | 60 | 207319 | Living Room | 0.0015972
Floor lamp | Incandescent |  | Standard A Lamp | 1 | 60 | 207319 | Living Room | 0.0015972
Ceiling Fixture | Linear Fluorescent | 48 | T-12 | 2 | 32 | 2073110 | Closet | 0.0015972
Wall Mount | Compact Fluorescent |  | Twist | 2 | 15 | 207331 | Bathroom | 0.0022277
Ceiling Fixture | Incandescent |  | Other | 1 | 40 | 207331 | Bathroom | 0.0022277
Ceiling Fixture | Incandescent |  | Standard A Lamp | 1 | 60 | 207332 | Bedroom | 0.0022277
Ceiling Fixture | Compact Fluorescent |  | Twist | 1 | 15 | 207332 | Bedroom | 0.0022277
Ceiling Fixture | Compact Fluorescent |  | Twist | 2 | 15 | 207333 | Bedroom | 0.0022277
Table | Compact Fluorescent |  | Twist | 1 | 15 | 207333 | Bedroom | 0.0022277
Wall Mount | Compact Fluorescent |  | Pin base | 1 | 15 | 207334 | Dining Room | 0.0022277
Ceiling Fixture | Incandescent |  | Decorative | 1 | 40 | 207335 | Hall | 0.0022277
Chandelier (Hanging) | Compact Fluorescent |  | Decorative | 2 | 7 | 207336 | Kitchen | 0.0022277
Architectural | Incandescent |  | Mini base | 2 | 40 | 207336 | Kitchen | 0.0022277
Recessed Can | Compact Fluorescent |  | Reflector | 1 | 15 | 207336 | Kitchen | 0.0022277
Architectural | Halogen |  | Other | 3 | 20 | 207336 | Kitchen | 0.0022277
Ceiling Fixture | Compact Fluorescent |  | Twist | 1 | 22 | 207337 | Living Room | 0.0022277
Ceiling Fan | Incandescent |  | Standard A Lamp | 2 | 60 | 207337 | Living Room | 0.0022277
Floor lamp | Compact Fluorescent |  | Twist | 1 | 15 | 207337 | Living Room | 0.0022277
Table | Compact Fluorescent |  | Twist | 1 | 15 | 207337 | Living Room | 0.0022277
Ceiling Fixture | Incandescent |  | Decorative | 3 | 40 | 207338 | Bathroom | 0.0022277
Wall Mount | Compact Fluorescent |  | Twist | 3 | 15 | 207338 | Bathroom | 0.0022277
Wall Mount | Incandescent |  | Standard A Lamp | 1 | 60 | 207338 | Bathroom | 0.0022277
Ceiling Fixture | Incandescent |  | Standard A Lamp | 2 | 60 | 207339 | Master Bedroom | 0.0022277
Floor lamp | Compact Fluorescent |  | Twist | 1 | 15 | 207339 | Master Bedroom | 0.0022277
Floor lamp | Incandescent |  | Standard A Lamp | 2 | 40 | 207339 | Master Bedroom | 0.0022277
Ceiling Fixture | Incandescent |  | Standard A Lamp | 1 | 60 | 2073310 | Office | 0.0022277
Ceiling Fixture | Compact Fluorescent |  | Twist | 1 | 15 | 2073310 | Office | 0.0022277
Table | Halogen |  | Other | 1 | 20 | 2073310 | Office | 0.0022277
Recessed Can | Compact Fluorescent |  | Reflector | 1 | 15 | 2073311 | Laundry Room | 0.0022277
Wall Mount | Incandescent |  | Standard A Lamp | 1 | 60 | 207361 | Bedroom | 0.0022277
Ceiling Fixture | Compact Fluorescent |  | Twist | 1 | 15 | 207361 | Bedroom | 0.0022277
Ceiling Fixture | Incandescent |  | Decorative | 10 | 40 | 207362 | Bedroom | 0.0022277
Ceiling Fixture | Incandescent |  | Standard A Lamp | 1 | 65 | 207362 | Bedroom | 0.0022277
Ceiling Fixture | Incandescent |  | Decorative | 4 | 40 | 207362 | Bedroom | 0.0022277
Wall Mount | Compact Fluorescent |  | Twist | 1 | 15 | 207363 | Hall | 0.0022277
Ceiling Fixture | Incandescent |  | Standard A Lamp | 1 | 60 | 207364 | Kitchen | 0.0022277
Table | Compact Fluorescent |  | Twist | 1 | 22 | 207364 | Kitchen | 0.0022277
Recessed - other | Incandescent |  | Standard A Lamp | 1 | 60 | 207364 | Kitchen | 0.0022277
Table | Compact Fluorescent |  | Twist | 1 | 15 | 207365 | Living Room | 0.0022277
Ceiling Fixture | Incandescent |  | Decorative | 4 | 40 | 207365 | Living Room | 0.0022277
Floor lamp | Incandescent |  | Standard A Lamp | 3 | 60 | 207365 | Living Room | 0.0022277
Ceiling Fixture | Incandescent |  | Standard A Lamp | 2 | 40 | 207366 | Bathroom | 0.0022277
Ceiling Fixture | Compact Fluorescent |  | Twist | 2 | 22 | 208041 | Bedroom | 0.0022277
Ceiling Fixture | Compact Fluorescent |  | Twist | 2 | 22 | 208042 | Bedroom | 0.0022277
Ceiling Fixture | Compact Fluorescent |  | Twist | 2 | 22 | 208043 | Bathroom | 0.0022277
Ceiling Fixture | Linear Fluorescent | 24 | T-12 | 1 | 20 | 208043 | Bathroom | 0.0022277
Ceiling Fixture | Linear Fluorescent | 48 | T-8 | 2 | 40 | 208044 | Dining Room | 0.0022277
Ceiling Fixture | Compact Fluorescent |  | Twist | 2 | 22 | 208045 | Hall | 0.0022277
Ceiling Fixture | Linear Fluorescent | 48 | T-8 | 2 | 32 | 208046 | Kitchen | 0.0022277
Ceiling Fixture | Compact Fluorescent |  | Twist | 2 | 22 | 208047 | Laundry Room | 0.0022277
Ceiling Fan | Incandescent |  | Standard A Lamp | 1 | 100 | 208048 | Living Room | 0.0022277
Table | Incandescent |  | Mini base | 3 | 25 | 208048 | Living Room | 0.0022277
Ceiling Fixture | Compact Fluorescent |  | Twist | 2 | 15 | 208049 | Bathroom | 0.0022277
Ceiling Fixture | Linear Fluorescent | 24 | T-12 | 1 | 20 | 208049 | Bathroom | 0.0022277
Ceiling Fixture | Compact Fluorescent |  | Twist | 2 | 15 | 2080410 | Closet | 0.0022277
Ceiling Fixture | Compact Fluorescent |  | Twist | 2 | 22 | 2080411 | Master Bedroom | 0.0022277
Ceiling Fixture | Compact Fluorescent |  | Twist | 2 | 22 | 2080412 | Bedroom | 0.0022277
Wall Mount | Compact Fluorescent |  | Twist | 2 | 15 | 208321 | Bathroom | 0.0056382
Ceiling Fixture | Compact Fluorescent |  | Twist | 2 | 15 | 208322 | Bedroom | 0.0056382
Ceiling Fixture | Compact Fluorescent |  | Twist | 2 | 15 | 208323 | Bedroom | 0.0056382
Chandelier (Hanging) | Compact Fluorescent |  | Twist | 3 | 15 | 208324 | Dining Room | 0.0056382
Ceiling Fixture | Compact Fluorescent |  | Twist | 1 | 15 | 208325 | Kitchen | 0.0056382
Ceiling Fixture | Incandescent |  | Standard A Lamp | 1 | 60 | 208326 | Laundry Room | 0.0056382
Table | Compact Fluorescent |  | Twist | 1 | 15 | 208327 | Living Room | 0.0056382
Wall Mount | Compact Fluorescent |  | Twist | 2 | 15 | 208328 | Bathroom | 0.0056382
Ceiling Fixture | Compact Fluorescent |  | Twist | 2 | 15 | 208329 | Master Bedroom | 0.0056382
Wall Mount | Incandescent |  | Mini base | 4 | 40 | 208491 | Bathroom | 0.0022277
Ceiling Fixture | Incandescent |  | Standard A Lamp | 1 | 60 | 208491 | Bathroom | 0.0022277
Wall Mount | Incandescent |  | Standard A Lamp | 1 | 60 | 208492 | Bedroom | 0.0022277
Floor lamp | Incandescent |  | Standard A Lamp | 1 | 60 | 208493 | Bedroom | 0.0022277
Wall Mount | Incandescent |  | Standard A Lamp | 1 | 60 | 208493 | Bedroom | 0.0022277
Ceiling Fixture | Incandescent |  | Standard A Lamp | 1 | 60 | 208494 | Hall | 0.0022277
Ceiling Fixture | Incandescent |  | Standard A Lamp | 1 | 60 | 208495 | Hall | 0.0022277
Ceiling Fixture | Incandescent |  | Standard A Lamp | 1 | 60 | 208496 | Kitchen | 0.0022277
Chandelier (Hanging) | Incandescent |  | Mini base | 4 | 40 | 208496 | Kitchen | 0.0022277
Architectural | Incandescent |  | Standard A Lamp | 1 | 60 | 208496 | Kitchen | 0.0022277
Ceiling Fixture | Incandescent |  | Standard A Lamp | 1 | 60 | 208497 | Laundry Room | 0.0022277
Table | Incandescent |  | Standard A Lamp | 1 | 75 | 208498 | Living Room | 0.0022277
Ceiling Fixture | Incandescent |  | Standard A Lamp | 1 | 100 | 208499 | Bathroom | 0.0022277
Wall Mount | Incandescent |  | Standard A Lamp | 3 | 40 | 208499 | Bathroom | 0.0022277
Wall Mount | Incandescent |  | Standard A Lamp | 1 | 60 | 2084910 | Master Bedroom | 0.0022277
Ceiling Fixture | Compact Fluorescent |  | Twist | 2 | 15 | 208581 | Bathroom | 0.0039154
Chandelier (Hanging) | Incandescent |  | Mini base | 6 | 40 | 208582 | Dining Room | 0.0039154
Floor lamp | Compact Fluorescent |  | Straight Tube | 1 | 22 | 208582 | Dining Room | 0.0039154
Ceiling Fixture | Compact Fluorescent |  | Twist | 2 | 15 | 208583 | Family Room | 0.0039154
Wall Mount | Compact Fluorescent |  | Twist | 1 | 15 | 208584 | Hall | 0.0039154
Ceiling Fixture | Compact Fluorescent |  | Twist | 2 | 15 | 208585 | Kitchen | 0.0039154
Architectural | Incandescent |  | Clear | 1 | 40 | 208585 | Kitchen | 0.0039154
Ceiling Fixture | Compact Fluorescent |  | Twist | 2 | 15 | 208586 | Laundry Room | 0.0039154
Table | Compact Fluorescent |  | Twist | 1 | 15 | 208587 | Living Room | 0.0039154
Ceiling Fixture | Compact Fluorescent |  | Twist | 2 | 15 | 208588 | Bathroom | 0.0039154
Wall Mount | Compact Fluorescent |  | Twist | 1 | 15 | 208589 | Master Bedroom | 0.0039154
Table | Incandescent |  | Standard A Lamp | 1 | 75 | 208589 | Master Bedroom | 0.0039154
Wall Mount | Incandescent |  | Standard A Lamp | 1 | 75 | 2085810 | Closet | 0.0039154
Wall Mount | Incandescent |  | Standard A Lamp | 1 | 100 | 2085811 | Bedroom | 0.0039154
Ceiling Fixture | Linear Fluorescent | 48 | T-12 | 2 | 40 | 2085812 | Bedroom | 0.0039154
Wall Mount | Linear Fluorescent | 24 | T-12 | 1 | 32 | 2085812 | Bedroom | 0.0039154
Table | Compact Fluorescent |  | Twist | 1 | 15 | 2085812 | Bedroom | 0.0039154
Wall Mount | Compact Fluorescent |  | Twist | 1 | 15 | 2085812 | Bedroom | 0.0039154
Ceiling Fan | Incandescent |  | Decorative | 3 | 60 | 208741 | Living Room | 0.0056382
Wall Mount | Incandescent |  | Clear | 3 | 40 | 208742 | Bathroom | 0.0056382
Ceiling Fixture | Linear Fluorescent | 48 | T-12 | 4 | 40 | 208743 | Office | 0.0056382
Ceiling Fixture | Incandescent |  | Standard A Lamp | 1 | 60 | 208744 | Bathroom | 0.0056382
Wall Mount | Incandescent |  | Globe | 3 | 40 | 208744 | Bathroom | 0.0056382
Ceiling Fixture | Compact Fluorescent |  | Twist | 2 | 13 | 208745 | Master Bedroom | 0.0056382
Table | Incandescent |  | Mini base | 1 | 60 | 208745 | Master Bedroom | 0.0056382
Recessed Can | Incandescent |  | Reflector | 1 | 65 | 208746 | Kitchen | 0.0056382
Other | Incandescent |  | Clear | 1 | 25 | 208746 | Kitchen | 0.0056382
Chandelier (Hanging) | Incandescent |  | Mini base | 3 | 230 | 208747 | Dining Room | 0.0056382
Other | Incandescent |  | Decorative | 1 | 25 | 208747 | Dining Room | 0.0056382
Ceiling Fixture | Incandescent |  | Standard A Lamp | 1 | 60 | 208748 | Closet | 0.0056382
Ceiling Fixture | Incandescent |  | Standard A Lamp | 1 | 60 | 208749 | Laundry Room | 0.0056382
Ceiling Fixture | Incandescent |  | Standard A Lamp | 1 | 75 | 2087410 | Hall | 0.0056382
Ceiling Fan | Incandescent |  | Mini base | 3 | 60 | 2087411 | Living Room | 0.0056382
Table | Compact Fluorescent |  | Twist | 2 | 13 | 2087411 | Living Room | 0.0056382
Floor lamp | Compact Fluorescent |  | Twist | 2 | 19 | 2087411 | Living Room | 0.0056382
Ceiling Fixture | Compact Fluorescent |  | Twist | 2 | 13 | 2087412 | Bedroom | 0.0056382
Ceiling Fixture | Incandescent |  | Clear | 1 | 40 | 2087413 | Closet | 0.0056382
Ceiling Fan | Incandescent |  | Standard A Lamp | 1 | 60 | 208791 | Bathroom | 0.0039154
Wall Mount | Incandescent |  | Mini base | 4 | 25 | 208791 | Bathroom | 0.0039154
Ceiling Fixture | Incandescent |  | Standard A Lamp | 2 | 60 | 208792 | Bedroom | 0.0039154
Table | Incandescent |  | Standard A Lamp | 1 | 40 | 208792 | Bedroom | 0.0039154
Ceiling Fixture | Incandescent |  | Standard A Lamp | 1 | 60 | 208793 | Bedroom | 0.0039154
Ceiling Fixture | Compact Fluorescent |  | Twist | 1 | 15 | 208794 | Closet | 0.0039154
Ceiling Fixture | Compact Fluorescent |  | Twist | 3 | 15 | 208795 | Dining Room | 0.0039154
Ceiling Fan | Incandescent |  | Decorative | 3 | 40 | 208796 | Family Room | 0.0039154
Table | Compact Fluorescent |  | Twist | 1 | 15 | 208796 | Family Room | 0.0039154
Ceiling Fixture | Incandescent |  | Standard A Lamp | 1 | 60 | 208797 | Hall | 0.0039154
Ceiling Fixture | Incandescent |  | Standard A Lamp | 2 | 60 | 208798 | Kitchen | 0.0039154
Ceiling Fixture | Incandescent |  | Standard A Lamp | 2 | 60 | 208799 | Laundry Room | 0.0039154
Table | Compact Fluorescent |  | Straight Tube | 1 | 28 | 2087910 | Living Room | 0.0039154
Table | Incandescent |  | Mini base | 1 | 5 | 2087910 | Living Room | 0.0039154
Table | Incandescent |  | Clear | 1 | 25 | 2087910 | Living Room | 0.0039154
Ceiling Fixture | Incandescent |  | Standard A Lamp | 2 | 60 | 2087911 | Bedroom | 0.0039154
Table | Incandescent |  | Standard A Lamp | 1 | 40 | 2087911 | Bedroom | 0.0039154
Table | Incandescent |  | Decorative | 1 | 25 | 2087911 | Bedroom | 0.0039154
Wall Mount | Incandescent |  | Mini base | 4 | 25 | 2087912 | Bathroom | 0.0039154
Ceiling Fan | Incandescent |  | Standard A Lamp | 1 | 60 | 2087912 | Bathroom | 0.0039154
Ceiling Fixture | Incandescent |  | 3-Way Incandescent | 1 | 100 | 208811 | Bedroom | 0.0042651
Wall Mount | Linear Fluorescent | 18 | T-5 | 1 | 20 | 208811 | Bedroom | 0.0042651
Table | Incandescent |  | Standard A Lamp | 1 | 75 | 208812 | Bedroom | 0.0042651
Architectural | Linear Fluorescent | 24 | T-5 | 1 | 26 | 208813 | Bedroom | 0.0042651
Ceiling Fixture | Compact Fluorescent |  | Twist | 1 | 15 | 208814 | Hall | 0.0042651
Ceiling Fixture | Compact Fluorescent |  | Twist | 2 | 22 | 208815 | Kitchen | 0.0042651
Architectural | Incandescent |  | Standard A Lamp | 1 | 40 | 208815 | Kitchen | 0.0042651
Architectural | Linear Fluorescent | 12 | T-4 | 1 | 16 | 208815 | Kitchen | 0.0042651
Torchiere | Incandescent |  | Standard A Lamp | 2 | 75 | 208816 | Living Room | 0.0042651
Floor lamp | Incandescent |  | Standard A Lamp | 1 | 100 | 208816 | Living Room | 0.0042651
Recessed Can | Compact Fluorescent |  | Twist | 1 | 22 | 209071 | Bathroom | 0.0042651
Ceiling Fan | Incandescent |  | Standard A Lamp | 3 | 40 | 209072 | Bedroom | 0.0042651
Floor lamp | Compact Fluorescent |  | Twist | 1 | 22 | 209072 | Bedroom | 0.0042651
Ceiling Fan | Incandescent |  | Standard A Lamp | 4 | 40 | 209073 | Bedroom | 0.0042651
Floor lamp | Incandescent |  | Standard A Lamp | 1 | 60 | 209073 | Bedroom | 0.0042651
Ceiling Fixture | Compact Fluorescent |  | Twist | 1 | 22 | 209074 | Closet | 0.0042651
Ceiling Fixture | Linear Fluorescent | 36 | T-12 | 2 | 60 | 209075 | Garage | 0.0042651
Chandelier (Hanging) | Compact Fluorescent |  | Twist | 5 | 22 | 209076 | Kitchen | 0.0042651
Track | Compact Fluorescent |  | Twist | 3 | 22 | 209076 | Kitchen | 0.0042651
Floor lamp | Compact Fluorescent |  | Twist | 1 | 22 | 209076 | Kitchen | 0.0042651
Ceiling Fan | Incandescent |  | Decorative | 4 | 60 | 209077 | Living Room | 0.0042651
Ceiling Fixture | Compact Fluorescent |  | Twist | 2 | 22 | 209077 | Living Room | 0.0042651
Ceiling Fixture | Compact Fluorescent |  | Twist | 1 | 22 | 209078 | Bathroom | 0.0042651
Recessed - other | Compact Fluorescent |  | Twist | 1 | 22 | 209078 | Bathroom | 0.0042651
Ceiling Fixture | Linear Fluorescent | 48 | T-8 | 1 | 32 | 209561 | Bathroom | 0.0042651
Wall Mount | Incandescent |  | Standard A Lamp | 2 | 60 | 209561 | Bathroom | 0.0042651
Ceiling Fixture | Incandescent |  | Standard A Lamp | 1 | 60 | 209562 | Bedroom | 0.0042651
Ceiling Fixture | Incandescent |  | Globe | 2 | 40 | 209563 | Hall | 0.0042651
Ceiling Fixture | Compact Fluorescent |  | Twist | 2 | 15 | 209564 | Kitchen | 0.0042651
Other | Compact Fluorescent |  | Twist | 1 | 15 | 209564 | Kitchen | 0.0042651
Floor lamp | Compact Fluorescent |  | Twist | 2 | 15 | 209565 | Living Room | 0.0042651
Ceiling Fixture | Compact Fluorescent |  | A shape bulb | 2 | 15 | 209566 | Master Bedroom | 0.0042651
Ceiling Fixture | Incandescent |  | Standard A Lamp | 1 | 60 | 209971 | Bathroom | 0.0015972
Ceiling Fixture | Incandescent |  | Standard A Lamp | 1 | 60 | 209972 | Bedroom | 0.0015972
Ceiling Fixture | Linear Fluorescent | 48 | T-12 | 2 | 40 | 209973 | Living Room | 0.0015972
Ceiling Fixture | Incandescent |  | Standard A Lamp | 2 | 65 | 209973 | Living Room | 0.0015972
Table | Incandescent |  | Decorative | 1 | 40 | 209973 | Living Room | 0.0015972
Wall Mount | Incandescent |  | Standard A Lamp | 1 | 60 | 209974 | Bedroom | 0.0015972
Wall Mount | Incandescent |  | Clear | 6 | 40 | 210651 | Bathroom | 0.0039154
Ceiling Fixture | Incandescent |  | Standard A Lamp | 1 | 60 | 210652 | Bedroom | 0.0039154
Table | Incandescent |  | Standard A Lamp | 1 | 60 | 210652 | Bedroom | 0.0039154
Chandelier (Hanging) | Incandescent |  | Standard A Lamp | 1 | 60 | 210653 | Dining Room | 0.0039154
Ceiling Fixture | Linear Fluorescent | 48 | T-8 | 2 | 32 | 210654 | Kitchen | 0.0039154
Recessed Can | Incandescent |  | Reflector | 1 | 65 | 210654 | Kitchen | 0.0039154
Ceiling Fixture | Incandescent |  | Standard A Lamp | 1 | 60 | 210655 | Laundry Room | 0.0039154
Floor lamp | Incandescent |  | Standard A Lamp | 1 | 60 | 210656 | Living Room | 0.0039154
Ceiling Fixture | Incandescent |  | Standard A Lamp | 4 | 60 | 210656 | Living Room | 0.0039154
Floor lamp | Compact Fluorescent |  | Straight Tube | 1 | 28 | 210656 | Living Room | 0.0039154
Wall Mount | Incandescent |  | Clear | 6 | 40 | 210657 | Bathroom | 0.0039154
Ceiling Fixture | Incandescent |  | Standard A Lamp | 1 | 60 | 210657 | Bathroom | 0.0039154
Ceiling Fixture | Incandescent |  | Standard A Lamp | 1 | 60 | 210658 | Bedroom | 0.0039154
Table | Compact Fluorescent |  | Twist | 1 | 15 | 210658 | Bedroom | 0.0039154
Table | Incandescent |  | 3-Way Incandescent | 1 | 100 | 210658 | Bedroom | 0.0039154
Ceiling Fixture | Incandescent |  | Standard A Lamp | 1 | 65 | 210659 | Closet | 0.0039154
Table | Incandescent |  | Standard A Lamp | 1 | 60 | 2106510 | Office | 0.0039154
Wall Mount | Incandescent |  | Globe | 6 | 40 | 210711 | Bathroom | 0.0042651
Chandelier (Hanging) | Incandescent |  | Standard A Lamp | 5 | 40 | 210712 | Dining Room | 0.0042651
Table | Incandescent |  | Standard A Lamp | 1 | 100 | 210713 | Family Room | 0.0042651
Table | Compact Fluorescent |  | Twist | 1 | 15 | 210713 | Family Room | 0.0042651
Ceiling Fixture | Incandescent |  | Standard A Lamp | 2 | 40 | 210714 | Hall | 0.0042651
Recessed Can | Compact Fluorescent |  | Reflector | 1 | 15 | 210715 | Kitchen | 0.0042651
Ceiling Fixture | Incandescent |  | Standard A Lamp | 2 | 60 | 210716 | Laundry Room | 0.0042651
Ceiling Fixture | Incandescent |  | Standard A Lamp | 2 | 40 | 210717 | Living Room | 0.0042651
Table | Incandescent |  | Standard A Lamp | 1 | 40 | 210717 | Living Room | 0.0042651
Wall Mount | Incandescent |  | Standard A Lamp | 1 | 40 | 210718 | Master Bedroom | 0.0042651
Ceiling Fixture | Incandescent |  | Standard A Lamp | 2 | 40 | 210718 | Master Bedroom | 0.0042651
Table | Incandescent |  | Mini base | 2 | 40 | 210718 | Master Bedroom | 0.0042651
Wall Mount | Incandescent |  | Globe | 8 | 25 | 210719 | Bathroom | 0.0042651
Ceiling Fixture | Incandescent |  | Standard A Lamp | 2 | 40 | 210719 | Bathroom | 0.0042651
Ceiling Fixture | Incandescent |  | Standard A Lamp | 1 | 40 | 2107110 | Closet | 0.0042651
Ceiling Fixture | Incandescent |  | Standard A Lamp | 2 | 40 | 2107111 | Office | 0.0042651
Ceiling Fixture | Incandescent |  | Standard A Lamp | 1 | 40 | 2107112 | Closet | 0.0042651
Ceiling Fixture | Incandescent |  | Standard A Lamp | 2 | 40 | 2107113 | Bedroom | 0.0042651
Table | Incandescent |  | Standard A Lamp | 1 | 40 | 2107113 | Bedroom | 0.0042651
Ceiling Fan | Incandescent |  | Standard A Lamp | 2 | 40 | 2107114 | Family Room | 0.0042651
Ceiling Fixture | Incandescent |  | Standard A Lamp | 2 | 60 | 210791 | Bedroom | 0.0022277
Ceiling Fixture | Incandescent |  | Standard A Lamp | 2 | 60 | 210792 | Hall | 0.0022277
Ceiling Fixture | Incandescent |  | Standard A Lamp | 3 | 60 | 210793 | Other | 0.0022277
Wall Mount | Incandescent |  | Standard A Lamp | 2 | 60 | 210794 | Bathroom | 0.0022277
Ceiling Fixture | Incandescent |  | Standard A Lamp | 2 | 60 | 210795 | Bedroom | 0.0022277
Ceiling Fixture | Incandescent |  | Standard A Lamp | 1 | 60 | 210796 | Bedroom | 0.0022277
Ceiling Fixture | Linear Fluorescent | 48 | T-12 | 2 | 40 | 210797 | Kitchen | 0.0022277
Ceiling Fixture | Incandescent |  | Standard A Lamp | 1 | 60 | 210797 | Kitchen | 0.0022277
Ceiling Fixture | Incandescent |  | Standard A Lamp | 1 | 60 | 210798 | Laundry Room | 0.0022277
Ceiling Fan | Incandescent |  | Standard A Lamp | 4 | 40 | 210799 | Living Room | 0.0022277
Table | Incandescent |  | Decorative | 1 | 40 | 210799 | Living Room | 0.0022277
Floor lamp | Incandescent |  | Standard A Lamp | 1 | 40 | 210799 | Living Room | 0.0022277
Table | Incandescent |  | Standard A Lamp | 1 | 40 | 210799 | Living Room | 0.0022277
Table | Incandescent |  | Mini base | 1 | 5 | 210799 | Living Room | 0.0022277
Wall Mount | Incandescent |  | Standard A Lamp | 2 | 60 | 2107910 | Bathroom | 0.0022277
Table | Incandescent |  | Decorative | 1 | 60 | 2107910 | Bathroom | 0.0022277
Ceiling Fixture | Incandescent |  | Standard A Lamp | 2 | 40 | 2107911 | Master Bedroom | 0.0022277
Ceiling Fixture | Incandescent |  | Standard A Lamp | 1 | 40 | 2107911 | Master Bedroom | 0.0022277
Ceiling Fan | Incandescent |  | Standard A Lamp | 5 | 60 | 2107912 | Family Room | 0.0022277
Floor lamp | Incandescent |  | Standard A Lamp | 1 | 150 | 2107912 | Family Room | 0.0022277
Table | Halogen |  | Quartz Tube | 1 | 50 | 2107912 | Family Room | 0.0022277
Ceiling Fixture | Incandescent |  | Standard A Lamp | 1 | 60 | 2107913 | Hall | 0.0022277
Ceiling Fixture | Incandescent |  | Standard A Lamp | 1 | 60 | 2107914 | Hall | 0.0022277
Ceiling Fixture | Incandescent |  | Standard A Lamp | 1 | 75 | 210881 | Bathroom | 0.0015972
Wall Mount | Incandescent |  | Standard A Lamp | 1 | 40 | 210881 | Bathroom | 0.0015972
Ceiling Fixture | Compact Fluorescent |  | Twist | 1 | 15 | 210882 | Bedroom | 0.0015972
Ceiling Fixture | Incandescent |  | Standard A Lamp | 1 | 60 | 210883 | Bedroom | 0.0015972
Ceiling Fixture | Incandescent |  | Globe | 1 | 14 | 210884 | Dining Room | 0.0015972
Ceiling Fixture | Compact Fluorescent |  | Twist | 1 | 15 | 210885 | Hall | 0.0015972
Ceiling Fixture | Incandescent |  | Standard A Lamp | 1 | 60 | 210886 | Kitchen | 0.0015972
Ceiling Fixture | Compact Fluorescent |  | Twist | 1 | 15 | 210887 | Laundry Room | 0.0015972
Floor lamp | Compact Fluorescent |  | Twist | 2 | 15 | 210888 | Living Room | 0.0015972
Ceiling Fan | Compact Fluorescent |  | Twist | 1 | 15 | 210888 | Living Room | 0.0015972
Table | Compact Fluorescent |  | Twist | 1 | 15 | 210888 | Living Room | 0.0015972
Ceiling Fixture | Incandescent |  | Standard A Lamp | 1 | 75 | 210889 | Bathroom | 0.0015972
Wall Mount | Compact Fluorescent |  | Twist | 1 | 15 | 210889 | Bathroom | 0.0015972
Ceiling Fixture | Incandescent |  | Standard A Lamp | 1 | 60 | 2108810 | Master Bedroom | 0.0015972
Table | Incandescent |  | Decorative | 1 | 20 | 2108810 | Master Bedroom | 0.0015972
Table | Compact Fluorescent |  | Twist | 1 | 15 | 2108810 | Master Bedroom | 0.0015972
Ceiling Fixture | Incandescent |  | Standard A Lamp | 1 | 40 | 2108811 | Closet | 0.0015972
Ceiling Fixture | Incandescent |  | Standard A Lamp | 1 | 60 | 210961 | Bedroom | 0.0039154
Wall Mount | Incandescent |  | Clear | 3 | 40 | 210962 | Bathroom | 0.0039154
Ceiling Fixture | Incandescent |  | Standard A Lamp | 2 | 60 | 210962 | Bathroom | 0.0039154
Track | Compact Fluorescent |  | Twist | 3 | 15 | 210963 | Kitchen | 0.0039154
Ceiling Fixture | Compact Fluorescent |  | Twist | 2 | 15 | 210964 | Laundry Room | 0.0039154
Table | Incandescent |  | Standard A Lamp | 1 | 40 | 210965 | Living Room | 0.0039154
Torchiere | Incandescent |  | Standard A Lamp | 1 | 40 | 210965 | Living Room | 0.0039154
Ceiling Fixture | Compact Fluorescent |  | Twist | 1 | 15 | 210966 | Bedroom | 0.0039154
Ceiling Fixture | Linear Fluorescent | 42 | T-12 | 2 | 40 | 210967 | Other | 0.0039154
Ceiling Fan | Incandescent |  | Standard A Lamp | 1 | 75 | 211101 | Master Bedroom | 0.0053603
Table | Incandescent |  | Standard A Lamp | 1 | 100 | 211101 | Master Bedroom | 0.0053603
Ceiling Fixture | Incandescent |  | Reflector | 1 | 65 | 211102 | Bathroom | 0.0053603
Ceiling Fixture | Incandescent |  | Standard A Lamp | 2 | 75 | 211103 | Bedroom | 0.0053603
Ceiling Fixture | Incandescent |  | Standard A Lamp | 1 | 75 | 211104 | Hall | 0.0053603
Wall Mount | Incandescent |  | Standard A Lamp | 1 | 60 | 211105 | Bathroom | 0.0053603
Ceiling Fixture | Incandescent |  | Standard A Lamp | 2 | 75 | 211106 | Bedroom | 0.0053603
Table | Incandescent |  | Standard A Lamp | 1 | 100 | 211106 | Bedroom | 0.0053603
Table | Incandescent |  | 3-Way Incandescent | 1 | 100 | 211107 | Living Room | 0.0053603
Floor lamp | Compact Fluorescent |  | Twist | 1 | 22 | 211107 | Living Room | 0.0053603
Floor lamp | Incandescent |  | 3-Way Incandescent | 1 | 100 | 211107 | Living Room | 0.0053603
Chandelier (Hanging) | Compact Fluorescent |  | Straight Tube | 1 | 22 | 211108 | Dining Room | 0.0053603
Ceiling Fixture | Incandescent |  | Standard A Lamp | 1 | 40 | 211109 | Kitchen | 0.0053603
Ceiling Fixture | Incandescent |  | Standard A Lamp | 2 | 75 | 211109 | Kitchen | 0.0053603
Ceiling Fixture | Incandescent |  | Standard A Lamp | 1 | 60 | 211231 | Bathroom | 0.0022277
Ceiling Fixture | Compact Fluorescent |  | Twist | 1 | 15 | 211231 | Bathroom | 0.0022277
Ceiling Fixture | Incandescent |  | Standard A Lamp | 1 | 60 | 211232 | Bedroom | 0.0022277
Ceiling Fixture | Compact Fluorescent |  | Twist | 2 | 15 | 211233 | Bedroom | 0.0022277
Table | Compact Fluorescent |  | Twist | 1 | 15 | 211234 | Family Room | 0.0022277
Ceiling Fixture | Linear Fluorescent | 48 | T-12 | 2 | 40 | 211235 | Garage | 0.0022277
Ceiling Fixture | Incandescent |  | Decorative | 4 | 40 | 211236 | Hall | 0.0022277
Ceiling Fixture | Compact Fluorescent |  | Twist | 2 | 15 | 211237 | Kitchen | 0.0022277
Ceiling Fixture | Compact Fluorescent |  | Twist | 1 | 15 | 211237 | Kitchen | 0.0022277
Chandelier (Hanging) | Incandescent |  | Decorative | 5 | 40 | 211237 | Kitchen | 0.0022277
Track | Incandescent |  | Standard A Lamp | 1 | 100 | 211238 | Living Room | 0.0022277
Ceiling Fixture | Incandescent |  | Standard A Lamp | 1 | 60 | 211239 | Bathroom | 0.0022277
Ceiling Fan | Incandescent |  | Standard A Lamp | 1 | 60 | 2112310 | Bedroom | 0.0022277
Wall Mount | Incandescent |  | Globe | 4 | 40 | 211261 | Bathroom | 0.0015972
Ceiling Fixture | Compact Fluorescent |  | Twist | 1 | 15 | 211262 | Bedroom | 0.0015972
Table | Incandescent |  | Standard A Lamp | 1 | 40 | 211262 | Bedroom | 0.0015972
Ceiling Fixture | Compact Fluorescent |  | Twist | 1 | 15 | 211263 | Hall | 0.0015972
Ceiling Fixture | Compact Fluorescent |  | Twist | 2 | 15 | 211264 | Kitchen | 0.0015972
Ceiling Fixture | Linear Fluorescent | 48 | T-12 | 2 | 32 | 211264 | Kitchen | 0.0015972
Wall Mount | Compact Fluorescent |  | Twist | 1 | 15 | 211264 | Kitchen | 0.0015972
Other | Incandescent |  | Standard A Lamp | 1 | 15 | 211265 | Living Room | 0.0015972
Table | Incandescent |  | 3-Way Incandescent | 1 | 100 | 211266 | Bedroom | 0.0015972
Ceiling Fixture | Incandescent |  | Standard A Lamp | 1 | 60 | 211331 | Hall | 0.0022277
Ceiling Fixture | Compact Fluorescent |  | Twist | 1 | 15 | 211332 | Bathroom | 0.0022277
Ceiling Fixture | Incandescent |  | Standard A Lamp | 1 | 60 | 211333 | Bedroom | 0.0022277
Table | Incandescent |  | Standard A Lamp | 1 | 60 | 211333 | Bedroom | 0.0022277
Ceiling Fixture | Incandescent |  | Standard A Lamp | 2 | 60 | 211334 | Bedroom | 0.0022277
Ceiling Fixture | Incandescent |  | Standard A Lamp | 1 | 60 | 211334 | Bedroom | 0.0022277
Table | Compact Fluorescent |  | Twist | 2 | 22 | 211334 | Bedroom | 0.0022277
Ceiling Fixture | Compact Fluorescent |  | Twist | 1 | 15 | 211335 | Bedroom | 0.0022277
Table | Incandescent |  | Reflector | 1 | 40 | 211335 | Bedroom | 0.0022277
Ceiling Fixture | Incandescent |  | Standard A Lamp | 1 | 60 | 211336 | Bathroom | 0.0022277
Ceiling Fixture | Compact Fluorescent |  | Twist | 2 | 15 | 211337 | Kitchen | 0.0022277
Recessed Can | Compact Fluorescent |  | Twist | 1 | 15 | 211337 | Kitchen | 0.0022277
Ceiling Fixture | Compact Fluorescent |  | Twist | 1 | 15 | 211337 | Kitchen | 0.0022277
Ceiling Fixture | Compact Fluorescent |  | Twist | 1 | 15 | 211338 | Laundry Room | 0.0022277
Ceiling Fan | Compact Fluorescent |  | Twist | 3 | 15 | 211339 | Living Room | 0.0022277
Other | Incandescent |  | Globe | 1 | 40 | 211339 | Living Room | 0.0022277
Architectural | Compact Fluorescent |  | Twist | 1 | 15 | 211339 | Living Room | 0.0022277
Ceiling Fixture | Incandescent |  | Reflector | 1 | 75 | 2113310 | Garage | 0.0022277
Ceiling Fixture | Incandescent |  | Standard A Lamp | 2 | 60 | 211401 | Bathroom | 0.0042651
Ceiling Fixture | Incandescent |  | Standard A Lamp | 2 | 60 | 211402 | Bathroom | 0.0042651
Ceiling Fixture | Incandescent |  | Standard A Lamp | 1 | 60 | 211403 | Bedroom | 0.0042651
Ceiling Fixture | Incandescent |  | Standard A Lamp | 1 | 60 | 211404 | Hall | 0.0042651
Ceiling Fixture | Compact Fluorescent |  | Twist | 2 | 22 | 211405 | Kitchen | 0.0042651
Ceiling Fixture | Incandescent |  | Standard A Lamp | 2 | 60 | 211405 | Kitchen | 0.0042651
Table | Compact Fluorescent |  | Twist | 1 | 22 | 211406 | Living Room | 0.0042651
Ceiling Fixture | Incandescent |  | Standard A Lamp | 2 | 60 | 211407 | Bedroom | 0.0042651
Table | Compact Fluorescent |  | Twist | 1 | 22 | 211407 | Bedroom | 0.0042651
Ceiling Fixture | Compact Fluorescent |  | Twist | 1 | 22 | 211408 | Garage | 0.0042651
Ceiling Fixture | Compact Fluorescent |  | Twist | 1 | 15 | 211409 | Garage | 0.0042651
Ceiling Fixture | Linear Fluorescent | 48 | T-12 | 2 | 32 | 211409 | Garage | 0.0042651
Wall Mount | Incandescent |  | Globe | 2 | 75 | 212261 | Bathroom | 0.0042651
Chandelier (Hanging) | Incandescent |  | Mini base | 6 | 40 | 212262 | Dining Room | 0.0042651
Ceiling Fan | Incandescent |  | Decorative | 4 | 65 | 212263 | Family Room | 0.0042651
Table | Compact Fluorescent |  | Straight Tube | 1 | 28 | 212263 | Family Room | 0.0042651
Ceiling Fixture | Compact Fluorescent |  | Twist | 2 | 22 | 212264 | Bedroom | 0.0042651
Wall Mount | Incandescent |  | Standard A Lamp | 1 | 60 | 212264 | Bedroom | 0.0042651
Ceiling Fixture | Incandescent |  | Clear | 3 | 75 | 212265 | Hall | 0.0042651
Chandelier (Hanging) | Compact Fluorescent |  | Twist | 1 | 15 | 212266 | Kitchen | 0.0042651
Ceiling Fixture | Compact Fluorescent |  | Twist | 1 | 15 | 212266 | Kitchen | 0.0042651
Ceiling Fixture | Incandescent |  | Standard A Lamp | 1 | 60 | 212267 | Laundry Room | 0.0042651
Table | Compact Fluorescent |  | Twist | 1 | 22 | 212268 | Living Room | 0.0042651
Ceiling Fan | Incandescent |  | Decorative | 5 | 40 | 212268 | Living Room | 0.0042651
Wall Mount | Incandescent |  | Standard A Lamp | 3 | 65 | 212269 | Bathroom | 0.0042651
Wall Mount | Incandescent |  | 3-Way Incandescent | 1 | 100 | 2122610 | Master Bedroom | 0.0042651
Ceiling Fixture | Compact Fluorescent |  | Twist | 1 | 22 | 2122610 | Master Bedroom | 0.0042651
Ceiling Fixture | Compact Fluorescent |  | Twist | 2 | 22 | 2122611 | Bedroom | 0.0042651
Floor lamp | Compact Fluorescent |  | Straight Tube | 1 | 28 | 2122611 | Bedroom | 0.0042651
Ceiling Fixture | Incandescent |  | Standard A Lamp | 2 | 40 | 212351 | Office | 0.0053603
Table | Incandescent |  | Standard A Lamp | 1 | 60 | 212351 | Office | 0.0053603
Ceiling Fixture | Incandescent |  | Standard A Lamp | 1 | 40 | 212352 | Hall | 0.0053603
Ceiling Fixture | Incandescent |  | Standard A Lamp | 2 | 40 | 212353 | Bedroom | 0.0053603
Table | Incandescent |  | Standard A Lamp | 1 | 100 | 212353 | Bedroom | 0.0053603
Ceiling Fixture | Incandescent |  | Standard A Lamp | 1 | 40 | 212354 | Laundry Room | 0.0053603
Wall Mount | Incandescent |  | Globe | 4 | 60 | 212355 | Bathroom | 0.0053603
Ceiling Fixture | Incandescent |  | Standard A Lamp | 1 | 40 | 212355 | Bathroom | 0.0053603
Table | Incandescent |  | Standard A Lamp | 2 | 40 | 212356 | Living Room | 0.0053603
Table | Incandescent |  | Standard A Lamp | 1 | 60 | 212356 | Living Room | 0.0053603
Ceiling Fixture | Incandescent |  | Standard A Lamp | 1 | 40 | 212356 | Living Room | 0.0053603
Ceiling Fixture | Linear Fluorescent | 48 | T-12 | 2 | 40 | 212357 | Kitchen | 0.0053603
Architectural | Incandescent |  | Standard A Lamp | 1 | 60 | 212357 | Kitchen | 0.0053603
Ceiling Fan | Incandescent |  | Standard A Lamp | 3 | 100 | 212357 | Kitchen | 0.0053603
Ceiling Fixture | Incandescent |  | Standard A Lamp | 2 | 60 | 212358 | Master Bedroom | 0.0053603
Ceiling Fixture | Incandescent |  | Standard A Lamp | 1 | 60 | 212359 | Bathroom | 0.0053603
Wall Mount | Incandescent |  | Globe | 6 | 60 | 212359 | Bathroom | 0.0053603
Ceiling Fixture | Incandescent |  | Standard A Lamp | 1 | 100 | 212411 | Kitchen | 0.0056382
Torchiere | Incandescent |  | Standard A Lamp | 1 | 100 | 212412 | Living Room | 0.0056382
Wall Mount | Incandescent |  | Clear | 1 | 100 | 212412 | Living Room | 0.0056382
Wall Mount | Incandescent |  | Standard A Lamp | 1 | 60 | 212414 | Bedroom | 0.0056382
Ceiling Fixture | Incandescent |  | Standard A Lamp | 1 | 100 | 212415 | Bathroom | 0.0056382
Wall Mount | Incandescent |  | Standard A Lamp | 1 | 100 | 212416 | Bedroom | 0.0056382
Ceiling Fixture | Compact Fluorescent |  | Twist | 1 | 15 | 212781 | Bathroom | 0.0022277
Torchiere | Compact Fluorescent |  | Straight Tube | 1 | 22 | 212782 | Bedroom | 0.0022277
Table | Incandescent |  | Standard A Lamp | 1 | 60 | 212783 | Bedroom | 0.0022277
Chandelier (Hanging) | Incandescent |  | Clear | 3 | 60 | 212784 | Dining Room | 0.0022277
Ceiling Fan | Incandescent |  | Standard A Lamp | 4 | 100 | 212784 | Dining Room | 0.0022277
Garage door opener | Incandescent |  | Reflector | 1 | 65 | 212785 | Garage | 0.0022277
Ceiling Fixture | Incandescent |  | Standard A Lamp | 1 | 100 | 212786 | Hall | 0.0022277
Ceiling Fixture | Linear Fluorescent | 48 | T-12 | 2 | 40 | 212787 | Kitchen | 0.0022277
Ceiling Fixture | Incandescent |  | Standard A Lamp | 1 | 100 | 212788 | Laundry Room | 0.0022277
Ceiling Fixture | Linear Fluorescent | 24 | T-12 | 2 | 16 | 212788 | Laundry Room | 0.0022277
Ceiling Fixture | Compact Fluorescent |  | Twist | 1 | 15 | 212789 | Bathroom | 0.0022277
Ceiling Fixture | Linear Fluorescent | 24 | T-12 | 2 | 20 | 212789 | Bathroom | 0.0022277
Ceiling Fixture | Incandescent |  | Standard A Lamp | 1 | 100 | 2127810 | Closet | 0.0022277
Table | Incandescent |  | Decorative | 1 | 150 | 2127811 | Master Bedroom | 0.0022277
Torchiere | Incandescent |  | Standard A Lamp | 2 | 60 | 2127811 | Master Bedroom | 0.0022277
Ceiling Fixture | Compact Fluorescent |  | Twist | 1 | 15 | 2127812 | Living Room | 0.0022277
Torchiere | Compact Fluorescent |  | Twist | 1 | 22 | 2127812 | Living Room | 0.0022277
Ceiling Fixture | Incandescent |  | Mini base | 3 | 40 | 212791 | Bathroom | 0.0022277
Wall Mount | Incandescent |  | Standard A Lamp | 1 | 60 | 212792 | Bedroom | 0.0022277
Table | Incandescent |  | Standard A Lamp | 1 | 100 | 212792 | Bedroom | 0.0022277
Chandelier (Hanging) | Compact Fluorescent |  | Twist | 5 | 15 | 212793 | Dining Room | 0.0022277
Ceiling Fixture | Compact Fluorescent |  | Circline (Screw Base) | 1 | 36 | 212794 | Hall | 0.0022277
Ceiling Fan | Incandescent |  | Standard A Lamp | 1 | 60 | 212795 | Hall | 0.0022277
Ceiling Fixture | Incandescent |  | Standard A Lamp | 1 | 60 | 212796 | Hall | 0.0022277
Architectural | Halogen |  | MR | 1 | 30 | 212797 | Kitchen | 0.0022277
Ceiling Fixture | Incandescent |  | Standard A Lamp | 3 | 60 | 212797 | Kitchen | 0.0022277
Ceiling Fixture | Incandescent |  | Standard A Lamp | 1 | 60 | 212798 | Laundry Room | 0.0022277
Wall Mount | Incandescent |  | Globe | 5 | 60 | 212798 | Laundry Room | 0.0022277
Ceiling Fixture | Halogen |  | Other | 1 | 60 | 212799 | Living Room | 0.0022277
Table | Incandescent |  | Standard A Lamp | 1 | 75 | 212799 | Living Room | 0.0022277
Torchiere | Incandescent |  | Standard A Lamp | 1 | 100 | 212799 | Living Room | 0.0022277
Floor lamp | Incandescent |  | Standard A Lamp | 1 | 40 | 212799 | Living Room | 0.0022277
Table | Incandescent |  | Standard A Lamp | 1 | 60 | 212799 | Living Room | 0.0022277
Ceiling Fixture | Incandescent |  | Standard A Lamp | 2 | 60 | 2127910 | Bedroom | 0.0022277
Table | Incandescent |  | Standard A Lamp | 1 | 60 | 2127910 | Bedroom | 0.0022277
Wall Mount | Incandescent |  | Clear | 5 | 40 | 212881 | Bedroom | 0.0015972
Wall Mount | Incandescent |  | Decorative | 2 | 40 | 212881 | Bedroom | 0.0015972
Table | Incandescent |  | Standard A Lamp | 1 | 65 | 212881 | Bedroom | 0.0015972
Chandelier (Hanging) | Incandescent |  | Globe | 3 | 65 | 212882 | Family Room | 0.0015972
Floor lamp | Incandescent |  | Standard A Lamp | 1 | 65 | 212882 | Family Room | 0.0015972
Ceiling Fixture | Incandescent |  | Globe | 1 | 65 | 212882 | Family Room | 0.0015972
Wall Mount | Incandescent |  | Globe | 3 | 40 | 212883 | Bedroom | 0.0015972
Ceiling Fixture | Incandescent |  | Standard A Lamp | 2 | 60 | 212883 | Bedroom | 0.0015972
Ceiling Fan | Incandescent |  | Decorative | 3 | 40 | 212884 | Kitchen | 0.0015972
Wall Mount | Incandescent |  | Globe | 3 | 40 | 212884 | Kitchen | 0.0015972
Ceiling Fixture | Incandescent |  | Standard A Lamp | 1 | 60 | 212884 | Kitchen | 0.0015972
Ceiling Fixture | Compact Fluorescent |  | Twist | 2 | 22 | 213151 | Bathroom | 0.0015972
Ceiling Fixture | Incandescent |  | Standard A Lamp | 2 | 40 | 213152 | Bathroom | 0.0015972
Ceiling Fixture | Compact Fluorescent |  | Twist | 2 | 22 | 213153 | Bedroom | 0.0015972
Ceiling Fixture | Compact Fluorescent |  | Twist | 2 | 22 | 213154 | Hall | 0.0015972
Ceiling Fixture | Compact Fluorescent |  | Twist | 2 | 15 | 213155 | Kitchen | 0.0015972
Ceiling Fixture | Compact Fluorescent |  | Twist | 2 | 15 | 213156 | Laundry Room | 0.0015972
Chandelier (Hanging) | Compact Fluorescent |  | Twist | 1 | 28 | 213157 | Living Room | 0.0015972
Table | Incandescent |  | 3-Way Incandescent | 1 | 75 | 213157 | Living Room | 0.0015972
Floor lamp | Incandescent |  | 3-Way Incandescent | 1 | 65 | 213157 | Living Room | 0.0015972
Ceiling Fixture | Compact Fluorescent |  | Twist | 2 | 15 | 213158 | Master Bedroom | 0.0015972
Table | Incandescent |  | Mini base | 2 | 25 | 213158 | Master Bedroom | 0.0015972
Ceiling Fixture | Compact Fluorescent |  | Twist | 2 | 22 | 213159 | Office | 0.0015972
Table | Incandescent |  | Standard A Lamp | 1 | 60 | 213159 | Office | 0.0015972
Floor lamp | Compact Fluorescent |  | Twist | 1 | 15 | 213541 | Living Room | 0.0022277
Ceiling Fixture | Incandescent |  | Standard A Lamp | 2 | 60 | 213541 | Living Room | 0.0022277
Ceiling Fixture | Incandescent |  | Standard A Lamp | 1 | 75 | 213542 | Laundry Room | 0.0022277
Ceiling Fixture | Compact Fluorescent |  | Twist | 1 | 15 | 213542 | Laundry Room | 0.0022277
Table | Compact Fluorescent |  | Twist | 1 | 15 | 213544 | Master Bedroom | 0.0022277
Ceiling Fixture | Incandescent |  | Standard A Lamp | 1 | 60 | 213545 | Hall | 0.0022277
Ceiling Fixture | Incandescent |  | Standard A Lamp | 1 | 60 | 213546 | Bathroom | 0.0022277
Ceiling Fixture | Incandescent |  | Standard A Lamp | 1 | 60 | 213547 | Kitchen | 0.0022277
Ceiling Fixture | Compact Fluorescent |  | Twist | 2 | 15 | 213547 | Kitchen | 0.0022277
Architectural | Incandescent |  | Standard A Lamp | 1 | 60 | 213547 | Kitchen | 0.0022277
Ceiling Fan | Incandescent |  | Standard A Lamp | 1 | 100 | 213548 | Dining Room | 0.0022277
Ceiling Fixture | Incandescent |  | Standard A Lamp | 2 | 60 | 213549 | Bathroom | 0.0022277
Ceiling Fixture | Compact Fluorescent |  | Twist | 1 | 15 | 2135410 | Bedroom | 0.0022277
Ceiling Fan | Incandescent |  | Standard A Lamp | 1 | 40 | 2135411 | Bedroom | 0.0022277
Ceiling Fan | Compact Fluorescent |  | Twist | 4 | 22 | 213691 | Bedroom | 0.0015972
Table | Compact Fluorescent |  | Twist | 1 | 22 | 213691 | Bedroom | 0.0015972
Wall Mount | Compact Fluorescent |  | Twist | 2 | 22 | 213691 | Bedroom | 0.0015972
Recessed Can | Compact Fluorescent |  | Twist | 1 | 22 | 213691 | Bedroom | 0.0015972
Ceiling Fixture | Compact Fluorescent |  | Twist | 2 | 22 | 213692 | Bedroom | 0.0015972
Table | Compact Fluorescent |  | Twist | 1 | 22 | 213692 | Bedroom | 0.0015972
Ceiling Fan | Incandescent |  | Standard A Lamp | 4 | 60 | 213693 | Family Room | 0.0015972
Table | Compact Fluorescent |  | Twist | 1 | 22 | 213693 | Family Room | 0.0015972
Recessed Can | Compact Fluorescent |  | Twist | 1 | 22 | 213694 | Kitchen | 0.0015972
Chandelier (Hanging) | Compact Fluorescent |  | Twist | 1 | 15 | 213694 | Kitchen | 0.0015972
Ceiling Fixture | Compact Fluorescent |  | Twist | 2 | 22 | 213695 | Laundry Room | 0.0015972
Wall Mount | Compact Fluorescent |  | Twist | 2 | 22 | 213695 | Laundry Room | 0.0015972
Ceiling Fan | Compact Fluorescent |  | Twist | 4 | 22 | 213696 | Office | 0.0015972
Floor lamp | Halogen |  | Quartz Tube | 1 | 75 | 213696 | Office | 0.0015972
Wall Mount | Incandescent |  | Standard A Lamp | 4 | 60 | 213951 | Bathroom | 0.0022277
Ceiling Fixture | Incandescent |  | Standard A Lamp | 1 | 60 | 213951 | Bathroom | 0.0022277
Ceiling Fan | Compact Fluorescent |  | Twist | 1 | 15 | 213952 | Dining Room | 0.0022277
Ceiling Fixture | Linear Fluorescent | 48 | T-8 | 1 | 32 | 213952 | Dining Room | 0.0022277
Ceiling Fixture | Incandescent |  | Standard A Lamp | 2 | 60 | 213953 | Master Bedroom | 0.0022277
Table | Incandescent |  | Mini base | 1 | 25 | 213953 | Master Bedroom | 0.0022277
Ceiling Fixture | Incandescent |  | Standard A Lamp | 1 | 60 | 213954 | Hall | 0.0022277
Ceiling Fixture | Incandescent |  | Standard A Lamp | 1 | 60 | 213955 | Hall | 0.0022277
Ceiling Fixture | Compact Fluorescent |  | Twist | 1 | 15 | 213956 | Kitchen | 0.0022277
Ceiling Fixture | Incandescent |  | Standard A Lamp | 1 | 60 | 213957 | Laundry Room | 0.0022277
Table | Compact Fluorescent |  | Twist | 1 | 15 | 213958 | Living Room | 0.0022277
Chandelier (Hanging) | Incandescent |  | Standard A Lamp | 1 | 40 | 213959 | Bathroom | 0.0022277
Ceiling Fixture | Incandescent |  | Decorative | 1 | 60 | 2139510 | Master Bedroom | 0.0022277
Table | Incandescent |  | Standard A Lamp | 1 | 60 | 2139510 | Master Bedroom | 0.0022277
Ceiling Fixture | Incandescent |  | Standard A Lamp | 1 | 60 | 2139511 | Bedroom | 0.0022277
Chandelier (Hanging) | Compact Fluorescent |  | Twist | 1 | 15 | 2139512 | Living Room | 0.0022277
Table | Incandescent |  | Mini base | 3 | 40 | 2139512 | Living Room | 0.0022277
Wall Mount | Incandescent |  | Standard A Lamp | 2 | 60 | 214291 | Bathroom | 0.0056382
Recessed - other | Linear Fluorescent | 48 | T-12 | 2 | 32 | 214291 | Bathroom | 0.0056382
Recessed - other | Linear Fluorescent | 48 | T-12 | 2 | 32 | 214292 | Bathroom | 0.0056382
Ceiling Fixture | Incandescent |  | Standard A Lamp | 2 | 40 | 214293 | Bedroom | 0.0056382
Ceiling Fixture | Incandescent |  | Standard A Lamp | 2 | 40 | 214294 | Bedroom | 0.0056382
Ceiling Fixture | Incandescent |  | Standard A Lamp | 1 | 60 | 214295 | Closet | 0.0056382
Chandelier (Hanging) | Incandescent |  | Standard A Lamp | 5 | 40 | 214296 | Dining Room | 0.0056382
Ceiling Fan | Incandescent |  | Standard A Lamp | 3 | 40 | 214297 | Family Room | 0.0056382
Ceiling Fixture | Incandescent |  | Standard A Lamp | 2 | 40 | 214298 | Hall | 0.0056382
Recessed - other | Linear Fluorescent | 48 | T-8 | 2 | 32 | 214299 | Kitchen | 0.0056382
Ceiling Fixture | Incandescent |  | Standard A Lamp | 2 | 60 | 2142910 | Laundry Room | 0.0056382
Ceiling Fixture | Incandescent |  | Standard A Lamp | 1 | 40 | 2142911 | Living Room | 0.0056382
Ceiling Fixture | Incandescent |  | Standard A Lamp | 2 | 40 | 2142912 | Master Bedroom | 0.0056382
Chandelier (Hanging) | Incandescent |  | Standard A Lamp | 1 | 40 | 2142913 | Dining Room | 0.0056382
Wall Mount | Incandescent |  | Globe | 3 | 40 | 215181 | Bathroom | 0.0042651
Ceiling Fixture | Incandescent |  | Standard A Lamp | 1 | 60 | 215181 | Bathroom | 0.0042651
Chandelier (Hanging) | Incandescent |  | Decorative | 3 | 40 | 215182 | Bathroom | 0.0042651
Wall Mount | Compact Fluorescent |  | Twist | 2 | 15 | 215182 | Bathroom | 0.0042651
Ceiling Fixture | Compact Fluorescent |  | Twist | 1 | 15 | 215183 | Bedroom | 0.0042651
Chandelier (Hanging) | Compact Fluorescent |  | Twist | 1 | 22 | 215184 | Bedroom | 0.0042651
Ceiling Fan | Compact Fluorescent |  | Twist | 2 | 15 | 215185 | Master Bedroom | 0.0042651
Ceiling Fixture | Incandescent |  | Standard A Lamp | 1 | 40 | 215186 | Closet | 0.0042651
Ceiling Fixture | Compact Fluorescent |  | Twist | 1 | 15 | 215187 | Dining Room | 0.0042651
Ceiling Fixture | Compact Fluorescent |  | Twist | 2 | 15 | 215188 | Kitchen | 0.0042651
Ceiling Fan | Incandescent |  | Standard A Lamp | 1 | 60 | 215189 | Living Room | 0.0042651
Table | Compact Fluorescent |  | Twist | 1 | 15 | 215189 | Living Room | 0.0042651
Table | Incandescent |  | Decorative | 1 | 25 | 215189 | Living Room | 0.0042651
Ceiling Fixture | Compact Fluorescent |  | Twist | 1 | 15 | 215189 | Living Room | 0.0042651
Wall Mount | Compact Fluorescent |  | Twist | 2 | 15 | 215351 | Bathroom | 0.0039154
Ceiling Fixture | Compact Fluorescent |  | Twist | 1 | 7 | 215351 | Bathroom | 0.0039154
Ceiling Fixture | Compact Fluorescent |  | Twist | 2 | 15 | 215352 | Bedroom | 0.0039154
Table | Compact Fluorescent |  | Twist | 2 | 15 | 215352 | Bedroom | 0.0039154
Ceiling Fixture | Incandescent |  | Decorative | 6 | 25 | 215353 | Dining Room | 0.0039154
Ceiling Fixture | Linear Fluorescent | 42 | T-12 | 2 | 40 | 215354 | Garage | 0.0039154
Track | Compact Fluorescent |  | Twist | 4 | 15 | 215354 | Garage | 0.0039154
Wall Mount | Halogen |  | Quartz Tube | 2 | 100 | 215354 | Garage | 0.0039154
Ceiling Fixture | Incandescent |  | Standard A Lamp | 2 | 60 | 215355 | Hall | 0.0039154
Ceiling Fixture | Halogen |  | MR | 6 | 50 | 215356 | Kitchen | 0.0039154
Ceiling Fixture | Incandescent |  | Decorative | 1 | 25 | 215356 | Kitchen | 0.0039154
Ceiling Fixture | Compact Fluorescent |  | Twist | 1 | 15 | 215357 | Laundry Room | 0.0039154
Ceiling Fan | Incandescent |  | Standard A Lamp | 3 | 60 | 215358 | Living Room | 0.0039154
Table | Incandescent |  | Decorative | 1 | 25 | 215358 | Living Room | 0.0039154
Floor lamp | Compact Fluorescent |  | Twist | 2 | 15 | 215358 | Living Room | 0.0039154
Wall Mount | Incandescent |  | Globe | 8 | 40 | 215359 | Bathroom | 0.0039154
Ceiling Fixture | Compact Fluorescent |  | Twist | 1 | 15 | 215359 | Bathroom | 0.0039154
Table | Compact Fluorescent |  | Twist | 1 | 15 | 2153510 | Master Bedroom | 0.0039154
Ceiling Fixture | Incandescent |  | Standard A Lamp | 2 | 60 | 2153510 | Master Bedroom | 0.0039154
Ceiling Fixture | Incandescent |  | Standard A Lamp | 1 | 60 | 2153511 | Bedroom | 0.0039154
Floor lamp | Compact Fluorescent |  | Twist | 1 | 15 | 2153511 | Bedroom | 0.0039154
Wall Mount | Incandescent |  | Standard A Lamp | 2 | 60 | 215481 | Bathroom | 0.0056382
Ceiling Fixture | Incandescent |  | Standard A Lamp | 2 | 60 | 215481 | Bathroom | 0.0056382
Ceiling Fixture | Incandescent |  | Standard A Lamp | 1 | 60 | 215482 | Bedroom | 0.0056382
Ceiling Fan | Compact Fluorescent |  | Twist | 2 | 13 | 215483 | Master Bedroom | 0.0056382
Table | Incandescent |  | Standard A Lamp | 1 | 60 | 215483 | Master Bedroom | 0.0056382
Table | Incandescent |  | Mini base | 1 | 25 | 215483 | Master Bedroom | 0.0056382
Ceiling Fixture | Incandescent |  | Standard A Lamp | 1 | 60 | 215484 | Closet | 0.0056382
Ceiling Fixture | Incandescent |  | Standard A Lamp | 1 | 60 | 215485 | Closet | 0.0056382
Chandelier (Hanging) | Incandescent |  | Decorative | 5 | 40 | 215486 | Family Room | 0.0056382
Ceiling Fixture | Incandescent |  | Decorative | 2 | 60 | 215486 | Family Room | 0.0056382
Floor lamp | Compact Fluorescent |  | Twist | 1 | 13 | 215486 | Family Room | 0.0056382
Ceiling Fixture | Incandescent |  | Standard A Lamp | 2 | 60 | 215487 | Hall | 0.0056382
Ceiling Fixture | Linear Fluorescent | 48 | T-12 | 2 | 40 | 215488 | Kitchen | 0.0056382
Ceiling Fixture | Compact Fluorescent |  | Twist | 2 | 13 | 215488 | Kitchen | 0.0056382
Ceiling Fixture | Linear Fluorescent | 48 | T-12 | 2 | 40 | 215489 | Laundry Room | 0.0056382
Table | Compact Fluorescent |  | Twist | 1 | 13 | 2154810 | Dining Room | 0.0056382
Floor lamp | Incandescent |  | Globe | 1 | 40 | 2154810 | Dining Room | 0.0056382
Wall Mount | Incandescent |  | Standard A Lamp | 2 | 60 | 2154811 | Bathroom | 0.0056382
Ceiling Fixture | Incandescent |  | Standard A Lamp | 1 | 60 | 2154812 | Bedroom | 0.0056382
Ceiling Fixture | Incandescent |  | Standard A Lamp | 1 | 60 | 215551 | Bathroom | 0.0056382
Ceiling Fixture | Incandescent |  | Standard A Lamp | 2 | 60 | 215552 | Bedroom | 0.0056382
Ceiling Fixture | Incandescent |  | Standard A Lamp | 2 | 60 | 215553 | Bedroom | 0.0056382
Chandelier (Hanging) | Incandescent |  | Decorative | 5 | 40 | 215554 | Dining Room | 0.0056382
Ceiling Fixture | Incandescent |  | Standard A Lamp | 1 | 60 | 215555 | Hall | 0.0056382
Ceiling Fixture | Incandescent |  | Standard A Lamp | 1 | 60 | 215556 | Kitchen | 0.0056382
Ceiling Fixture | Compact Fluorescent |  | Twist | 1 | 15 | 215557 | Laundry Room | 0.0056382
Table | Incandescent |  | Standard A Lamp | 1 | 60 | 215558 | Living Room | 0.0056382
Ceiling Fixture | Incandescent |  | Standard A Lamp | 1 | 60 | 215559 | Bathroom | 0.0056382
Ceiling Fixture | Incandescent |  | Standard A Lamp | 2 | 60 | 2155510 | Master Bedroom | 0.0056382
Ceiling Fixture | Incandescent |  | Standard A Lamp | 1 | 60 | 2155511 | Dining Room | 0.0056382
Ceiling Fixture | Compact Fluorescent |  | Twist | 1 | 22 | 215591 | Bedroom | 0.0022277
Ceiling Fixture | Incandescent |  | Standard A Lamp | 2 | 60 | 215591 | Bedroom | 0.0022277
Wall Mount | Incandescent |  | Standard A Lamp | 3 | 60 | 215591 | Bedroom | 0.0022277
Ceiling Fixture | Incandescent |  | Decorative | 3 | 60 | 215592 | Kitchen | 0.0022277
Table | Incandescent |  | Standard A Lamp | 1 | 75 | 215592 | Kitchen | 0.0022277
Wall Mount | Incandescent |  | Standard A Lamp | 2 | 60 | 215593 | Bedroom | 0.0022277
Other | Incandescent |  | Decorative | 1 | 25 | 215593 | Bedroom | 0.0022277
Chandelier (Hanging) | Incandescent |  | Standard A Lamp | 2 | 60 | 215594 | Bedroom | 0.0022277
Table | Incandescent |  | Standard A Lamp | 1 | 60 | 215594 | Bedroom | 0.0022277
Wall Mount | Incandescent |  | Standard A Lamp | 1 | 60 | 215595 | Living Room | 0.0022277
Ceiling Fixture | Incandescent |  | Standard A Lamp | 1 | 60 | 215595 | Living Room | 0.0022277
Chandelier (Hanging) | Incandescent |  | Standard A Lamp | 1 | 60 | 215596 | Laundry Room | 0.0022277
Ceiling Fixture | Incandescent |  | Decorative | 1 | 60 | 215597 | Other | 0.0022277
Floor lamp | Incandescent |  | Standard A Lamp | 1 | 60 | 215711 | Bedroom | 0.0053603
Ceiling Fan | Incandescent |  | Decorative | 1 | 40 | 215712 | Master Bedroom | 0.0053603
Ceiling Fixture | Incandescent |  | Mini base | 3 | 15 | 215713 | Bathroom | 0.0053603
Wall Mount | Incandescent |  | Standard A Lamp | 3 | 75 | 215713 | Bathroom | 0.0053603
Wall Mount | Compact Fluorescent |  | Twist | 2 | 22 | 215714 | Bedroom | 0.0053603
Table | Incandescent |  | Standard A Lamp | 1 | 60 | 215714 | Bedroom | 0.0053603
Ceiling Fixture | Incandescent |  | Mini base | 3 | 5 | 215715 | Bathroom | 0.0053603
Wall Mount | Incandescent |  | Standard A Lamp | 1 | 60 | 215715 | Bathroom | 0.0053603
Ceiling Fixture | Incandescent |  | Standard A Lamp | 1 | 60 | 215716 | Hall | 0.0053603
Table | Compact Fluorescent |  | Twist | 1 | 22 | 215717 | Office | 0.0053603
Track | Incandescent |  | Standard A Lamp | 1 | 60 | 215718 | Living Room | 0.0053603
Table | Incandescent |  | Mini base | 3 | 40 | 215718 | Living Room | 0.0053603
Ceiling Fixture | Linear Fluorescent | 48 | T-12 | 2 | 40 | 215719 | Kitchen | 0.0053603
Ceiling Fixture | Incandescent |  | Standard A Lamp | 2 | 5 | 215719 | Kitchen | 0.0053603
Architectural | Incandescent |  | Standard A Lamp | 1 | 60 | 215719 | Kitchen | 0.0053603
Ceiling Fixture | Incandescent |  | Mini base | 2 | 5 | 2157110 | Laundry Room | 0.0053603
Ceiling Fan | Incandescent |  | Standard A Lamp | 1 | 40 | 2157111 | Dining Room | 0.0053603
Wall Mount | Compact Fluorescent |  | Twist | 1 | 15 | 215801 | Bathroom | 0.0042651
Table | Compact Fluorescent |  | Twist | 1 | 15 | 215802 | Bedroom | 0.0042651
Wall Mount | Compact Fluorescent |  | Twist | 1 | 15 | 215803 | Bedroom | 0.0042651
Ceiling Fixture | Incandescent |  | Standard A Lamp | 1 | 60 | 215804 | Hall | 0.0042651
Ceiling Fan | Compact Fluorescent |  | Twist | 3 | 15 | 215805 | Kitchen | 0.0042651
Ceiling Fixture | Compact Fluorescent |  | Twist | 1 | 15 | 215805 | Kitchen | 0.0042651
Recessed - other | Incandescent |  | Standard A Lamp | 1 | 40 | 215805 | Kitchen | 0.0042651
Floor lamp | Compact Fluorescent |  | Twist | 1 | 22 | 215806 | Living Room | 0.0042651
Table | Incandescent |  | Standard A Lamp | 1 | 25 | 215806 | Living Room | 0.0042651
Wall Mount | Incandescent |  | Standard A Lamp | 1 | 60 | 215941 | Bathroom | 0.0042651
Wall Mount | Incandescent |  | Standard A Lamp | 3 | 40 | 215942 | Bathroom | 0.0042651
Wall Mount | Incandescent |  | Decorative | 1 | 60 | 215943 | Bedroom | 0.0042651
Ceiling Fixture | Linear Fluorescent | 36 | T-12 | 2 | 40 | 215944 | Kitchen | 0.0042651
Ceiling Fixture | Linear Fluorescent | 24 | T-12 | 2 | 40 | 215944 | Kitchen | 0.0042651
Ceiling Fixture | Linear Fluorescent | 24 | T-12 | 2 | 40 | 215944 | Kitchen | 0.0042651
Floor lamp | Incandescent |  | Standard A Lamp | 1 | 150 | 215945 | Living Room | 0.0042651
Wall Mount | Compact Fluorescent |  | Twist | 1 | 13 | 215946 | Master Bedroom | 0.0042651
Floor lamp | Incandescent |  | Standard A Lamp | 1 | 60 | 215946 | Master Bedroom | 0.0042651
Ceiling Fixture | Compact Fluorescent |  | Twist | 2 | 15 | 215991 | Master Bedroom | 0.0039153
Table | Compact Fluorescent |  | Twist | 1 | 15 | 215991 | Master Bedroom | 0.0039153
Ceiling Fixture | Linear Fluorescent | 48 | T-12 | 1 | 40 | 215992 | Kitchen | 0.0039153
Ceiling Fixture | Compact Fluorescent |  | Twist | 2 | 15 | 215992 | Kitchen | 0.0039153
Track | Incandescent |  | Standard A Lamp | 2 | 60 | 215992 | Kitchen | 0.0039153
Track | Incandescent |  | Standard A Lamp | 3 | 30 | 215993 | Other | 0.0039153
Ceiling Fixture | Linear Fluorescent | 48 | T-12 | 2 | 40 | 215994 | Garage | 0.0039153
Exterior | Compact Fluorescent |  | Reflector | 2 | 15 | 215994 | Garage | 0.0039153
Ceiling Fixture | Compact Fluorescent |  | Twist | 2 | 15 | 215995 | Bathroom | 0.0039153
Wall Mount | Incandescent |  | Clear | 4 | 40 | 215995 | Bathroom | 0.0039153
Ceiling Fixture | Compact Fluorescent |  | Pin base | 2 | 15 | 215996 | Bedroom | 0.0039153
Table | Compact Fluorescent |  | Twist | 1 | 15 | 215996 | Bedroom | 0.0039153
Ceiling Fixture | Compact Fluorescent |  | Twist | 2 | 15 | 215997 | Bathroom | 0.0039153
Wall Mount | Incandescent |  | Clear | 4 | 40 | 215997 | Bathroom | 0.0039153
Ceiling Fixture | Compact Fluorescent |  | Twist | 2 | 15 | 215998 | Bedroom | 0.0039153
Ceiling Fixture | Compact Fluorescent |  | Twist | 1 | 15 | 215999 | Hall | 0.0039153
Ceiling Fan | Incandescent |  | Clear | 3 | 60 | 2159910 | Living Room | 0.0039153
Ceiling Fixture | Incandescent |  | Standard A Lamp | 2 | 60 | 2159910 | Living Room | 0.0039153
Table | Compact Fluorescent |  | Twist | 1 | 15 | 2159910 | Living Room | 0.0039153
Floor lamp | Halogen |  | Quartz Tube | 1 | 50 | 2159910 | Living Room | 0.0039153
Torchiere | Incandescent |  | Standard A Lamp | 1 | 100 | 2159911 | Dining Room | 0.0039153
Chandelier (Hanging) | Incandescent |  | Mini base | 5 | 60 | 2159911 | Dining Room | 0.0039153
Floor lamp | Incandescent |  | Standard A Lamp | 1 | 40 | 2159911 | Dining Room | 0.0039153
Ceiling Fixture | Compact Fluorescent |  | Twist | 2 | 15 | 2159912 | Laundry Room | 0.0039153
Ceiling Fixture | Compact Fluorescent |  | Twist | 2 | 13 | 216301 | Bathroom | 0.0056382
Wall Mount | Incandescent |  | Globe | 5 | 40 | 216301 | Bathroom | 0.0056382
Ceiling Fixture | Compact Fluorescent |  | Twist | 2 | 13 | 216302 | Bathroom | 0.0056382
Ceiling Fan | Compact Fluorescent |  | A shape bulb | 1 | 13 | 216303 | Bedroom | 0.0056382
Ceiling Fan | Compact Fluorescent |  | Twist | 2 | 13 | 216304 | Bedroom | 0.0056382
Table | Compact Fluorescent |  | Twist | 1 | 13 | 216304 | Bedroom | 0.0056382
Table | Compact Fluorescent |  | Twist | 1 | 13 | 216305 | Family Room | 0.0056382
Ceiling Fixture | Compact Fluorescent |  | Twist | 2 | 13 | 216306 | Hall | 0.0056382
Ceiling Fixture | Compact Fluorescent |  | Twist | 2 | 13 | 216307 | Kitchen | 0.0056382
Ceiling Fixture | Compact Fluorescent |  | Twist | 2 | 13 | 216308 | Laundry Room | 0.0056382
Ceiling Fixture | Incandescent |  | Standard A Lamp | 2 | 60 | 216311 | Bathroom | 0.0056382
Wall Mount | Incandescent |  | Clear | 2 | 60 | 216312 | Bathroom | 0.0056382
Ceiling Fixture | Compact Fluorescent |  | Twist | 1 | 15 | 216312 | Bathroom | 0.0056382
Table | Compact Fluorescent |  | Twist | 1 | 20 | 216313 | Bedroom | 0.0056382
Table | Incandescent |  | Standard A Lamp | 1 | 60 | 216313 | Bedroom | 0.0056382
Table | Incandescent |  | Standard A Lamp | 1 | 60 | 216314 | Bedroom | 0.0056382
Table | Incandescent |  | 3-Way Incandescent | 1 | 100 | 216315 | Bedroom | 0.0056382
Chandelier (Hanging) | Incandescent |  | Decorative | 4 | 25 | 216317 | Dining Room | 0.0056382
Ceiling Fixture | Compact Fluorescent |  | Twist | 1 | 13 | 216318 | Other | 0.0056382
Chandelier (Hanging) | Compact Fluorescent |  | Twist | 1 | 23 | 216319 | Family Room | 0.0056382
Ceiling Fixture | Compact Fluorescent |  | Twist | 1 | 15 | 2163110 | Hall | 0.0056382
Track | Compact Fluorescent |  | Twist | 2 | 15 | 2163111 | Kitchen | 0.0056382
Ceiling Fixture | Incandescent |  | Clear | 1 | 60 | 2163112 | Laundry Room | 0.0056382
Table | Compact Fluorescent |  | Twist | 1 | 23 | 2163113 | Living Room | 0.0056382
Ceiling Fixture | Incandescent |  | Standard A Lamp | 2 | 40 | 216761 | Bathroom | 0.0022277
Wall Mount | Compact Fluorescent |  | Twist | 1 | 15 | 216762 | Bedroom | 0.0022277
Table | Incandescent |  | Standard A Lamp | 1 | 75 | 216762 | Bedroom | 0.0022277
Wall Mount | Compact Fluorescent |  | Twist | 1 | 15 | 216763 | Garage | 0.0022277
Ceiling Fixture | Linear Fluorescent | 48 | T-12 | 2 | 40 | 216764 | Living Room | 0.0022277
Floor lamp | Incandescent |  | Standard A Lamp | 1 | 100 | 216764 | Living Room | 0.0022277
Table | Compact Fluorescent |  | Twist | 1 | 15 | 216764 | Living Room | 0.0022277
Wall Mount | Incandescent |  | Decorative | 4 | 40 | 216765 | Master Bedroom | 0.0022277
Low bay | Linear Fluorescent | 36 | T-12 | 1 | 32 | 216766 | Kitchen | 0.0022277
Ceiling Fixture | Linear Fluorescent | 48 | T-12 | 2 | 40 | 216766 | Kitchen | 0.0022277
Wall Mount | Compact Fluorescent |  | Twist | 4 | 13 | 217231 | Bathroom | 0.0053603
Wall Mount | Compact Fluorescent |  | Twist | 4 | 15 | 217232 | Bathroom | 0.0053603
Chandelier (Hanging) | Compact Fluorescent |  | Twist | 1 | 15 | 217233 | Bedroom | 0.0053603
Table | Compact Fluorescent |  | Twist | 1 | 13 | 217233 | Bedroom | 0.0053603
Chandelier (Hanging) | Compact Fluorescent |  | Twist | 1 | 15 | 217234 | Bedroom | 0.0053603
Table | Incandescent |  | Mini base | 1 | 25 | 217234 | Bedroom | 0.0053603
Chandelier (Hanging) | Compact Fluorescent |  | Twist | 5 | 15 | 217235 | Dining Room | 0.0053603
Wall Mount | Compact Fluorescent |  | Twist | 1 | 15 | 217236 | Other | 0.0053603
Table | Incandescent |  | Standard A Lamp | 1 | 100 | 217237 | Family Room | 0.0053603
Table | Compact Fluorescent |  | Twist | 1 | 22 | 217237 | Family Room | 0.0053603
Ceiling Fan | Incandescent |  | Standard A Lamp | 3 | 100 | 217237 | Family Room | 0.0053603
Recessed - other | Compact Fluorescent |  | Twist | 1 | 15 | 217237 | Family Room | 0.0053603
Chandelier (Hanging) | Incandescent |  | Mini base | 6 | 40 | 217238 | Dining Room | 0.0053603
Table | Compact Fluorescent |  | Twist | 1 | 15 | 217238 | Dining Room | 0.0053603
Ceiling Fixture | Linear Fluorescent | 96 | T-12 | 2 | 95 | 217239 | Garage | 0.0053603
Garage door opener | Incandescent |  | Standard A Lamp | 2 | 90 | 217239 | Garage | 0.0053603
Chandelier (Hanging) | Compact Fluorescent |  | Twist | 1 | 22 | 2172310 | Hall | 0.0053603
Chandelier (Hanging) | Compact Fluorescent |  | Twist | 1 | 15 | 2172311 | Hall | 0.0053603
Ceiling Fixture | Linear Fluorescent | 48 | T-8 | 2 | 32 | 2172312 | Kitchen | 0.0053603
Ceiling Fixture | Linear Fluorescent | 48 | T-12 | 2 | 40 | 2172313 | Laundry Room | 0.0053603
Wall Mount | Incandescent |  | Clear | 14 | 40 | 2172314 | Bathroom | 0.0053603
Ceiling Fixture | Compact Fluorescent |  | Twist | 1 | 15 | 2172314 | Bathroom | 0.0053603
Track | Compact Fluorescent |  | Twist | 3 | 15 | 2172315 | Master Bedroom | 0.0053603
Table | Incandescent |  | Other | 1 | 25 | 2172315 | Master Bedroom | 0.0053603
Ceiling Fan | Incandescent |  | Standard A Lamp | 3 | 60 | 2172315 | Master Bedroom | 0.0053603
Chandelier (Hanging) | Compact Fluorescent |  | Twist | 1 | 22 | 2172316 | Office | 0.0053603
Table | Compact Fluorescent |  | Twist | 3 | 15 | 2172316 | Office | 0.0053603
Ceiling Fixture | Linear Fluorescent | 48 | T-12 | 2 | 40 | 2172317 | Closet | 0.0053603
Table | Incandescent |  | Standard A Lamp | 1 | 100 | 2172318 | Living Room | 0.0053603
Floor lamp | Incandescent |  | Reflector | 1 | 30 | 2172318 | Living Room | 0.0053603
Wall Mount | Incandescent |  | Mini base | 4 | 25 | 217291 | Bathroom | 0.0042651
Ceiling Fixture | Incandescent |  | Standard A Lamp | 1 | 60 | 217292 | Bedroom | 0.0042651
Wall Mount | Incandescent |  | Decorative | 1 | 40 | 217292 | Bedroom | 0.0042651
Floor lamp | Incandescent |  | Standard A Lamp | 1 | 60 | 217293 | Bathroom | 0.0042651
Ceiling Fixture | Incandescent |  | Standard A Lamp | 1 | 60 | 217294 | Hall | 0.0042651
Ceiling Fixture | Incandescent |  | Standard A Lamp | 1 | 60 | 217295 | Kitchen | 0.0042651
Chandelier (Hanging) | Compact Fluorescent |  | Twist | 5 | 22 | 217296 | Living Room | 0.0042651
Floor lamp | Incandescent |  | Standard A Lamp | 1 | 60 | 217296 | Living Room | 0.0042651
Wall Mount | Compact Fluorescent |  | Twist | 2 | 15 | 217311 | Bathroom | 0.0056382
Ceiling Fixture | Incandescent |  | Decorative | 3 | 25 | 217311 | Bathroom | 0.0056382
Wall Mount | Compact Fluorescent |  | Twist | 2 | 15 | 217312 | Bathroom | 0.0056382
Ceiling Fixture | Incandescent |  | Standard A Lamp | 2 | 60 | 217313 | Bedroom | 0.0056382
Table | Compact Fluorescent |  | Twist | 1 | 22 | 217313 | Bedroom | 0.0056382
Ceiling Fixture | Incandescent |  | Standard A Lamp | 2 | 60 | 217314 | Bedroom | 0.0056382
Chandelier (Hanging) | Incandescent |  | Decorative | 8 | 25 | 217315 | Dining Room | 0.0056382
Ceiling Fan | Compact Fluorescent |  | Twist | 3 | 15 | 217316 | Family Room | 0.0056382
Ceiling Fixture | Incandescent |  | Standard A Lamp | 2 | 60 | 217316 | Family Room | 0.0056382
Ceiling Fixture | Linear Fluorescent | 48 | T-12 | 2 | 40 | 217317 | Kitchen | 0.0056382
Table | Compact Fluorescent |  | Twist | 1 | 22 | 217318 | Living Room | 0.0056382
Ceiling Fixture | Incandescent |  | Mini base | 3 | 25 | 217319 | Hall | 0.0056382
Chandelier (Hanging) | Incandescent |  | Standard A Lamp | 1 | 60 | 217451 | Bathroom | 0.0056382
Chandelier (Hanging) | Incandescent |  | Standard A Lamp | 1 | 60 | 217452 | Bathroom | 0.0056382
Floor lamp | Incandescent |  | 3-Way Incandescent | 1 | 100 | 217453 | Bedroom | 0.0056382
Table | Linear Fluorescent | 18 | T-12 | 1 | 15 | 217453 | Bedroom | 0.0056382
Floor lamp | Incandescent |  | Standard A Lamp | 1 | 60 | 217454 | Bedroom | 0.0056382
Ceiling Fixture | Incandescent |  | Standard A Lamp | 1 | 100 | 217455 | Closet | 0.0056382
Chandelier (Hanging) | Incandescent |  | Globe | 1 | 75 | 217456 | Dining Room | 0.0056382
Table | Compact Fluorescent |  | Twist | 1 | 15 | 217457 | Family Room | 0.0056382
Floor lamp | Incandescent |  | 3-Way Incandescent | 1 | 100 | 217457 | Family Room | 0.0056382
Ceiling Fixture | Incandescent |  | Standard A Lamp | 2 | 60 | 217458 | Hall | 0.0056382
Ceiling Fixture | Incandescent |  | Standard A Lamp | 2 | 60 | 217459 | Kitchen | 0.0056382
Ceiling Fixture | Incandescent |  | Standard A Lamp | 2 | 40 | 217601 | Kitchen | 0.0022277
Wall Mount | Incandescent |  | Standard A Lamp | 1 | 40 | 217602 | Living Room | 0.0022277
Other | Other |  | Other | 1 | 12 | 217603 | Hall | 0.0022277
Wall Mount | Incandescent |  | Standard A Lamp | 2 | 60 | 217604 | Bathroom | 0.0022277
Wall Mount | Incandescent |  | Standard A Lamp | 1 | 40 | 217605 | Bedroom | 0.0022277
Wall Mount | Compact Fluorescent |  | Twist | 1 | 15 | 217651 | Bathroom | 0.0015972
Wall Mount | Incandescent |  | Standard A Lamp | 1 | 75 | 217652 | Bedroom | 0.0015972
Chandelier (Hanging) | Incandescent |  | Standard A Lamp | 1 | 60 | 217653 | Bedroom | 0.0015972
Wall Mount | Compact Fluorescent |  | Twist | 1 | 15 | 217654 | Hall | 0.0015972
Ceiling Fixture | Incandescent |  | Standard A Lamp | 1 | 60 | 217655 | Kitchen | 0.0015972
Wall Mount | Incandescent |  | Standard A Lamp | 1 | 75 | 217655 | Kitchen | 0.0015972
Wall Mount | Incandescent |  | Standard A Lamp | 2 | 60 | 217661 | Bedroom | 0.0022277
Wall Mount | Incandescent |  | Standard A Lamp | 1 | 40 | 217662 | Bathroom | 0.0022277
Wall Mount | Incandescent |  | Standard A Lamp | 1 | 60 | 217663 | Bedroom | 0.0022277
Wall Mount | Incandescent |  | Standard A Lamp | 1 | 60 | 217664 | Bedroom | 0.0022277
Table | Incandescent |  | Standard A Lamp | 1 | 40 | 217664 | Bedroom | 0.0022277
Wall Mount | Incandescent |  | Standard A Lamp | 1 | 60 | 217665 | Hall | 0.0022277
Ceiling Fixture | Incandescent |  | Standard A Lamp | 2 | 60 | 217666 | Kitchen | 0.0022277
Table | Incandescent |  | Decorative | 1 | 60 | 217667 | Living Room | 0.0022277
Ceiling Fixture | Incandescent |  | Standard A Lamp | 2 | 65 | 217668 | Other | 0.0022277
Ceiling Fixture | Compact Fluorescent |  | Twist | 1 | 15 | 217741 | Bathroom | 0.0056382
Ceiling Fixture | Compact Fluorescent |  | Twist | 1 | 13 | 217742 | Bedroom | 0.0056382
Table | Compact Fluorescent |  | Twist | 1 | 13 | 217742 | Bedroom | 0.0056382
Ceiling Fixture | Compact Fluorescent |  | Twist | 1 | 15 | 217743 | Hall | 0.0056382
Ceiling Fixture | Compact Fluorescent |  | Twist | 1 | 15 | 217744 | Kitchen | 0.0056382
Track | Halogen |  | MR | 5 | 35 | 217744 | Kitchen | 0.0056382
Ceiling Fixture | Compact Fluorescent |  | Twist | 1 | 15 | 217745 | Laundry Room | 0.0056382
Table | Compact Fluorescent |  | 3-Way CFL | 1 | 29 | 217746 | Living Room | 0.0056382
Table | Compact Fluorescent |  | Straight Tube | 1 | 13 | 217746 | Living Room | 0.0056382
Ceiling Fixture | Compact Fluorescent |  | Twist | 1 | 13 | 217747 | Bathroom | 0.0056382
Table | Compact Fluorescent |  | Twist | 1 | 13 | 217748 | Master Bedroom | 0.0056382
Wall Mount | Incandescent |  | Mini base | 1 | 30 | 217748 | Master Bedroom | 0.0056382
Wall Mount | Incandescent |  | Standard A Lamp | 2 | 60 | 218191 | Bathroom | 0.0015972
Ceiling Fixture | Incandescent |  | Standard A Lamp | 1 | 60 | 218193 | Bedroom | 0.0015972
Ceiling Fan | Incandescent |  | Standard A Lamp | 1 | 60 | 218194 | Living Room | 0.0015972
Ceiling Fixture | Incandescent |  | Standard A Lamp | 1 | 60 | 218194 | Living Room | 0.0015972
Ceiling Fixture | Incandescent |  | Standard A Lamp | 1 | 75 | 218195 | Other | 0.0015972
Ceiling Fixture | Compact Fluorescent |  | Twist | 2 | 13 | 218201 | Bathroom | 0.0056382
Ceiling Fixture | Compact Fluorescent |  | Twist | 1 | 13 | 218202 | Bedroom | 0.0056382
Table | Compact Fluorescent |  | Twist | 1 | 20 | 218203 | Bedroom | 0.0056382
Other | Incandescent |  | Standard A Lamp | 1 | 100 | 218203 | Bedroom | 0.0056382
Floor lamp | Compact Fluorescent |  | Twist | 1 | 20 | 218203 | Bedroom | 0.0056382
Ceiling Fixture | Compact Fluorescent |  | Twist | 1 | 9 | 218204 | Bedroom | 0.0056382
Table | Compact Fluorescent |  | Twist | 1 | 20 | 218204 | Bedroom | 0.0056382
Floor lamp | Compact Fluorescent |  | Twist | 1 | 13 | 218205 | Family Room | 0.0056382
Ceiling Fixture | Compact Fluorescent |  | Twist | 1 | 13 | 218206 | Laundry Room | 0.0056382
Ceiling Fixture | Linear Fluorescent | 48 | T-12 | 2 | 40 | 218207 | Kitchen | 0.0056382
Ceiling Fan | Compact Fluorescent |  | Twist | 1 | 13 | 218207 | Kitchen | 0.0056382
Floor lamp | Incandescent |  | Standard A Lamp | 1 | 100 | 218461 | Dining Room | 0.0039153
Ceiling Fixture | Incandescent |  | Globe | 1 | 100 | 218461 | Dining Room | 0.0039153
Wall Mount | Incandescent |  | Globe | 4 | 40 | 218462 | Bathroom | 0.0039153
Ceiling Fixture | Incandescent |  | Standard A Lamp | 1 | 60 | 218462 | Bathroom | 0.0039153
Ceiling Fixture | Incandescent |  | Standard A Lamp | 1 | 40 | 218463 | Laundry Room | 0.0039153
Ceiling Fixture | Incandescent |  | Standard A Lamp | 2 | 60 | 218464 | Garage | 0.0039153
Garage door opener | Incandescent |  | Standard A Lamp | 1 | 40 | 218464 | Garage | 0.0039153
Ceiling Fixture | Incandescent |  | Clear | 3 | 40 | 218465 | Living Room | 0.0039153
Floor lamp | Incandescent |  | Standard A Lamp | 1 | 100 | 218465 | Living Room | 0.0039153
Table | Incandescent |  | Decorative | 1 | 40 | 218465 | Living Room | 0.0039153
Ceiling Fixture | Linear Fluorescent | 48 | T-12 | 1 | 40 | 218466 | Kitchen | 0.0039153
Ceiling Fixture | Incandescent |  | Standard A Lamp | 1 | 60 | 218466 | Kitchen | 0.0039153
Other | Halogen |  | MR | 2 | 50 | 218466 | Kitchen | 0.0039153
Table | Incandescent |  | Standard A Lamp | 1 | 60 | 218467 | Living Room | 0.0039153
Wall Mount | Incandescent |  | Standard A Lamp | 1 | 60 | 218467 | Living Room | 0.0039153
Ceiling Fixture | Incandescent |  | Standard A Lamp | 1 | 60 | 218468 | Hall | 0.0039153
Ceiling Fixture | Incandescent |  | Standard A Lamp | 1 | 60 | 218469 | Bedroom | 0.0039153
Wall Mount | Incandescent |  | Standard A Lamp | 1 | 40 | 218469 | Bedroom | 0.0039153
Wall Mount | Incandescent |  | Globe | 4 | 40 | 2184610 | Bathroom | 0.0039153
Table | Incandescent |  | Standard A Lamp | 1 | 60 | 2184611 | Bedroom | 0.0039153
Ceiling Fixture | Incandescent |  | Standard A Lamp | 1 | 60 | 2184612 | Closet | 0.0039153
Wall Mount | Compact Fluorescent |  | Twist | 2 | 22 | 218551 | Bathroom | 0.0056382
Wall Mount | Compact Fluorescent |  | Twist | 2 | 22 | 218552 | Bathroom | 0.0056382
Ceiling Fixture | Incandescent |  | Standard A Lamp | 1 | 60 | 218552 | Bathroom | 0.0056382
Table | Compact Fluorescent |  | Twist | 1 | 22 | 218553 | Bedroom | 0.0056382
Ceiling Fixture | Incandescent |  | Standard A Lamp | 1 | 60 | 218554 | Hall | 0.0056382
Chandelier (Hanging) | Incandescent |  | Mini base | 4 | 25 | 218555 | Kitchen | 0.0056382
Ceiling Fixture | Incandescent |  | Standard A Lamp | 1 | 60 | 218555 | Kitchen | 0.0056382
Ceiling Fan | Incandescent |  | Standard A Lamp | 3 | 40 | 218555 | Kitchen | 0.0056382
Table | Incandescent |  | Standard A Lamp | 1 | 40 | 218556 | Laundry Room | 0.0056382
Table | Compact Fluorescent |  | Twist | 1 | 22 | 218557 | Living Room | 0.0056382
Table | Compact Fluorescent |  | Twist | 1 | 22 | 218558 | Master Bedroom | 0.0056382
Ceiling Fixture | Incandescent |  | Standard A Lamp | 1 | 40 | 218701 | Bathroom | 0.0039153
Floor lamp | Compact Fluorescent |  | A shape bulb | 1 | 15 | 218702 | Bedroom | 0.0039153
Chandelier (Hanging) | Compact Fluorescent |  | A shape bulb | 3 | 15 | 218703 | Dining Room | 0.0039153
Chandelier (Hanging) | Incandescent |  | Standard A Lamp | 1 | 40 | 218704 | Kitchen | 0.0039153
Ceiling Fixture | Incandescent |  | Standard A Lamp | 1 | 60 | 218705 | Laundry Room | 0.0039153
Floor lamp | Compact Fluorescent |  | Twist | 1 | 13 | 218706 | Living Room | 0.0039153
Floor lamp | Incandescent |  | 3-Way Incandescent | 1 | 150 | 218706 | Living Room | 0.0039153
Floor lamp | Incandescent |  | Standard A Lamp | 1 | 40 | 218706 | Living Room | 0.0039153
Ceiling Fixture | Incandescent |  | Standard A Lamp | 1 | 60 | 218707 | Bathroom | 0.0039153
Floor lamp | Incandescent |  | 3-Way Incandescent | 1 | 100 | 218708 | Master Bedroom | 0.0039153
Floor lamp | Incandescent |  | Standard A Lamp | 1 | 60 | 218708 | Master Bedroom | 0.0039153
Torchiere | Incandescent |  | Standard A Lamp | 1 | 100 | 218708 | Master Bedroom | 0.0039153
Floor lamp | Incandescent |  | Standard A Lamp | 1 | 150 | 218709 | Office | 0.0039153
Floor lamp | Incandescent |  | Standard A Lamp | 1 | 40 | 218709 | Office | 0.0039153
Wall Mount | Incandescent |  | Globe | 3 | 40 | 218931 | Bathroom | 0.0053603
Ceiling Fixture | Incandescent |  | Standard A Lamp | 1 | 60 | 218931 | Bathroom | 0.0053603
Ceiling Fixture | Incandescent |  | Standard A Lamp | 2 | 60 | 218932 | Bedroom | 0.0053603
Table | Incandescent |  | Decorative | 3 | 25 | 218932 | Bedroom | 0.0053603
Ceiling Fixture | Incandescent |  | Standard A Lamp | 2 | 60 | 218933 | Bedroom | 0.0053603
Ceiling Fixture | Incandescent |  | Decorative | 3 | 40 | 218934 | Dining Room | 0.0053603
Ceiling Fixture | Incandescent |  | Standard A Lamp | 2 | 60 | 218935 | Hall | 0.0053603
Ceiling Fixture | Halogen |  | PAR | 3 | 50 | 218936 | Kitchen | 0.0053603
Ceiling Fixture | Compact Fluorescent |  | Twist | 2 | 15 | 218936 | Kitchen | 0.0053603
Architectural | Incandescent |  | Globe | 1 | 40 | 218936 | Kitchen | 0.0053603
Ceiling Fixture | Compact Fluorescent |  | Twist | 2 | 15 | 218937 | Laundry Room | 0.0053603
Ceiling Fixture | Incandescent |  | Standard A Lamp | 2 | 60 | 218938 | Living Room | 0.0053603
Table | Compact Fluorescent |  | Twist | 1 | 15 | 218938 | Living Room | 0.0053603
Architectural | Linear Fluorescent | 24 | T-8 | 1 | 16 | 218938 | Living Room | 0.0053603
Ceiling Fixture | Incandescent |  | Standard A Lamp | 2 | 60 | 218939 | Bathroom | 0.0053603
Wall Mount | Incandescent |  | Globe | 3 | 40 | 218939 | Bathroom | 0.0053603
Ceiling Fixture | Incandescent |  | Standard A Lamp | 2 | 60 | 2189310 | Master Bedroom | 0.0053603
Floor lamp | Compact Fluorescent |  | Twist | 1 | 19 | 2189310 | Master Bedroom | 0.0053603
Ceiling Fixture | Incandescent |  | Standard A Lamp | 1 | 60 | 2189311 | Closet | 0.0053603
Chandelier (Hanging) | Incandescent |  | Mini base | 7 | 40 | 219131 | Dining Room | 0.0056382
Table | Incandescent |  | Clear | 1 | 40 | 219131 | Dining Room | 0.0056382
Ceiling Fixture | Linear Fluorescent | 48 | T-8 | 2 | 32 | 219132 | Closet | 0.0056382
Table | Incandescent |  | Standard A Lamp | 2 | 40 | 219133 | Living Room | 0.0056382
Chandelier (Hanging) | Incandescent |  | Standard A Lamp | 2 | 40 | 219133 | Living Room | 0.0056382
Floor lamp | Incandescent |  | Standard A Lamp | 1 | 40 | 219133 | Living Room | 0.0056382
Ceiling Fixture | Linear Fluorescent | 48 | T-8 | 2 | 32 | 219134 | Kitchen | 0.0056382
Other | Halogen |  | MR | 2 | 50 | 219134 | Kitchen | 0.0056382
Ceiling Fixture | Incandescent |  | Standard A Lamp | 2 | 40 | 219135 | Laundry Room | 0.0056382
Ceiling Fixture | Incandescent |  | Standard A Lamp | 2 | 60 | 219136 | Hall | 0.0056382
Ceiling Fixture | Incandescent |  | Standard A Lamp | 2 | 60 | 219137 | Bathroom | 0.0056382
Wall Mount | Compact Fluorescent |  | Globe | 8 | 9 | 219137 | Bathroom | 0.0056382
Ceiling Fixture | Compact Fluorescent |  | Twist | 2 | 15 | 219138 | Office | 0.0056382
Floor lamp | Incandescent |  | Standard A Lamp | 1 | 60 | 219138 | Office | 0.0056382
Table | Incandescent |  | Standard A Lamp | 1 | 60 | 219138 | Office | 0.0056382
Ceiling Fixture | Incandescent |  | Standard A Lamp | 2 | 60 | 219139 | Bedroom | 0.0056382
Table | Compact Fluorescent |  | Twist | 1 | 15 | 219139 | Bedroom | 0.0056382
Ceiling Fixture | Incandescent |  | Standard A Lamp | 2 | 60 | 2191310 | Bathroom | 0.0056382
Wall Mount | Halogen |  | PAR | 1 | 50 | 2191310 | Bathroom | 0.0056382
Wall Mount | Compact Fluorescent |  | Twist | 2 | 15 | 219421 | Bathroom | 0.0015972
Chandelier (Hanging) | Incandescent |  | Decorative | 5 | 45 | 219422 | Bedroom | 0.0015972
Table | Compact Fluorescent |  | Twist | 1 | 15 | 219422 | Bedroom | 0.0015972
Chandelier (Hanging) | Incandescent |  | Decorative | 5 | 25 | 219423 | Bedroom | 0.0015972
Table | Compact Fluorescent |  | Twist | 1 | 22 | 219423 | Bedroom | 0.0015972
Ceiling Fixture | Compact Fluorescent |  | Twist | 2 | 15 | 219424 | Other | 0.0015972
Ceiling Fixture | Compact Fluorescent |  | Twist | 2 | 22 | 219425 | Other | 0.0015972
Ceiling Fixture | Linear Fluorescent | 48 | T-12 | 2 | 40 | 219426 | Garage | 0.0015972
Ceiling Fixture | Incandescent |  | Standard A Lamp | 1 | 60 | 219426 | Garage | 0.0015972
Chandelier (Hanging) | Compact Fluorescent |  | Twist | 3 | 22 | 219427 | Kitchen | 0.0015972
Chandelier (Hanging) | Compact Fluorescent |  | Twist | 1 | 22 | 219427 | Kitchen | 0.0015972
Wall Mount | Incandescent |  | Standard A Lamp | 1 | 60 | 219427 | Kitchen | 0.0015972
Chandelier (Hanging) | Incandescent |  | Decorative | 4 | 65 | 219428 | Living Room | 0.0015972
Table | Compact Fluorescent |  | Twist | 2 | 22 | 219428 | Living Room | 0.0015972
Ceiling Fixture | Compact Fluorescent |  | Twist | 1 | 15 | 219429 | Bathroom | 0.0015972
Chandelier (Hanging) | Incandescent |  | Decorative | 4 | 60 | 2194210 | Bedroom | 0.0015972
Table | Compact Fluorescent |  | Twist | 1 | 15 | 2194210 | Bedroom | 0.0015972
Ceiling Fixture | Compact Fluorescent |  | Twist | 1 | 15 | 2194211 | Closet | 0.0015972
Chandelier (Hanging) | Incandescent |  | Decorative | 3 | 45 | 2194212 | Office | 0.0015972
Table | Compact Fluorescent |  | Twist | 1 | 15 | 2194212 | Office | 0.0015972
Ceiling Fixture | Incandescent |  | Decorative | 6 | 60 | 2194213 | Living Room | 0.0015972
Table | Compact Fluorescent |  | Twist | 1 | 22 | 2194213 | Living Room | 0.0015972
Wall Mount | Incandescent |  | Globe | 4 | 40 | 219601 | Bathroom | 0.0042651
Ceiling Fan | Incandescent |  | Standard A Lamp | 1 | 40 | 219601 | Bathroom | 0.0042651
Table | Incandescent |  | Decorative | 3 | 25 | 219602 | Bedroom | 0.0042651
Chandelier (Hanging) | Incandescent |  | Decorative | 3 | 25 | 219603 | Bedroom | 0.0042651
Floor lamp | Incandescent |  | Globe | 3 | 40 | 219603 | Bedroom | 0.0042651
Chandelier (Hanging) | Incandescent |  | Globe | 1 | 100 | 219604 | Dining Room | 0.0042651
Chandelier (Hanging) | Incandescent |  | Decorative | 6 | 25 | 219604 | Dining Room | 0.0042651
Ceiling Fan | Incandescent |  | Standard A Lamp | 4 | 60 | 219605 | Dining Room | 0.0042651
Ceiling Fixture | Incandescent |  | Standard A Lamp | 1 | 60 | 219606 | Hall | 0.0042651
Ceiling Fixture | Linear Fluorescent | 48 | T-12 | 2 | 32 | 219607 | Kitchen | 0.0042651
Ceiling Fixture | Incandescent |  | Standard A Lamp | 2 | 60 | 219608 | Laundry Room | 0.0042651
Chandelier (Hanging) | Incandescent |  | Standard A Lamp | 1 | 90 | 219609 | Living Room | 0.0042651
Ceiling Fixture | Incandescent |  | Mini base | 5 | 25 | 219609 | Living Room | 0.0042651
Table | Compact Fluorescent |  | Twist | 1 | 15 | 219609 | Living Room | 0.0042651
Table | Incandescent |  | Standard A Lamp | 1 | 60 | 219609 | Living Room | 0.0042651
Ceiling Fixture | Incandescent |  | Standard A Lamp | 2 | 25 | 2196010 | Bathroom | 0.0042651
Ceiling Fixture | Incandescent |  | Standard A Lamp | 1 | 60 | 2196010 | Bathroom | 0.0042651
Chandelier (Hanging) | Incandescent |  | Decorative | 6 | 25 | 2196011 | Master Bedroom | 0.0042651
Wall Mount | Incandescent |  | Standard A Lamp | 1 | 60 | 2196012 | Bedroom | 0.0042651
Floor lamp | Incandescent |  | Standard A Lamp | 3 | 60 | 2196012 | Bedroom | 0.0042651
Wall Mount | Incandescent |  | Globe | 3 | 60 | 219701 | Laundry Room | 0.0015972
Ceiling Fixture | Incandescent |  | Standard A Lamp | 1 | 60 | 219701 | Laundry Room | 0.0015972
Table | Incandescent |  | Standard A Lamp | 1 | 60 | 219702 | Bedroom | 0.0015972
Wall Mount | Incandescent |  | Globe | 4 | 60 | 219703 | Bedroom | 0.0015972
Ceiling Fixture | Incandescent |  | Standard A Lamp | 2 | 60 | 219703 | Bedroom | 0.0015972
Table | Incandescent |  | Decorative | 3 | 40 | 219703 | Bedroom | 0.0015972
Table | Incandescent |  | Standard A Lamp | 1 | 60 | 219704 | Family Room | 0.0015972
Ceiling Fan | Incandescent |  | Standard A Lamp | 3 | 60 | 219704 | Family Room | 0.0015972
Chandelier (Hanging) | Incandescent |  | Decorative | 3 | 40 | 219705 | Dining Room | 0.0015972
Ceiling Fixture | Incandescent |  | Standard A Lamp | 2 | 60 | 219711 | Bathroom | 0.0022277
Wall Mount | Incandescent |  | Standard A Lamp | 2 | 60 | 219711 | Bathroom | 0.0022277
Table | Compact Fluorescent |  | Twist | 1 | 22 | 219713 | Bedroom | 0.0022277
Ceiling Fixture | Incandescent |  | Standard A Lamp | 2 | 60 | 219714 | Hall | 0.0022277
Ceiling Fixture | Incandescent |  | Standard A Lamp | 3 | 60 | 219715 | Living Room | 0.0022277
Table | Compact Fluorescent |  | Twist | 1 | 22 | 219715 | Living Room | 0.0022277
Ceiling Fixture | Linear Fluorescent | 48 | T-12 | 1 | 40 | 219821 | Kitchen | 0.0056382
Ceiling Fixture | Halogen |  | MR | 4 | 50 | 219821 | Kitchen | 0.0056382
Wall Mount | Compact Fluorescent |  | Twist | 3 | 22 | 219822 | Bathroom | 0.0056382
Recessed Can | Compact Fluorescent |  | Twist | 1 | 22 | 219822 | Bathroom | 0.0056382
Ceiling Fixture | Compact Fluorescent |  | Twist | 1 | 15 | 219823 | Closet | 0.0056382
Ceiling Fixture | Compact Fluorescent |  | Twist | 1 | 15 | 219824 | Laundry Room | 0.0056382
Ceiling Fixture | Compact Fluorescent |  | Twist | 2 | 15 | 219825 | Bedroom | 0.0056382
Chandelier (Hanging) | Incandescent |  | Mini base | 6 | 60 | 219826 | Dining Room | 0.0056382
Wall Mount | Compact Fluorescent |  | Twist | 1 | 15 | 219827 | Hall | 0.0056382
Table | Compact Fluorescent |  | Twist | 1 | 22 | 219828 | Family Room | 0.0056382
Table | Compact Fluorescent |  | Twist | 1 | 22 | 219829 | Living Room | 0.0056382
Ceiling Fan | Compact Fluorescent |  | Twist | 3 | 22 | 219829 | Living Room | 0.0056382
Ceiling Fixture | Compact Fluorescent |  | Twist | 2 | 22 | 2198210 | Hall | 0.0056382
Table | Compact Fluorescent |  | Twist | 1 | 22 | 2198211 | Bedroom | 0.0056382
Recessed Can | Compact Fluorescent |  | Other | 1 | 22 | 2198212 | Bathroom | 0.0056382
Wall Mount | Compact Fluorescent |  | Twist | 3 | 22 | 2198212 | Bathroom | 0.0056382
Ceiling Fan | Compact Fluorescent |  | Twist | 2 | 22 | 2198213 | Master Bedroom | 0.0056382
Table | Incandescent |  | Decorative | 1 | 60 | 2198213 | Master Bedroom | 0.0056382
Wall Mount | Compact Fluorescent |  | Twist | 1 | 22 | 219841 | Bathroom | 0.0015972
Ceiling Fixture | Compact Fluorescent |  | Twist | 1 | 22 | 219842 | Hall | 0.0015972
Ceiling Fixture | Compact Fluorescent |  | Twist | 1 | 22 | 219843 | Kitchen | 0.0015972
Ceiling Fixture | Incandescent |  | Standard A Lamp | 2 | 60 | 219844 | Bedroom | 0.0015972
Ceiling Fixture | Incandescent |  | Standard A Lamp | 1 | 65 | 219845 | Bedroom | 0.0015972
Ceiling Fixture | Compact Fluorescent |  | Twist | 2 | 15 | 219971 | Kitchen | 0.0039153
Ceiling Fixture | Compact Fluorescent |  | Twist | 1 | 15 | 219972 | Bedroom | 0.0039153
Ceiling Fixture | Linear Fluorescent | 18 | T-4 | 1 | 22 | 219973 | Closet | 0.0039153
Ceiling Fixture | Compact Fluorescent |  | Twist | 1 | 16 | 219974 | Bathroom | 0.0039153
Wall Mount | Incandescent |  | Decorative | 4 | 60 | 219974 | Bathroom | 0.0039153
Ceiling Fixture | Compact Fluorescent |  | Twist | 2 | 15 | 219975 | Laundry Room | 0.0039153
Ceiling Fan | Incandescent |  | Standard A Lamp | 3 | 40 | 219976 | Dining Room | 0.0039153
Floor lamp | Compact Fluorescent |  | Twist | 1 | 15 | 219977 | Living Room | 0.0039153
Ceiling Fixture | Compact Fluorescent |  | Twist | 1 | 15 | 219978 | Hall | 0.0039153
Ceiling Fixture | Compact Fluorescent |  | Twist | 1 | 15 | 219979 | Bathroom | 0.0039153
Track | Halogen |  | MR | 3 | 50 | 2199710 | Bedroom | 0.0039153
Ceiling Fixture | Compact Fluorescent |  | Twist | 1 | 15 | 2199711 | Bedroom | 0.0039153
Ceiling Fixture | Compact Fluorescent |  | Twist | 1 | 15 | 2199712 | Bedroom | 0.0039153
Floor lamp | Compact Fluorescent |  | Twist | 1 | 15 | 2199712 | Bedroom | 0.0039153
Ceiling Fixture | Compact Fluorescent |  | Twist | 1 | 13 | 220041 | Bathroom | 0.0039153
Ceiling Fixture | Incandescent |  | Standard A Lamp | 1 | 40 | 220042 | Bedroom | 0.0039153
Ceiling Fixture | Compact Fluorescent |  | Twist | 1 | 13 | 220043 | Hall | 0.0039153
Ceiling Fixture | Compact Fluorescent |  | Twist | 1 | 13 | 220044 | Kitchen | 0.0039153
Chandelier (Hanging) | Compact Fluorescent |  | Twist | 1 | 23 | 220044 | Kitchen | 0.0039153
Floor lamp | Compact Fluorescent |  | Twist | 1 | 23 | 220045 | Living Room | 0.0039153
Floor lamp | Compact Fluorescent |  | Twist | 1 | 13 | 220045 | Living Room | 0.0039153
Floor lamp | Incandescent |  | Standard A Lamp | 1 | 60 | 220045 | Living Room | 0.0039153
Ceiling Fixture | Compact Fluorescent |  | Twist | 2 | 23 | 220046 | Master Bedroom | 0.0039153
Ceiling Fixture | Incandescent |  | Standard A Lamp | 1 | 40 | 220131 | Bathroom | 0.0015972
Ceiling Fixture | Incandescent |  | Standard A Lamp | 1 | 60 | 220131 | Bathroom | 0.0015972
Ceiling Fixture | Incandescent |  | Standard A Lamp | 1 | 40 | 220132 | Bedroom | 0.0015972
Ceiling Fixture | Incandescent |  | Standard A Lamp | 1 | 60 | 220133 | Bedroom | 0.0015972
Ceiling Fixture | Incandescent |  | Standard A Lamp | 1 | 40 | 220134 | Hall | 0.0015972
Ceiling Fixture | Incandescent |  | Standard A Lamp | 2 | 65 | 220135 | Kitchen | 0.0015972
Table | Incandescent |  | Standard A Lamp | 1 | 60 | 220135 | Kitchen | 0.0015972
Floor lamp | Compact Fluorescent |  | Twist | 3 | 15 | 220136 | Living Room | 0.0015972
Wall Mount | Linear Fluorescent | 48 | T-8 | 1 | 40 | 220136 | Living Room | 0.0015972
Ceiling Fixture | Incandescent |  | Standard A Lamp | 1 | 60 | 220171 | Bathroom | 0.0022277
Ceiling Fixture | Compact Fluorescent |  | Twist | 1 | 22 | 220172 | Bathroom | 0.0022277
Wall Mount | Incandescent |  | Mini base | 6 | 25 | 220172 | Bathroom | 0.0022277
Ceiling Fixture | Incandescent |  | Standard A Lamp | 1 | 60 | 220173 | Bedroom | 0.0022277
Table | Incandescent |  | Standard A Lamp | 1 | 60 | 220173 | Bedroom | 0.0022277
Table | Linear Fluorescent | 24 | T-8 | 2 | 20 | 220173 | Bedroom | 0.0022277
Table | Incandescent |  | Mini base | 1 | 5 | 220173 | Bedroom | 0.0022277
Ceiling Fixture | Incandescent |  | Standard A Lamp | 1 | 60 | 220174 | Bedroom | 0.0022277
Table | Incandescent |  | Decorative | 1 | 60 | 220174 | Bedroom | 0.0022277
Table | Incandescent |  | Standard A Lamp | 1 | 60 | 220174 | Bedroom | 0.0022277
Ceiling Fixture | Incandescent |  | Reflector | 1 | 75 | 220175 | Garage | 0.0022277
Garage door opener | Incandescent |  | Standard A Lamp | 1 | 60 | 220175 | Garage | 0.0022277
Wall Mount | Incandescent |  | Reflector | 2 | 75 | 220175 | Garage | 0.0022277
Wall Mount | Other |  | Mercury Vapor | 1 | 100 | 220175 | Garage | 0.0022277
Ceiling Fixture | Incandescent |  | Standard A Lamp | 1 | 60 | 220176 | Hall | 0.0022277
Chandelier (Hanging) | Incandescent |  | Decorative | 6 | 60 | 220177 | Kitchen | 0.0022277
Ceiling Fixture | Linear Fluorescent | 48 | T-12 | 2 | 40 | 220177 | Kitchen | 0.0022277
Ceiling Fixture | Linear Fluorescent | 24 | T-12 | 2 | 32 | 220177 | Kitchen | 0.0022277
Chandelier (Hanging) | Incandescent |  | Decorative | 3 | 60 | 220178 | Living Room | 0.0022277
Table | Compact Fluorescent |  | Twist | 1 | 22 | 220178 | Living Room | 0.0022277
Table | Incandescent |  | Standard A Lamp | 1 | 150 | 220179 | Master Bedroom | 0.0022277
Table | Incandescent |  | Decorative | 1 | 60 | 220179 | Master Bedroom | 0.0022277
Table | Compact Fluorescent |  | Twist | 1 | 22 | 220179 | Master Bedroom | 0.0022277
Table | Incandescent |  | Decorative | 1 | 60 | 220179 | Master Bedroom | 0.0022277
Ceiling Fixture | Incandescent |  | Standard A Lamp | 1 | 60 | 2201710 | Laundry Room | 0.0022277
Ceiling Fixture | Compact Fluorescent |  | Twist | 1 | 15 | 220281 | Hall | 0.0015972
Ceiling Fan | Incandescent |  | Standard A Lamp | 1 | 45 | 220282 | Bathroom | 0.0015972
Ceiling Fixture | Incandescent |  | Standard A Lamp | 2 | 60 | 220283 | Bedroom | 0.0015972
Ceiling Fixture | Compact Fluorescent |  | Twist | 1 | 15 | 220284 | Dining Room | 0.0015972
Ceiling Fixture | Compact Fluorescent |  | Twist | 1 | 15 | 220285 | Garage | 0.0015972
Ceiling Fixture | Compact Fluorescent |  | Twist | 1 | 15 | 220286 | Kitchen | 0.0015972
Wall Mount | Compact Fluorescent |  | Twist | 1 | 15 | 220286 | Kitchen | 0.0015972
Table | Compact Fluorescent |  | Twist | 1 | 15 | 220287 | Living Room | 0.0015972
Floor lamp | Incandescent |  | 3-Way Incandescent | 1 | 100 | 220287 | Living Room | 0.0015972
Ceiling Fixture | Incandescent |  | Standard A Lamp | 2 | 60 | 220288 | Master Bedroom | 0.0015972
Table | Compact Fluorescent |  | Twist | 1 | 15 | 220288 | Master Bedroom | 0.0015972
Ceiling Fixture | Incandescent |  | Standard A Lamp | 1 | 60 | 220481 | Bathroom | 0.0042651
Ceiling Fixture | Incandescent |  | Standard A Lamp | 1 | 60 | 220482 | Bedroom | 0.0042651
Ceiling Fixture | Incandescent |  | Standard A Lamp | 1 | 60 | 220483 | Bedroom | 0.0042651
Ceiling Fixture | Incandescent |  | Standard A Lamp | 1 | 60 | 220484 | Closet | 0.0042651
Chandelier (Hanging) | Incandescent |  | Standard A Lamp | 1 | 60 | 220485 | Dining Room | 0.0042651
Ceiling Fixture | Incandescent |  | Standard A Lamp | 1 | 60 | 220486 | Hall | 0.0042651
Ceiling Fixture | Incandescent |  | Standard A Lamp | 1 | 60 | 220487 | Kitchen | 0.0042651
Ceiling Fan | Incandescent |  | Standard A Lamp | 3 | 65 | 220488 | Living Room | 0.0042651
Floor lamp | Compact Fluorescent |  | Twist | 1 | 22 | 220488 | Living Room | 0.0042651
Ceiling Fan | Incandescent |  | Standard A Lamp | 3 | 60 | 220489 | Master Bedroom | 0.0042651
Wall Mount | Incandescent |  | Standard A Lamp | 2 | 60 | 2204810 | Bathroom | 0.0042651
Ceiling Fixture | Incandescent |  | Standard A Lamp | 1 | 65 | 2204810 | Bathroom | 0.0042651
Ceiling Fixture | Incandescent |  | Standard A Lamp | 3 | 75 | 220561 | Kitchen | 0.0022277
Table | Incandescent |  | Standard A Lamp | 1 | 75 | 220562 | Living Room | 0.0022277
Ceiling Fixture | Incandescent |  | Standard A Lamp | 1 | 60 | 220563 | Bedroom | 0.0022277
Wall Mount | Incandescent |  | Standard A Lamp | 1 | 40 | 220564 | Bathroom | 0.0022277
Ceiling Fixture | Incandescent |  | Standard A Lamp | 2 | 60 | 220566 | Other | 0.0022277
Ceiling Fixture | Incandescent |  | Standard A Lamp | 2 | 60 | 220671 | Bathroom | 0.0015972
Table | Compact Fluorescent |  | Twist | 1 | 22 | 220672 | Bedroom | 0.0015972
Chandelier (Hanging) | Incandescent |  | Standard A Lamp | 1 | 60 | 220672 | Bedroom | 0.0015972
Table | Compact Fluorescent |  | A shape bulb | 1 | 15 | 220672 | Bedroom | 0.0015972
Ceiling Fixture | Incandescent |  | Standard A Lamp | 1 | 60 | 220672 | Bedroom | 0.0015972
Ceiling Fixture | Linear Fluorescent | 48 | T-8 | 2 | 60 | 220673 | Kitchen | 0.0015972
Ceiling Fan | Compact Fluorescent |  | Twist | 3 | 22 | 220673 | Kitchen | 0.0015972
Ceiling Fixture | Incandescent |  | Standard A Lamp | 2 | 65 | 220674 | Laundry Room | 0.0015972
Chandelier (Hanging) | Compact Fluorescent |  | Twist | 1 | 15 | 220675 | Living Room | 0.0015972
Table | Compact Fluorescent |  | Twist | 1 | 28 | 220675 | Living Room | 0.0015972
Ceiling Fixture | Compact Fluorescent |  | Twist | 2 | 22 | 220676 | Bathroom | 0.0015972
Ceiling Fixture | Incandescent |  | Standard A Lamp | 2 | 65 | 220677 | Office | 0.0015972
Table | Linear Fluorescent | 24 | T-8 | 2 | 16 | 220677 | Office | 0.0015972
Ceiling Fixture | Incandescent |  | Standard A Lamp | 2 | 75 | 220678 | Bedroom | 0.0015972
Table | Incandescent |  | Standard A Lamp | 1 | 40 | 220678 | Bedroom | 0.0015972
Ceiling Fixture | Incandescent |  | Standard A Lamp | 2 | 60 | 220731 | Bathroom | 0.0015972
Ceiling Fixture | Incandescent |  | Standard A Lamp | 2 | 60 | 220732 | Bedroom | 0.0015972
Table | Compact Fluorescent |  | Twist | 1 | 22 | 220732 | Bedroom | 0.0015972
Ceiling Fixture | Incandescent |  | Decorative | 3 | 60 | 220733 | Bedroom | 0.0015972
Table | Incandescent |  | Standard A Lamp | 1 | 60 | 220733 | Bedroom | 0.0015972
Ceiling Fan | Compact Fluorescent |  | Twist | 3 | 22 | 220734 | Dining Room | 0.0015972
Chandelier (Hanging) | Compact Fluorescent |  | Twist | 2 | 22 | 220735 | Family Room | 0.0015972
Ceiling Fan | Compact Fluorescent |  | Twist | 4 | 22 | 220735 | Family Room | 0.0015972
Table | Incandescent |  | Standard A Lamp | 1 | 95 | 220735 | Family Room | 0.0015972
Ceiling Fixture | Linear Fluorescent | 48 | T-12 | 2 | 40 | 220736 | Garage | 0.0015972
Garage door opener | Incandescent |  | Standard A Lamp | 1 | 60 | 220736 | Garage | 0.0015972
Ceiling Fixture | Incandescent |  | Standard A Lamp | 2 | 100 | 220737 | Hall | 0.0015972
Recessed - other | Linear Fluorescent | 42 | T-12 | 2 | 32 | 220738 | Kitchen | 0.0015972
Wall Mount | Incandescent |  | Standard A Lamp | 1 | 40 | 220738 | Kitchen | 0.0015972
Ceiling Fixture | Compact Fluorescent |  | Twist | 2 | 22 | 220738 | Kitchen | 0.0015972
Ceiling Fixture | Incandescent |  | Mini base | 2 | 25 | 220739 | Bathroom | 0.0015972
Wall Mount | Compact Fluorescent |  | Twist | 2 | 15 | 220739 | Bathroom | 0.0015972
Ceiling Fixture | Incandescent |  | Standard A Lamp | 3 | 60 | 2207310 | Bedroom | 0.0015972
Table | Compact Fluorescent |  | Twist | 1 | 22 | 2207310 | Bedroom | 0.0015972
Ceiling Fixture | Incandescent |  | Standard A Lamp | 2 | 60 | 2207311 | Closet | 0.0015972
Ceiling Fixture | Incandescent |  | Standard A Lamp | 2 | 60 | 2207312 | Other | 0.0015972
Ceiling Fixture | Incandescent |  | Standard A Lamp | 3 | 60 | 221121 | Bedroom | 0.0042651
Other | Linear Fluorescent | 18 | T-4 | 1 | 16 | 221121 | Bedroom | 0.0042651
Ceiling Fixture | Compact Fluorescent |  | Twist | 2 | 15 | 221122 | Bedroom | 0.0042651
Ceiling Fixture | Incandescent |  | Standard A Lamp | 1 | 60 | 221122 | Bedroom | 0.0042651
Ceiling Fan | Incandescent |  | Standard A Lamp | 4 | 60 | 221123 | Dining Room | 0.0042651
Ceiling Fixture | Compact Fluorescent |  | Twist | 3 | 15 | 221124 | Garage | 0.0042651
Ceiling Fixture | Linear Fluorescent | 48 | T-12 | 2 | 32 | 221124 | Garage | 0.0042651
Garage door opener | Incandescent |  | Standard A Lamp | 1 | 60 | 221124 | Garage | 0.0042651
Ceiling Fixture | Incandescent |  | Standard A Lamp | 1 | 60 | 221125 | Hall | 0.0042651
Recessed - other | Linear Fluorescent | 48 | T-12 | 2 | 32 | 221126 | Kitchen | 0.0042651
Ceiling Fixture | Incandescent |  | Standard A Lamp | 1 | 60 | 221127 | Laundry Room | 0.0042651
Ceiling Fan | Compact Fluorescent |  | A shape bulb | 3 | 22 | 221128 | Living Room | 0.0042651
Ceiling Fan | Incandescent |  | Standard A Lamp | 1 | 60 | 221128 | Living Room | 0.0042651
Wall Mount | Incandescent |  | Standard A Lamp | 2 | 60 | 221129 | Bathroom | 0.0042651
Ceiling Fixture | Incandescent |  | Heat Lamp | 1 | 150 | 221129 | Bathroom | 0.0042651
Wall Mount | Incandescent |  | Standard A Lamp | 2 | 60 | 2211210 | Bathroom | 0.0042651
Ceiling Fixture | Incandescent |  | Standard A Lamp | 1 | 60 | 2211210 | Bathroom | 0.0042651
Ceiling Fixture | Incandescent |  | Standard A Lamp | 1 | 60 | 2211211 | Master Bedroom | 0.0042651
Table | Compact Fluorescent |  | Twist | 1 | 15 | 2211211 | Master Bedroom | 0.0042651
Wall Mount | Incandescent |  | Globe | 3 | 40 | 221191 | Bathroom | 0.0015972
Ceiling Fixture | Incandescent |  | Standard A Lamp | 2 | 60 | 221192 | Bedroom | 0.0015972
Table | Incandescent |  | Standard A Lamp | 1 | 60 | 221192 | Bedroom | 0.0015972
Chandelier (Hanging) | Incandescent |  | Decorative | 5 | 40 | 221193 | Dining Room | 0.0015972
Wall Mount | Incandescent |  | Globe | 6 | 40 | 221194 | Bathroom | 0.0015972
Ceiling Fixture | Incandescent |  | Standard A Lamp | 1 | 60 | 221194 | Bathroom | 0.0015972
Ceiling Fixture | Incandescent |  | Standard A Lamp | 2 | 60 | 221195 | Bedroom | 0.0015972
Ceiling Fixture | Incandescent |  | Standard A Lamp | 1 | 60 | 221196 | Bedroom | 0.0015972
Ceiling Fixture | Linear Fluorescent | 48 | T-12 | 2 | 40 | 221196 | Bedroom | 0.0015972
Recessed Can | Incandescent |  | Standard A Lamp | 1 | 60 | 221197 | Hall | 0.0015972
Recessed Can | Incandescent |  | Reflector | 1 | 60 | 221198 | Kitchen | 0.0015972
Wall Mount | Incandescent |  | Decorative | 1 | 25 | 221198 | Kitchen | 0.0015972
Recessed Can | Incandescent |  | Reflector | 1 | 60 | 221199 | Living Room | 0.0015972
Ceiling Fixture | Incandescent |  | Standard A Lamp | 1 | 60 | 2211910 | Other | 0.0015972
Table | Compact Fluorescent |  | Twist | 1 | 22 | 2211911 | Family Room | 0.0015972
Floor lamp | Compact Fluorescent |  | Pin base | 1 | 28 | 2211911 | Family Room | 0.0015972
Ceiling Fixture | Incandescent |  | Standard A Lamp | 1 | 40 | 2211912 | Hall | 0.0015972
Ceiling Fixture | Linear Fluorescent | 48 | T-12 | 2 | 32 | 2211913 | Kitchen | 0.0015972
Wall Mount | Incandescent |  | Standard A Lamp | 1 | 40 | 2211913 | Kitchen | 0.0015972
Ceiling Fixture | Incandescent |  | Standard A Lamp | 1 | 40 | 2211913 | Kitchen | 0.0015972
Ceiling Fixture | Incandescent |  | Standard A Lamp | 1 | 60 | 2211914 | Laundry Room | 0.0015972
Table | Incandescent |  | Decorative | 1 | 40 | 2211915 | Living Room | 0.0015972
Table | Incandescent |  | Standard A Lamp | 1 | 60 | 2211915 | Living Room | 0.0015972
Floor lamp | Incandescent |  | 3-Way Incandescent | 1 | 100 | 2211915 | Living Room | 0.0015972
Ceiling Fixture | Incandescent |  | Standard A Lamp | 1 | 60 | 2211916 | Bathroom | 0.0015972
Wall Mount | Incandescent |  | Globe | 3 | 40 | 2211916 | Bathroom | 0.0015972
Ceiling Fan | Incandescent |  | Standard A Lamp | 4 | 60 | 2211917 | Master Bedroom | 0.0015972
Table | Incandescent |  | Standard A Lamp | 1 | 100 | 2211917 | Master Bedroom | 0.0015972
Wall Mount | Compact Fluorescent |  | Twist | 1 | 15 | 2211917 | Master Bedroom | 0.0015972
Wall Mount | Incandescent |  | Globe | 3 | 25 | 221901 | Bathroom | 0.0015972
Wall Mount | Incandescent |  | Standard A Lamp | 3 | 60 | 221902 | Bedroom | 0.0015972
Table | Compact Fluorescent |  | Twist | 1 | 22 | 221902 | Bedroom | 0.0015972
Wall Mount | Incandescent |  | Globe | 3 | 40 | 221902 | Bedroom | 0.0015972
Wall Mount | Incandescent |  | Globe | 3 | 40 | 221903 | Bedroom | 0.0015972
Wall Mount | Incandescent |  | Globe | 4 | 40 | 221904 | Bedroom | 0.0015972
Chandelier (Hanging) | Incandescent |  | Globe | 5 | 60 | 221905 | Dining Room | 0.0015972
Ceiling Fixture | Incandescent |  | Standard A Lamp | 1 | 60 | 221905 | Dining Room | 0.0015972
Ceiling Fan | Incandescent |  | Standard A Lamp | 1 | 60 | 221906 | Family Room | 0.0015972
Wall Mount | Compact Fluorescent |  | Twist | 1 | 22 | 221906 | Family Room | 0.0015972
Floor lamp | Compact Fluorescent |  | Straight Tube | 1 | 15 | 221907 | Office | 0.0015972
Wall Mount | Incandescent |  | Standard A Lamp | 1 | 60 | 221907 | Office | 0.0015972
Wall Mount | Incandescent |  | Standard A Lamp | 3 | 60 | 221907 | Office | 0.0015972
Floor lamp | Incandescent |  | Standard A Lamp | 1 | 60 | 221908 | Living Room | 0.0015972
Ceiling Fixture | Incandescent |  | Standard A Lamp | 1 | 60 | 221921 | Bathroom | 0.0039154
Ceiling Fixture | Incandescent |  | Standard A Lamp | 1 | 60 | 221922 | Bedroom | 0.0039154
Floor lamp | Incandescent |  | Standard A Lamp | 5 | 60 | 221922 | Bedroom | 0.0039154
Ceiling Fixture | Incandescent |  | Standard A Lamp | 1 | 60 | 221923 | Bedroom | 0.0039154
Table | Incandescent |  | Standard A Lamp | 1 | 60 | 221923 | Bedroom | 0.0039154
Ceiling Fan | Incandescent |  | Decorative | 3 | 40 | 221924 | Dining Room | 0.0039154
Ceiling Fixture | Incandescent |  | Standard A Lamp | 1 | 60 | 221925 | Dining Room | 0.0039154
Ceiling Fixture | Linear Fluorescent | 48 | T-12 | 2 | 40 | 221926 | Garage | 0.0039154
Ceiling Fixture | Incandescent |  | Standard A Lamp | 1 | 60 | 221927 | Hall | 0.0039154
Ceiling Fixture | Incandescent |  | Standard A Lamp | 1 | 60 | 221928 | Kitchen | 0.0039154
Ceiling Fixture | Compact Fluorescent |  | Twist | 1 | 15 | 221928 | Kitchen | 0.0039154
Ceiling Fixture | Incandescent |  | Standard A Lamp | 1 | 60 | 221929 | Laundry Room | 0.0039154
Floor lamp | Incandescent |  | Standard A Lamp | 3 | 60 | 2219210 | Living Room | 0.0039154
Ceiling Fixture | Incandescent |  | Standard A Lamp | 1 | 60 | 2219211 | Bathroom | 0.0039154
Ceiling Fan | Incandescent |  | Decorative | 4 | 40 | 2219212 | Master Bedroom | 0.0039154
Table | Incandescent |  | Decorative | 1 | 40 | 2219212 | Master Bedroom | 0.0039154
Floor lamp | Incandescent |  | Standard A Lamp | 1 | 60 | 2219213 | Office | 0.0039154
Table | Incandescent |  | Decorative | 1 | 40 | 2219213 | Office | 0.0039154
Wall Mount | Compact Fluorescent |  | Twist | 3 | 15 | 222041 | Bathroom | 0.0042651
Wall Mount | Compact Fluorescent |  | Twist | 2 | 15 | 222042 | Bathroom | 0.0042651
Ceiling Fixture | Compact Fluorescent |  | Twist | 1 | 15 | 222043 | Bedroom | 0.0042651
Ceiling Fixture | Compact Fluorescent |  | Twist | 2 | 15 | 222044 | Bedroom | 0.0042651
Ceiling Fixture | Compact Fluorescent |  | Twist | 1 | 15 | 222045 | Kitchen | 0.0042651
Ceiling Fixture | Compact Fluorescent |  | Twist | 2 | 15 | 222046 | Living Room | 0.0042651
Wall Mount | Incandescent |  | Clear | 6 | 40 | 222361 | Bathroom | 0.0056382
Wall Mount | Incandescent |  | Mini base | 6 | 25 | 222362 | Bathroom | 0.0056382
Table | Incandescent |  | Standard A Lamp | 1 | 60 | 222363 | Bedroom | 0.0056382
Recessed Can | Incandescent |  | Reflector | 1 | 40 | 222364 | Closet | 0.0056382
Chandelier (Hanging) | Incandescent |  | Mini base | 7 | 25 | 222365 | Dining Room | 0.0056382
Ceiling Fixture | Incandescent |  | Decorative | 4 | 25 | 222366 | Closet | 0.0056382
Recessed Can | Incandescent |  | Reflector | 1 | 65 | 222367 | Family Room | 0.0056382
Table | Incandescent |  | 3-Way Incandescent | 1 | 150 | 222367 | Family Room | 0.0056382
Ceiling Fixture | Incandescent |  | Mini base | 4 | 25 | 222368 | Hall | 0.0056382
Ceiling Fixture | Linear Fluorescent | 48 | T-12 | 2 | 32 | 222369 | Kitchen | 0.0056382
Ceiling Fixture | Incandescent |  | Standard A Lamp | 1 | 60 | 2223610 | Laundry Room | 0.0056382
Floor lamp | Compact Fluorescent |  | Twist | 1 | 22 | 2223611 | Living Room | 0.0056382
Table | Incandescent |  | 3-Way Incandescent | 1 | 150 | 2223611 | Living Room | 0.0056382
Table | Incandescent |  | Standard A Lamp | 1 | 60 | 2223612 | Master Bedroom | 0.0056382
Ceiling Fixture | Incandescent |  | Standard A Lamp | 1 | 60 | 222771 | Bathroom | 0.0042651
Wall Mount | Incandescent |  | Standard A Lamp | 3 | 60 | 222771 | Bathroom | 0.0042651
Ceiling Fixture | Linear Fluorescent | 48 | T-12 | 2 | 40 | 222772 | Bedroom | 0.0042651
Table | Compact Fluorescent |  | Twist | 1 | 15 | 222772 | Bedroom | 0.0042651
Ceiling Fixture | Linear Fluorescent | 48 | T-12 | 2 | 40 | 222773 | Kitchen | 0.0042651
Ceiling Fan | Incandescent |  | Standard A Lamp | 4 | 60 | 222773 | Kitchen | 0.0042651
Recessed - other | Incandescent |  | Standard A Lamp | 1 | 60 | 222773 | Kitchen | 0.0042651
Ceiling Fixture | Incandescent |  | Standard A Lamp | 2 | 60 | 222774 | Laundry Room | 0.0042651
Table | Compact Fluorescent |  | Twist | 1 | 15 | 222775 | Living Room | 0.0042651
Chandelier (Hanging) | Incandescent |  | Decorative | 11 | 40 | 222775 | Living Room | 0.0042651
Ceiling Fixture | Incandescent |  | Standard A Lamp | 2 | 60 | 222775 | Living Room | 0.0042651
Ceiling Fixture | Incandescent |  | Standard A Lamp | 1 | 60 | 222776 | Bathroom | 0.0042651
Wall Mount | Compact Fluorescent |  | Globe | 3 | 11 | 222776 | Bathroom | 0.0042651
Ceiling Fixture | Incandescent |  | Heat Lamp | 1 | 150 | 222776 | Bathroom | 0.0042651
Floor lamp | Incandescent |  | Standard A Lamp | 3 | 60 | 222777 | Master Bedroom | 0.0042651
Table | Compact Fluorescent |  | Twist | 1 | 15 | 222777 | Master Bedroom | 0.0042651
Ceiling Fan | Incandescent |  | Standard A Lamp | 4 | 60 | 223131 | Living Room | 0.0022277
Wall Mount | Incandescent |  | Globe | 3 | 60 | 223132 | Bathroom | 0.0022277
Ceiling Fixture | Incandescent |  | Standard A Lamp | 1 | 60 | 223132 | Bathroom | 0.0022277
Ceiling Fixture | Incandescent |  | Standard A Lamp | 2 | 60 | 223133 | Bedroom | 0.0022277
Ceiling Fixture | Incandescent |  | Standard A Lamp | 2 | 60 | 223134 | Bedroom | 0.0022277
Table | Incandescent |  | Standard A Lamp | 1 | 60 | 223134 | Bedroom | 0.0022277
Chandelier (Hanging) | Incandescent |  | Standard A Lamp | 3 | 60 | 223135 | Dining Room | 0.0022277
Ceiling Fixture | Linear Fluorescent | 48 | T-12 | 2 | 40 | 223136 | Garage | 0.0022277
Garage door opener | Incandescent |  | Standard A Lamp | 1 | 40 | 223136 | Garage | 0.0022277
Wall Mount | Compact Fluorescent |  | Twist | 1 | 15 | 223136 | Garage | 0.0022277
Ceiling Fixture | Linear Fluorescent | 24 | Fluorescent Other | 1 | 60 | 223137 | Kitchen | 0.0022277
Track | Halogen |  | Quartz Tube | 3 | 50 | 223137 | Kitchen | 0.0022277
Floor lamp | Incandescent |  | Standard A Lamp | 1 | 60 | 223138 | Living Room | 0.0022277
Ceiling Fan | Incandescent |  | Mini base | 4 | 40 | 223139 | Master Bedroom | 0.0022277
Ceiling Fixture | Incandescent |  | Standard A Lamp | 1 | 60 | 2231310 | Closet | 0.0022277
Ceiling Fixture | Incandescent |  | Standard A Lamp | 1 | 60 | 2231311 | Office | 0.0022277
Wall Mount | Incandescent |  | Globe | 3 | 60 | 2231312 | Bathroom | 0.0022277
Ceiling Fixture | Incandescent |  | Standard A Lamp | 1 | 60 | 2231313 | Laundry Room | 0.0022277
Ceiling Fixture | Compact Fluorescent |  | Twist | 1 | 15 | 2231314 | Other | 0.0022277
Ceiling Fixture | Incandescent |  | Globe | 4 | 40 | 223201 | Bathroom | 0.0042651
Wall Mount | Incandescent |  | Standard A Lamp | 1 | 60 | 223202 | Bedroom | 0.0042651
Table | Incandescent |  | Standard A Lamp | 1 | 60 | 223202 | Bedroom | 0.0042651
Wall Mount | Incandescent |  | Standard A Lamp | 1 | 60 | 223203 | Bedroom | 0.0042651
Table | Incandescent |  | Standard A Lamp | 1 | 60 | 223203 | Bedroom | 0.0042651
Ceiling Fixture | Incandescent |  | Standard A Lamp | 1 | 60 | 223204 | Hall | 0.0042651
Wall Mount | Linear Fluorescent | 48 | T-12 | 2 | 40 | 223204 | Hall | 0.0042651
Ceiling Fixture | Linear Fluorescent | 48 | T-12 | 2 | 40 | 223205 | Kitchen | 0.0042651
Table | Incandescent |  | Standard A Lamp | 1 | 60 | 223206 | Living Room | 0.0042651
Floor lamp | Incandescent |  | Standard A Lamp | 2 | 60 | 223206 | Living Room | 0.0042651
Wall Mount | Incandescent |  | Decorative | 1 | 40 | 223206 | Living Room | 0.0042651
Wall Mount | Compact Fluorescent |  | Twist | 4 | 14 | 223421 | Bathroom | 0.0042651
Ceiling Fixture | Incandescent |  | Heat Lamp | 2 | 250 | 223421 | Bathroom | 0.0042651
Ceiling Fixture | Linear Fluorescent | 48 | T-12 | 2 | 40 | 223422 | Bedroom | 0.0042651
Table | Compact Fluorescent |  | Twist | 1 | 15 | 223422 | Bedroom | 0.0042651
Ceiling Fixture | Linear Fluorescent | 48 | T-12 | 2 | 40 | 223423 | Bedroom | 0.0042651
Floor lamp | Compact Fluorescent |  | 3-Way CFL | 1 | 22 | 223423 | Bedroom | 0.0042651
Chandelier (Hanging) | Incandescent |  | Decorative | 5 | 40 | 223424 | Dining Room | 0.0042651
Table | Incandescent |  | Standard A Lamp | 1 | 75 | 223425 | Family Room | 0.0042651
Garage door opener | Incandescent |  | Standard A Lamp | 2 | 60 | 223426 | Other | 0.0042651
Ceiling Fixture | Linear Fluorescent | 48 | T-12 | 2 | 40 | 223426 | Other | 0.0042651
Ceiling Fixture | Incandescent |  | Standard A Lamp | 1 | 60 | 223427 | Hall | 0.0042651
Table | Compact Fluorescent |  | Twist | 1 | 22 | 223427 | Hall | 0.0042651
Ceiling Fixture | Linear Fluorescent | 48 | T-12 | 2 | 40 | 223428 | Kitchen | 0.0042651
Ceiling Fixture | Compact Fluorescent |  | Twist | 1 | 22 | 223428 | Kitchen | 0.0042651
Ceiling Fixture | Linear Fluorescent | 48 | T-12 | 2 | 40 | 223429 | Laundry Room | 0.0042651
Chandelier (Hanging) | Incandescent |  | Globe | 5 | 60 | 2234210 | Living Room | 0.0042651
Ceiling Fixture | Linear Fluorescent | 48 | T-12 | 2 | 40 | 2234211 | Bathroom | 0.0042651
Wall Mount | Compact Fluorescent |  | 3-Way CFL | 4 | 14 | 2234211 | Bathroom | 0.0042651
Ceiling Fixture | Linear Fluorescent | 48 | T-12 | 2 | 40 | 2234212 | Master Bedroom | 0.0042651
Wall Mount | Incandescent |  | Standard A Lamp | 1 | 60 | 223581 | Bathroom | 0.0022277
Ceiling Fixture | Incandescent |  | Standard A Lamp | 1 | 60 | 223582 | Hall | 0.0022277
Ceiling Fan | Incandescent |  | Standard A Lamp | 1 | 60 | 223583 | Kitchen | 0.0022277
Chandelier (Hanging) | Incandescent |  | Decorative | 5 | 60 | 223583 | Kitchen | 0.0022277
Ceiling Fixture | Incandescent |  | Standard A Lamp | 3 | 60 | 223583 | Kitchen | 0.0022277
Ceiling Fixture | Incandescent |  | Standard A Lamp | 1 | 60 | 223583 | Kitchen | 0.0022277
Table | Incandescent |  | Standard A Lamp | 1 | 150 | 223584 | Living Room | 0.0022277
Table | Compact Fluorescent |  | Twist | 1 | 15 | 223584 | Living Room | 0.0022277
Ceiling Fixture | Incandescent |  | Standard A Lamp | 2 | 60 | 223585 | Bedroom | 0.0022277
Ceiling Fixture | Incandescent |  | Standard A Lamp | 1 | 60 | 223586 | Laundry Room | 0.0022277
Ceiling Fixture | Incandescent |  | Standard A Lamp | 2 | 60 | 223587 | Master Bedroom | 0.0022277
Chandelier (Hanging) | Incandescent |  | Standard A Lamp | 1 | 60 | 223588 | Bathroom | 0.0022277
Ceiling Fixture | Incandescent |  | Standard A Lamp | 1 | 100 | 223589 | Garage | 0.0022277
Floor lamp | Compact Fluorescent |  | Twist | 1 | 15 | 223589 | Garage | 0.0022277
Garage door opener | Incandescent |  | Standard A Lamp | 1 | 60 | 223589 | Garage | 0.0022277
Ceiling Fixture | Compact Fluorescent |  | Twist | 1 | 22 | 223701 | Bathroom | 0.0042651
Architectural | Linear Fluorescent | 48 | T-12 | 2 | 32 | 223702 | Family Room | 0.0042651
Torchiere | Halogen |  | Quartz Tube | 1 | 150 | 223702 | Family Room | 0.0042651
Torchiere | Incandescent |  | 3-Way Incandescent | 1 | 75 | 223702 | Family Room | 0.0042651
Wall Mount | Incandescent |  | Standard A Lamp | 2 | 60 | 223702 | Family Room | 0.0042651
Table | Compact Fluorescent |  | Twist | 1 | 22 | 223702 | Family Room | 0.0042651
Ceiling Fixture | Linear Fluorescent | 48 | Fluorescent Unknown | 2 | 32 | 223703 | Kitchen | 0.0042651
Ceiling Fixture | Compact Fluorescent |  | Twist | 1 | 22 | 223703 | Kitchen | 0.0042651
Ceiling Fixture | Incandescent |  | Standard A Lamp | 1 | 75 | 223704 | Laundry Room | 0.0042651
Table | Compact Fluorescent |  | Twist | 1 | 22 | 223705 | Living Room | 0.0042651
Torchiere | Halogen |  | Quartz Tube | 1 | 300 | 223705 | Living Room | 0.0042651
Chandelier (Hanging) | Incandescent |  | Decorative | 4 | 40 | 223705 | Living Room | 0.0042651
Chandelier (Hanging) | Incandescent |  | Standard A Lamp | 1 | 60 | 223705 | Living Room | 0.0042651
Table | Incandescent |  | Decorative | 1 | 25 | 223705 | Living Room | 0.0042651
Table | Compact Fluorescent |  | Straight Tube | 1 | 22 | 223705 | Living Room | 0.0042651
Ceiling Fixture | Compact Fluorescent |  | Twist | 2 | 22 | 223706 | Bathroom | 0.0042651
Architectural | Incandescent |  | Standard A Lamp | 1 | 60 | 223706 | Bathroom | 0.0042651
Ceiling Fixture | Incandescent |  | Standard A Lamp | 1 | 60 | 223707 | Master Bedroom | 0.0042651
Table | Incandescent |  | Standard A Lamp | 1 | 60 | 223707 | Master Bedroom | 0.0042651
Table | Compact Fluorescent |  | Twist | 1 | 22 | 223707 | Master Bedroom | 0.0042651
Table | Halogen |  | MR | 1 | 75 | 223707 | Master Bedroom | 0.0042651
Ceiling Fixture | Incandescent |  | Standard A Lamp | 1 | 75 | 223708 | Closet | 0.0042651
Ceiling Fixture | Compact Fluorescent |  | Twist | 2 | 22 | 223709 | Bedroom | 0.0042651
Table | Incandescent |  | Standard A Lamp | 1 | 100 | 223709 | Bedroom | 0.0042651
Ceiling Fixture | Compact Fluorescent |  | Twist | 1 | 15 | 223971 | Bathroom | 0.0053603
Wall Mount | Compact Fluorescent |  | Twist | 3 | 15 | 223971 | Bathroom | 0.0053603
Ceiling Fixture | Compact Fluorescent |  | Twist | 1 | 15 | 223972 | Bedroom | 0.0053603
Ceiling Fixture | Compact Fluorescent |  | Twist | 1 | 15 | 223973 | Other | 0.0053603
Ceiling Fixture | Linear Fluorescent | 48 | T-12 | 2 | 40 | 223973 | Other | 0.0053603
Ceiling Fixture | Compact Fluorescent |  | Twist | 1 | 15 | 223974 | Hall | 0.0053603
Ceiling Fan | Compact Fluorescent |  | Twist | 3 | 15 | 223975 | Kitchen | 0.0053603
Architectural | Compact Fluorescent |  | Twist | 1 | 15 | 223975 | Kitchen | 0.0053603
Ceiling Fixture | Compact Fluorescent |  | Twist | 1 | 15 | 223975 | Kitchen | 0.0053603
Chandelier (Hanging) | Compact Fluorescent |  | Twist | 5 | 15 | 223976 | Living Room | 0.0053603
Floor lamp | Compact Fluorescent |  | Twist | 2 | 15 | 223976 | Living Room | 0.0053603
Ceiling Fixture | Incandescent |  | Standard A Lamp | 3 | 100 | 223977 | Master Bedroom | 0.0053603
Table | Incandescent |  | Decorative | 1 | 40 | 223977 | Master Bedroom | 0.0053603
Table | Compact Fluorescent |  | Twist | 1 | 15 | 223977 | Master Bedroom | 0.0053603
Track | Compact Fluorescent |  | Twist | 3 | 15 | 224031 | Bathroom | 0.0039154
Ceiling Fan | Compact Fluorescent |  | Twist | 3 | 15 | 224032 | Bedroom | 0.0039154
Table | Incandescent |  | Clear | 1 | 60 | 224032 | Bedroom | 0.0039154
Ceiling Fan | Compact Fluorescent |  | Twist | 3 | 22 | 224033 | Bedroom | 0.0039154
Table | Compact Fluorescent |  | Other | 1 | 22 | 224033 | Bedroom | 0.0039154
Ceiling Fixture | Incandescent |  | Standard A Lamp | 2 | 60 | 224034 | Closet | 0.0039154
Ceiling Fixture | Incandescent |  | Standard A Lamp | 1 | 60 | 224035 | Closet | 0.0039154
Ceiling Fan | Compact Fluorescent |  | Twist | 3 | 15 | 224036 | Dining Room | 0.0039154
Ceiling Fixture | Compact Fluorescent |  | Twist | 1 | 15 | 224037 | Garage | 0.0039154
Other | Halogen |  | PAR | 2 | 50 | 224037 | Garage | 0.0039154
Ceiling Fixture | Compact Fluorescent |  | Twist | 2 | 15 | 224038 | Hall | 0.0039154
Torchiere | Incandescent |  | Standard A Lamp | 1 | 100 | 224039 | Living Room | 0.0039154
Torchiere | Compact Fluorescent |  | Twist | 1 | 15 | 224039 | Living Room | 0.0039154
Wall Mount | Incandescent |  | Standard A Lamp | 1 | 60 | 224039 | Living Room | 0.0039154
Table | Incandescent |  | Mini base | 1 | 5 | 224039 | Living Room | 0.0039154
Ceiling Fan | Compact Fluorescent |  | A shape bulb | 4 | 15 | 2240310 | Master Bedroom | 0.0039154
Table | Compact Fluorescent |  | Other | 1 | 28 | 2240310 | Master Bedroom | 0.0039154
Wall Mount | Compact Fluorescent |  | Twist | 4 | 15 | 2240311 | Bathroom | 0.0039154
Ceiling Fixture | Incandescent |  | Standard A Lamp | 2 | 60 | 2240311 | Bathroom | 0.0039154
Wall Mount | Linear Fluorescent | 24 | T-8 | 1 | 20 | 2240312 | Office | 0.0039154
Table | Compact Fluorescent |  | Other | 1 | 28 | 2240312 | Office | 0.0039154
Ceiling Fan | Incandescent |  | Standard A Lamp | 1 | 60 | 2240312 | Office | 0.0039154
Ceiling Fan | Compact Fluorescent |  | Twist | 3 | 15 | 2240313 | Kitchen | 0.0039154
Ceiling Fixture | Compact Fluorescent |  | Twist | 2 | 15 | 2240313 | Kitchen | 0.0039154
Ceiling Fixture | Compact Fluorescent |  | Twist | 2 | 15 | 2240314 | Other | 0.0039154
Chandelier (Hanging) | Compact Fluorescent |  | Twist | 5 | 13 | 224121 | Dining Room | 0.0056382
Ceiling Fixture | Incandescent |  | Standard A Lamp | 1 | 60 | 224122 | Hall | 0.0056382
Ceiling Fixture | Incandescent |  | Standard A Lamp | 1 | 60 | 224123 | Bathroom | 0.0056382
Wall Mount | Other |  | LED Interior | 1 | 1 | 224123 | Bathroom | 0.0056382
Ceiling Fixture | Linear Fluorescent | 48 | T-12 | 2 | 40 | 224124 | Kitchen | 0.0056382
Ceiling Fixture | Compact Fluorescent |  | Twist | 1 | 13 | 224124 | Kitchen | 0.0056382
Other | Compact Fluorescent |  | Twist | 1 | 13 | 224124 | Kitchen | 0.0056382
Ceiling Fixture | Incandescent |  | Standard A Lamp | 1 | 60 | 224125 | Laundry Room | 0.0056382
Ceiling Fan | Compact Fluorescent |  | Twist | 2 | 13 | 224126 | Living Room | 0.0056382
Ceiling Fixture | Incandescent |  | Standard A Lamp | 1 | 60 | 224127 | Bathroom | 0.0056382
Wall Mount | Linear Fluorescent | 18 | T-8 | 1 | 15 | 224127 | Bathroom | 0.0056382
Wall Mount | Incandescent |  | Mini base | 1 | 7 | 224127 | Bathroom | 0.0056382
Ceiling Fixture | Compact Fluorescent |  | Twist | 2 | 13 | 224128 | Master Bedroom | 0.0056382
Table | Compact Fluorescent |  | Twist | 1 | 13 | 224128 | Master Bedroom | 0.0056382
Ceiling Fixture | Compact Fluorescent |  | Twist | 2 | 13 | 224129 | Office | 0.0056382
Ceiling Fixture | Incandescent |  | Standard A Lamp | 1 | 60 | 2241210 | Garage | 0.0056382
Table | Compact Fluorescent |  | Twist | 1 | 15 | 224181 | Bedroom | 0.0015972
Ceiling Fan | Compact Fluorescent |  | Twist | 3 | 15 | 224182 | Kitchen | 0.0015972
Ceiling Fixture | Compact Fluorescent |  | Twist | 3 | 15 | 224182 | Kitchen | 0.0015972
Ceiling Fixture | Compact Fluorescent |  | Twist | 1 | 15 | 224182 | Kitchen | 0.0015972
Floor lamp | Incandescent |  | Standard A Lamp | 1 | 60 | 224183 | Family Room | 0.0015972
Ceiling Fixture | Compact Fluorescent |  | Twist | 3 | 15 | 224183 | Family Room | 0.0015972
Wall Mount | Compact Fluorescent |  | Twist | 1 | 15 | 224184 | Laundry Room | 0.0015972
Ceiling Fixture | Compact Fluorescent |  | Twist | 1 | 15 | 224184 | Laundry Room | 0.0015972
Floor lamp | Compact Fluorescent |  | Twist | 2 | 15 | 224185 | Office | 0.0015972
Wall Mount | Compact Fluorescent |  | Twist | 1 | 15 | 224186 | Other | 0.0015972
Ceiling Fixture | Incandescent |  | Standard A Lamp | 1 | 75 | 224191 | Bathroom | 0.0053603
Chandelier (Hanging) | Incandescent |  | Decorative | 5 | 25 | 224192 | Dining Room | 0.0053603
Ceiling Fixture | Incandescent |  | Standard A Lamp | 1 | 60 | 224192 | Dining Room | 0.0053603
Ceiling Fixture | Compact Fluorescent |  | Twist | 1 | 15 | 224193 | Hall | 0.0053603
Architectural | Incandescent |  | Clear | 1 | 40 | 224194 | Kitchen | 0.0053603
Ceiling Fixture | Linear Fluorescent | 48 | T-12 | 1 | 40 | 224194 | Kitchen | 0.0053603
Ceiling Fixture | Incandescent |  | Standard A Lamp | 1 | 60 | 224194 | Kitchen | 0.0053603
Ceiling Fixture | Incandescent |  | Standard A Lamp | 1 | 60 | 224195 | Laundry Room | 0.0053603
Table | Compact Fluorescent |  | Twist | 1 | 15 | 224196 | Living Room | 0.0053603
Table | Incandescent |  | Decorative | 3 | 25 | 224196 | Living Room | 0.0053603
Ceiling Fixture | Incandescent |  | Standard A Lamp | 2 | 60 | 224197 | Master Bedroom | 0.0053603
Ceiling Fixture | Incandescent |  | Standard A Lamp | 1 | 60 | 224198 | Bedroom | 0.0053603
Ceiling Fixture | Incandescent |  | Standard A Lamp | 2 | 75 | 224199 | Bathroom | 0.0053603
Ceiling Fixture | Incandescent |  | Standard A Lamp | 1 | 75 | 2241910 | Closet | 0.0053603
Ceiling Fan | Compact Fluorescent |  | Twist | 4 | 22 | 224631 | Living Room | 0.0022277
Other | Other |  | Other | 1 | 150 | 224631 | Living Room | 0.0022277
Ceiling Fan | Compact Fluorescent |  | Twist | 4 | 15 | 224632 | Office | 0.0022277
Ceiling Fixture | Incandescent |  | Standard A Lamp | 2 | 60 | 224633 | Laundry Room | 0.0022277
Ceiling Fixture | Compact Fluorescent |  | Twist | 2 | 15 | 224633 | Laundry Room | 0.0022277
Floor lamp | Compact Fluorescent |  | Twist | 1 | 15 | 224634 | Bedroom | 0.0022277
Ceiling Fan | Compact Fluorescent |  | Twist | 4 | 15 | 224635 | Dining Room | 0.0022277
Table | Compact Fluorescent |  | Straight Tube | 1 | 7 | 224635 | Dining Room | 0.0022277
Wall Mount | Compact Fluorescent |  | Twist | 1 | 15 | 224636 | Hall | 0.0022277
Ceiling Fixture | Compact Fluorescent |  | Twist | 1 | 15 | 224637 | Bathroom | 0.0022277
Ceiling Fixture | Incandescent |  | Standard A Lamp | 1 | 60 | 224637 | Bathroom | 0.0022277
Wall Mount | Incandescent |  | Standard A Lamp | 3 | 60 | 224637 | Bathroom | 0.0022277
Track | Compact Fluorescent |  | Twist | 3 | 15 | 224638 | Kitchen | 0.0022277
Ceiling Fixture | Linear Fluorescent | 48 | T-12 | 2 | 40 | 224638 | Kitchen | 0.0022277
Ceiling Fixture | Linear Fluorescent | 24 | T-12 | 1 | 20 | 224638 | Kitchen | 0.0022277
Ceiling Fixture | Compact Fluorescent |  | Twist | 3 | 22 | 224639 | Master Bedroom | 0.0022277
Ceiling Fixture | Linear Fluorescent | 12 | T-12 | 2 | 20 | 224639 | Master Bedroom | 0.0022277
Ceiling Fan | Incandescent |  | Standard A Lamp | 3 | 60 | 2246310 | Bathroom | 0.0022277
Ceiling Fan | Compact Fluorescent |  | Twist | 1 | 15 | 2246310 | Bathroom | 0.0022277
Table | Incandescent |  | Mini base | 1 | 40 | 2246310 | Bathroom | 0.0022277
Ceiling Fan | Compact Fluorescent |  | Twist | 1 | 15 | 2246311 | Bedroom | 0.0022277
Ceiling Fixture | Incandescent |  | Standard A Lamp | 2 | 60 | 2246312 | Bedroom | 0.0022277
Ceiling Fixture | Incandescent |  | Standard A Lamp | 1 | 60 | 224641 | Bathroom | 0.0022277
Ceiling Fixture | Incandescent |  | Standard A Lamp | 1 | 60 | 224642 | Bedroom | 0.0022277
Table | Incandescent |  | Standard A Lamp | 1 | 70 | 224642 | Bedroom | 0.0022277
Table | Compact Fluorescent |  | Twist | 1 | 15 | 224642 | Bedroom | 0.0022277
Chandelier (Hanging) | Incandescent |  | Mini base | 6 | 25 | 224643 | Dining Room | 0.0022277
Ceiling Fixture | Incandescent |  | Standard A Lamp | 3 | 60 | 224644 | Kitchen | 0.0022277
Ceiling Fixture | Compact Fluorescent |  | Twist | 1 | 15 | 224644 | Kitchen | 0.0022277
Ceiling Fan | Incandescent |  | Standard A Lamp | 1 | 60 | 224645 | Laundry Room | 0.0022277
Floor lamp | Incandescent |  | Mini base | 4 | 40 | 224645 | Laundry Room | 0.0022277
Table | Incandescent |  | Standard A Lamp | 3 | 40 | 224645 | Laundry Room | 0.0022277
Wall Mount | Incandescent |  | Standard A Lamp | 1 | 75 | 224646 | Bathroom | 0.0022277
Ceiling Fixture | Compact Fluorescent |  | Twist | 1 | 15 | 224647 | Bedroom | 0.0022277
Table | Incandescent |  | Standard A Lamp | 1 | 60 | 224647 | Bedroom | 0.0022277
Table | Compact Fluorescent |  | Twist | 1 | 15 | 224647 | Bedroom | 0.0022277
Ceiling Fixture | Incandescent |  | Standard A Lamp | 1 | 60 | 224648 | Laundry Room | 0.0022277
Ceiling Fixture | Incandescent |  | Standard A Lamp | 1 | 60 | 224649 | Bedroom | 0.0022277
Wall Mount | Compact Fluorescent |  | Twist | 2 | 15 | 224651 | Bathroom | 0.0056382
Table | Incandescent |  | Standard A Lamp | 1 | 60 | 224652 | Bedroom | 0.0056382
Ceiling Fixture | Incandescent |  | Standard A Lamp | 1 | 60 | 224653 | Closet | 0.0056382
Ceiling Fixture | Incandescent |  | Standard A Lamp | 1 | 60 | 224654 | Closet | 0.0056382
Chandelier (Hanging) | Incandescent |  | Standard A Lamp | 5 | 40 | 224655 | Dining Room | 0.0056382
Ceiling Fixture | Incandescent |  | Standard A Lamp | 1 | 60 | 224656 | Hall | 0.0056382
Recessed - other | Linear Fluorescent | 48 | T-12 | 2 | 32 | 224657 | Kitchen | 0.0056382
Ceiling Fixture | Incandescent |  | Reflector | 1 | 65 | 224657 | Kitchen | 0.0056382
Ceiling Fixture | Incandescent |  | Standard A Lamp | 1 | 60 | 224658 | Laundry Room | 0.0056382
Table | Incandescent |  | Standard A Lamp | 1 | 75 | 224659 | Living Room | 0.0056382
Chandelier (Hanging) | Incandescent |  | Standard A Lamp | 1 | 60 | 224659 | Living Room | 0.0056382
Wall Mount | Incandescent |  | Globe | 6 | 40 | 2246510 | Bathroom | 0.0056382
Recessed - other | Incandescent |  | Heat Lamp | 1 | 250 | 2246510 | Bathroom | 0.0056382
Ceiling Fixture | Incandescent |  | Standard A Lamp | 1 | 60 | 2246510 | Bathroom | 0.0056382
Table | Incandescent |  | Standard A Lamp | 1 | 60 | 2246511 | Master Bedroom | 0.0056382
Table | Incandescent |  | 3-Way Incandescent | 1 | 150 | 2246512 | Family Room | 0.0056382
Ceiling Fixture | Incandescent |  | Standard A Lamp | 2 | 60 | 224681 | Bathroom | 0.0022277
Ceiling Fixture | Incandescent |  | Standard A Lamp | 2 | 60 | 224682 | Bedroom | 0.0022277
Table | Incandescent |  | Standard A Lamp | 1 | 150 | 224682 | Bedroom | 0.0022277
Wall Mount | Incandescent |  | Standard A Lamp | 1 | 100 | 224682 | Bedroom | 0.0022277
Chandelier (Hanging) | Incandescent |  | Decorative | 5 | 60 | 224684 | Kitchen | 0.0022277
Ceiling Fixture | Incandescent |  | Standard A Lamp | 1 | 60 | 224684 | Kitchen | 0.0022277
Ceiling Fixture | Incandescent |  | Standard A Lamp | 1 | 100 | 224685 | Living Room | 0.0022277
Table | Incandescent |  | Standard A Lamp | 1 | 150 | 224685 | Living Room | 0.0022277
Floor lamp | Compact Fluorescent |  | Pin base | 1 | 22 | 224685 | Living Room | 0.0022277
Ceiling Fixture | Incandescent |  | Standard A Lamp | 2 | 60 | 224686 | Bedroom | 0.0022277
Wall Mount | Incandescent |  | Standard A Lamp | 1 | 100 | 224686 | Bedroom | 0.0022277
Ceiling Fan | Compact Fluorescent |  | Twist | 1 | 7 | 224721 | Bathroom | 0.0015972
Wall Mount | Compact Fluorescent |  | Twist | 2 | 22 | 224721 | Bathroom | 0.0015972
Ceiling Fixture | Compact Fluorescent |  | Twist | 1 | 22 | 224722 | Bathroom | 0.0015972
Wall Mount | Compact Fluorescent |  | Twist | 1 | 22 | 224722 | Bathroom | 0.0015972
Ceiling Fixture | Incandescent |  | Standard A Lamp | 1 | 75 | 224723 | Bedroom | 0.0015972
Table | Compact Fluorescent |  | Twist | 1 | 22 | 224723 | Bedroom | 0.0015972
Ceiling Fixture | Compact Fluorescent |  | Twist | 1 | 22 | 224724 | Bedroom | 0.0015972
Ceiling Fixture | Compact Fluorescent |  | Twist | 1 | 22 | 224725 | Bedroom | 0.0015972
Ceiling Fixture | Compact Fluorescent |  | Twist | 1 | 22 | 224726 | Kitchen | 0.0015972
Ceiling Fixture | Compact Fluorescent |  | Twist | 1 | 22 | 224727 | Living Room | 0.0015972
Ceiling Fixture | Halogen |  | MR | 6 | 20 | 224727 | Living Room | 0.0015972
Floor lamp | Compact Fluorescent |  | Twist | 3 | 22 | 224727 | Living Room | 0.0015972
Ceiling Fixture | Compact Fluorescent |  | Twist | 1 | 22 | 224728 | Laundry Room | 0.0015972
Ceiling Fixture | Compact Fluorescent |  | Twist | 2 | 15 | 224841 | Bedroom | 0.0022277
High bay | Incandescent |  | Standard A Lamp | 1 | 60 | 224842 | Master Bedroom | 0.0022277
Ceiling Fixture | Compact Fluorescent |  | Twist | 1 | 15 | 224843 | Kitchen | 0.0022277
Table | Compact Fluorescent |  | Twist | 1 | 15 | 224844 | Living Room | 0.0022277
Ceiling Fan | Other |  | Other | 2 | 25 | 224845 | Family Room | 0.0022277
Ceiling Fixture | Compact Fluorescent |  | Twist | 1 | 15 | 224846 | Hall | 0.0022277
Ceiling Fixture | Compact Fluorescent |  | Twist | 1 | 15 | 224847 | Bathroom | 0.0022277
Ceiling Fixture | Compact Fluorescent |  | Twist | 1 | 15 | 224848 | Bathroom | 0.0022277
Ceiling Fixture | Compact Fluorescent |  | Twist | 2 | 15 | 224849 | Bedroom | 0.0022277
Wall Mount | Compact Fluorescent |  | Twist | 1 | 23 | 225081 | Bathroom | 0.0039153
Ceiling Fixture | Compact Fluorescent |  | Twist | 1 | 23 | 225082 | Bedroom | 0.0039153
Ceiling Fixture | Incandescent |  | Standard A Lamp | 1 | 60 | 225083 | Bedroom | 0.0039153
Floor lamp | Compact Fluorescent |  | Twist | 2 | 23 | 225084 | Family Room | 0.0039153
Torchiere | Halogen |  | Quartz Tube | 1 | 100 | 225084 | Family Room | 0.0039153
Ceiling Fixture | Incandescent |  | Reflector | 2 | 75 | 225084 | Family Room | 0.0039153
Ceiling Fixture | Incandescent |  | Standard A Lamp | 1 | 60 | 225085 | Hall | 0.0039153
Chandelier (Hanging) | Compact Fluorescent |  | Twist | 1 | 23 | 225086 | Kitchen | 0.0039153
Ceiling Fixture | Linear Fluorescent | 48 | T-12 | 2 | 40 | 225086 | Kitchen | 0.0039153
Chandelier (Hanging) | Incandescent |  | Decorative | 5 | 40 | 225087 | Living Room | 0.0039153
Floor lamp | Compact Fluorescent |  | Twist | 1 | 13 | 225087 | Living Room | 0.0039153
Floor lamp | Incandescent |  | Standard A Lamp | 1 | 60 | 225087 | Living Room | 0.0039153
Wall Mount | Incandescent |  | Standard A Lamp | 2 | 100 | 225088 | Bathroom | 0.0039153
Floor lamp | Compact Fluorescent |  | Twist | 1 | 13 | 225088 | Bathroom | 0.0039153
Ceiling Fixture | Incandescent |  | Standard A Lamp | 2 | 100 | 225089 | Master Bedroom | 0.0039153
Floor lamp | Compact Fluorescent |  | Twist | 1 | 13 | 225089 | Master Bedroom | 0.0039153
Ceiling Fixture | Compact Fluorescent |  | Twist | 1 | 15 | 225111 | Bathroom | 0.0042651
Ceiling Fixture | Compact Fluorescent |  | Twist | 2 | 15 | 225112 | Bathroom | 0.0042651
Table | Compact Fluorescent |  | Twist | 1 | 15 | 225113 | Bedroom | 0.0042651
Ceiling Fixture | Compact Fluorescent |  | Twist | 2 | 15 | 225114 | Bedroom | 0.0042651
Ceiling Fixture | Compact Fluorescent |  | Twist | 1 | 15 | 225115 | Closet | 0.0042651
Ceiling Fixture | Compact Fluorescent |  | Twist | 2 | 15 | 225116 | Hall | 0.0042651
Ceiling Fixture | Compact Fluorescent |  | Twist | 2 | 15 | 225117 | Kitchen | 0.0042651
Table | Compact Fluorescent |  | Twist | 1 | 15 | 225117 | Kitchen | 0.0042651
Ceiling Fixture | Compact Fluorescent |  | Twist | 2 | 15 | 225118 | Laundry Room | 0.0042651
Floor lamp | Compact Fluorescent |  | Twist | 1 | 15 | 225119 | Living Room | 0.0042651
Ceiling Fixture | Compact Fluorescent |  | Twist | 1 | 15 | 225119 | Living Room | 0.0042651
Ceiling Fixture | Compact Fluorescent |  | Twist | 2 | 15 | 2251110 | Master Bedroom | 0.0042651
Table | Compact Fluorescent |  | Twist | 1 | 15 | 2251110 | Master Bedroom | 0.0042651
Wall Mount | Incandescent |  | Globe | 3 | 60 | 225521 | Bathroom | 0.0015972
Wall Mount | Incandescent |  | Standard A Lamp | 3 | 60 | 225522 | Bathroom | 0.0015972
Ceiling Fixture | Incandescent |  | Standard A Lamp | 1 | 60 | 225523 | Master Bedroom | 0.0015972
Ceiling Fixture | Incandescent |  | Standard A Lamp | 1 | 60 | 225524 | Closet | 0.0015972
Ceiling Fixture | Incandescent |  | Standard A Lamp | 2 | 60 | 225525 | Hall | 0.0015972
Recessed Can | Incandescent |  | Reflector | 1 | 50 | 225526 | Kitchen | 0.0015972
Ceiling Fixture | Incandescent |  | Standard A Lamp | 2 | 60 | 225527 | Laundry Room | 0.0015972
Ceiling Fan | Incandescent |  | Standard A Lamp | 3 | 60 | 225528 | Living Room | 0.0015972
Floor lamp | Incandescent |  | Standard A Lamp | 1 | 60 | 225528 | Living Room | 0.0015972
Ceiling Fixture | Incandescent |  | Standard A Lamp | 2 | 60 | 225529 | Office | 0.0015972
Ceiling Fixture | Incandescent |  | Standard A Lamp | 2 | 60 | 2255210 | Bedroom | 0.0015972
Ceiling Fixture | Incandescent |  | Standard A Lamp | 1 | 60 | 225651 | Bathroom | 0.0015972
Ceiling Fixture | Compact Fluorescent |  | Twist | 2 | 22 | 225652 | Bedroom | 0.0015972
Table | Compact Fluorescent |  | Pin base | 1 | 27 | 225652 | Bedroom | 0.0015972
Table | Incandescent |  | Standard A Lamp | 1 | 60 | 225652 | Bedroom | 0.0015972
Ceiling Fixture | Incandescent |  | Standard A Lamp | 2 | 60 | 225653 | Bedroom | 0.0015972
Table | Incandescent |  | Standard A Lamp | 1 | 40 | 225653 | Bedroom | 0.0015972
Table | Incandescent |  | Standard A Lamp | 1 | 60 | 225653 | Bedroom | 0.0015972
Ceiling Fan | Incandescent |  | Standard A Lamp | 3 | 40 | 225654 | Bedroom | 0.0015972
Table | Compact Fluorescent |  | Twist | 1 | 15 | 225654 | Bedroom | 0.0015972
Table | Incandescent |  | Standard A Lamp | 1 | 60 | 225654 | Bedroom | 0.0015972
Ceiling Fixture | Incandescent |  | Standard A Lamp | 1 | 75 | 225655 | Closet | 0.0015972
Ceiling Fixture | Incandescent |  | Standard A Lamp | 1 | 60 | 225656 | Closet | 0.0015972
Wall Mount | Incandescent |  | Clear | 12 | 40 | 225656 | Closet | 0.0015972
Track | Incandescent |  | Reflector | 9 | 50 | 225657 | Dining Room | 0.0015972
Floor lamp | Incandescent |  | Standard A Lamp | 2 | 60 | 225657 | Dining Room | 0.0015972
Ceiling Fixture | Incandescent |  | Standard A Lamp | 2 | 60 | 225658 | Kitchen | 0.0015972
Ceiling Fixture | Linear Fluorescent | 48 | T-12 | 1 | 25 | 225658 | Kitchen | 0.0015972
Ceiling Fixture | Incandescent |  | Standard A Lamp | 1 | 60 | 225658 | Kitchen | 0.0015972
Ceiling Fixture | Incandescent |  | Standard A Lamp | 1 | 60 | 225659 | Laundry Room | 0.0015972
Ceiling Fan | Incandescent |  | Standard A Lamp | 4 | 60 | 2256510 | Living Room | 0.0015972
Table | Compact Fluorescent |  | Twist | 1 | 15 | 2256510 | Living Room | 0.0015972
Table | Compact Fluorescent |  | Twist | 1 | 22 | 2256510 | Living Room | 0.0015972
Floor lamp | Compact Fluorescent |  | Twist | 1 | 22 | 2256510 | Living Room | 0.0015972
Table | Linear Fluorescent | 48 | T-8 | 1 | 20 | 2256510 | Living Room | 0.0015972
Ceiling Fixture | Incandescent |  | Reflector | 3 | 50 | 2256510 | Living Room | 0.0015972
Ceiling Fixture | Incandescent |  | Standard A Lamp | 1 | 60 | 2256511 | Bathroom | 0.0015972
Ceiling Fixture | Incandescent |  | Standard A Lamp | 3 | 50 | 2256512 | Office | 0.0015972
Ceiling Fixture | Incandescent |  | Standard A Lamp | 1 | 75 | 226051 | Other | 0.0042651
Wall Mount | Incandescent |  | Standard A Lamp | 1 | 60 | 226052 | Bedroom | 0.0042651
Wall Mount | Incandescent |  | Standard A Lamp | 1 | 60 | 226053 | Kitchen | 0.0042651
Floor lamp | Incandescent |  | Standard A Lamp | 1 | 60 | 226054 | Living Room | 0.0042651
Floor lamp | Incandescent |  | Standard A Lamp | 1 | 60 | 226055 | Bathroom | 0.0042651
Wall Mount | Incandescent |  | Standard A Lamp | 1 | 60 | 226301 | Bathroom | 0.0015972
Ceiling Fixture | Incandescent |  | Standard A Lamp | 2 | 60 | 226302 | Bedroom | 0.0015972
Ceiling Fixture | Incandescent |  | Standard A Lamp | 2 | 60 | 226303 | Bedroom | 0.0015972
Ceiling Fan | Incandescent |  | Standard A Lamp | 1 | 60 | 226304 | Dining Room | 0.0015972
Floor lamp | Incandescent |  | Standard A Lamp | 1 | 60 | 226304 | Dining Room | 0.0015972
Ceiling Fixture | Incandescent |  | Standard A Lamp | 1 | 60 | 226305 | Other | 0.0015972
Ceiling Fixture | Incandescent |  | Standard A Lamp | 3 | 60 | 226305 | Other | 0.0015972
Ceiling Fixture | Linear Fluorescent | 48 | T-8 | 2 | 40 | 226306 | Garage | 0.0015972
Ceiling Fixture | Incandescent |  | Standard A Lamp | 1 | 60 | 226307 | Kitchen | 0.0015972
Floor lamp | Incandescent |  | Standard A Lamp | 1 | 60 | 226307 | Kitchen | 0.0015972
Chandelier (Hanging) | Incandescent |  | Decorative | 4 | 60 | 226307 | Kitchen | 0.0015972
Ceiling Fixture | Linear Fluorescent | 48 | T-8 | 2 | 40 | 226307 | Kitchen | 0.0015972
Ceiling Fixture | Incandescent |  | Standard A Lamp | 1 | 60 | 226308 | Laundry Room | 0.0015972
Ceiling Fan | Incandescent |  | Standard A Lamp | 4 | 60 | 226309 | Bedroom | 0.0015972
Ceiling Fixture | Incandescent |  | Standard A Lamp | 1 | 60 | 226309 | Bedroom | 0.0015972
Wall Mount | Incandescent |  | Globe | 3 | 60 | 226309 | Bedroom | 0.0015972
Ceiling Fan | Incandescent |  | Standard A Lamp | 5 | 60 | 226391 | Living Room | 0.0056382
Ceiling Fixture | Incandescent |  | Standard A Lamp | 2 | 60 | 226392 | Bedroom | 0.0056382
Ceiling Fixture | Incandescent |  | Standard A Lamp | 2 | 60 | 226393 | Dining Room | 0.0056382
Ceiling Fixture | Incandescent |  | Standard A Lamp | 2 | 60 | 226394 | Kitchen | 0.0056382
Wall Mount | Incandescent |  | Standard A Lamp | 1 | 60 | 226395 | Hall | 0.0056382
Ceiling Fixture | Incandescent |  | Standard A Lamp | 1 | 60 | 226396 | Laundry Room | 0.0056382
Ceiling Fixture | Incandescent |  | Standard A Lamp | 2 | 60 | 226397 | Bedroom | 0.0056382
Ceiling Fixture | Incandescent |  | Standard A Lamp | 1 | 60 | 226398 | Bathroom | 0.0056382
Ceiling Fixture | Incandescent |  | Standard A Lamp | 2 | 60 | 226399 | Master Bedroom | 0.0056382
Table | Incandescent |  | Standard A Lamp | 1 | 34 | 226399 | Master Bedroom | 0.0056382
Wall Mount | Incandescent |  | Globe | 4 | 40 | 2263910 | Bathroom | 0.0056382
Ceiling Fixture | Incandescent |  | Clear | 1 | 40 | 226431 | Bathroom | 0.0022277
Wall Mount | Compact Fluorescent |  | Twist | 2 | 22 | 226431 | Bathroom | 0.0022277
Ceiling Fixture | Incandescent |  | Standard A Lamp | 2 | 60 | 226432 | Bedroom | 0.0022277
Track | Halogen |  | PAR | 5 | 50 | 226433 | Bedroom | 0.0022277
Ceiling Fixture | Incandescent |  | Standard A Lamp | 1 | 60 | 226434 | Closet | 0.0022277
Ceiling Fixture | Incandescent |  | Standard A Lamp | 1 | 60 | 226435 | Closet | 0.0022277
Track | Halogen |  | PAR | 4 | 50 | 226436 | Family Room | 0.0022277
Table | Halogen |  | Quartz Tube | 1 | 30 | 226436 | Family Room | 0.0022277
Wall Mount | Incandescent |  | Standard A Lamp | 1 | 40 | 226437 | Hall | 0.0022277
Ceiling Fixture | Compact Fluorescent |  | Twist | 2 | 22 | 226438 | Kitchen | 0.0022277
Ceiling Fan | Incandescent |  | Standard A Lamp | 5 | 40 | 226439 | Living Room | 0.0022277
Ceiling Fixture | Compact Fluorescent |  | Twist | 1 | 15 | 2264310 | Master Bedroom | 0.0022277
Wall Mount | Incandescent |  | Standard A Lamp | 4 | 40 | 2264310 | Master Bedroom | 0.0022277
Ceiling Fan | Incandescent |  | Standard A Lamp | 4 | 40 | 2264311 | Master Bedroom | 0.0022277
Ceiling Fixture | Compact Fluorescent |  | Twist | 2 | 15 | 2264312 | Laundry Room | 0.0022277
Wall Mount | Compact Fluorescent |  | Twist | 3 | 15 | 226471 | Bathroom | 0.0022277
Ceiling Fixture | Compact Fluorescent |  | Twist | 2 | 15 | 226472 | Bedroom | 0.0022277
Table | Incandescent |  | Standard A Lamp | 1 | 25 | 226472 | Bedroom | 0.0022277
Ceiling Fixture | Compact Fluorescent |  | Twist | 2 | 15 | 226473 | Bedroom | 0.0022277
Table | Compact Fluorescent |  | Twist | 1 | 15 | 226473 | Bedroom | 0.0022277
Table | Incandescent |  | Standard A Lamp | 1 | 60 | 226473 | Bedroom | 0.0022277
Recessed Can | Compact Fluorescent |  | Circline (Screw Base) | 1 | 22 | 226474 | Closet | 0.0022277
Ceiling Fixture | Compact Fluorescent |  | Twist | 1 | 15 | 226474 | Closet | 0.0022277
Chandelier (Hanging) | Compact Fluorescent |  | Twist | 3 | 15 | 226475 | Dining Room | 0.0022277
Table | Compact Fluorescent |  | T-5 | 1 | 15 | 226475 | Dining Room | 0.0022277
Table | Compact Fluorescent |  | Twist | 1 | 22 | 226476 | Family Room | 0.0022277
Table | Incandescent |  | Standard A Lamp | 1 | 25 | 226476 | Family Room | 0.0022277
Table | Compact Fluorescent |  | Twist | 1 | 15 | 226476 | Family Room | 0.0022277
Ceiling Fan | Other |  | LED Interior | 2 | 11 | 226476 | Family Room | 0.0022277
Ceiling Fixture | Compact Fluorescent |  | Twist | 1 | 15 | 226477 | Hall | 0.0022277
Ceiling Fixture | Linear Fluorescent | 48 | T-12 | 2 | 40 | 226478 | Kitchen | 0.0022277
Recessed - other | Compact Fluorescent |  | Reflector | 1 | 7 | 226478 | Kitchen | 0.0022277
Ceiling Fan | Compact Fluorescent |  | Twist | 2 | 15 | 226479 | Living Room | 0.0022277
Recessed - other | Compact Fluorescent |  | Flood | 1 | 15 | 226479 | Living Room | 0.0022277
Table | Compact Fluorescent |  | Twist | 1 | 22 | 226479 | Living Room | 0.0022277
Wall Mount | Compact Fluorescent |  | Twist | 4 | 15 | 2264710 | Bathroom | 0.0022277
Ceiling Fixture | Compact Fluorescent |  | Twist | 1 | 15 | 2264710 | Bathroom | 0.0022277
Ceiling Fan | Compact Fluorescent |  | Twist | 2 | 15 | 2264711 | Master Bedroom | 0.0022277
Table | Incandescent |  | Standard A Lamp | 1 | 60 | 2264711 | Master Bedroom | 0.0022277
Table | Compact Fluorescent |  | Twist | 1 | 15 | 2264711 | Master Bedroom | 0.0022277
Ceiling Fixture | Linear Fluorescent | 48 | T-12 | 2 | 40 | 2264712 | Laundry Room | 0.0022277
Ceiling Fixture | Incandescent |  | Standard A Lamp | 2 | 75 | 226571 | Bedroom | 0.0022277
Ceiling Fixture | Incandescent |  | Standard A Lamp | 2 | 75 | 226572 | Bedroom | 0.0022277
Table | Incandescent |  | Standard A Lamp | 1 | 75 | 226572 | Bedroom | 0.0022277
Chandelier (Hanging) | Incandescent |  | Mini base | 5 | 60 | 226573 | Dining Room | 0.0022277
Ceiling Fixture | Linear Fluorescent | 96 | T-12 | 2 | 60 | 226574 | Garage | 0.0022277
Wall Mount | Incandescent |  | Standard A Lamp | 1 | 100 | 226574 | Garage | 0.0022277
Table | Incandescent |  | Standard A Lamp | 1 | 40 | 226574 | Garage | 0.0022277
Garage door opener | Incandescent |  | Standard A Lamp | 1 | 60 | 226574 | Garage | 0.0022277
Ceiling Fixture | Linear Fluorescent | 48 | T-12 | 2 | 40 | 226575 | Kitchen | 0.0022277
Ceiling Fixture | Linear Fluorescent | 48 | T-12 | 2 | 40 | 226576 | Laundry Room | 0.0022277
Ceiling Fixture | Incandescent |  | Standard A Lamp | 1 | 100 | 226577 | Laundry Room | 0.0022277
Wall Mount | Incandescent |  | Globe | 3 | 75 | 226577 | Laundry Room | 0.0022277
Table | Compact Fluorescent |  | Pin base | 1 | 15 | 226578 | Living Room | 0.0022277
Table | Linear Fluorescent | 18 | T-8 | 1 | 16 | 226578 | Living Room | 0.0022277
Ceiling Fan | Incandescent |  | Mini base | 4 | 60 | 226578 | Living Room | 0.0022277
Table | Incandescent |  | Standard A Lamp | 1 | 75 | 226578 | Living Room | 0.0022277
Chandelier (Hanging) | Incandescent |  | Decorative | 1 | 60 | 226578 | Living Room | 0.0022277
Ceiling Fixture | Incandescent |  | Standard A Lamp | 1 | 60 | 226578 | Living Room | 0.0022277
Ceiling Fan | Incandescent |  | Mini base | 4 | 60 | 226579 | Living Room | 0.0022277
Chandelier (Hanging) | Incandescent |  | Standard A Lamp | 1 | 60 | 226579 | Living Room | 0.0022277
Table | Incandescent |  | Standard A Lamp | 1 | 75 | 226579 | Living Room | 0.0022277
Floor lamp | Incandescent |  | Standard A Lamp | 3 | 75 | 226579 | Living Room | 0.0022277
Table | Incandescent |  | Standard A Lamp | 1 | 40 | 226579 | Living Room | 0.0022277
Ceiling Fixture | Incandescent |  | Standard A Lamp | 1 | 75 | 2265710 | Bathroom | 0.0022277
Wall Mount | Incandescent |  | Globe | 3 | 75 | 2265710 | Bathroom | 0.0022277
Ceiling Fan | Incandescent |  | Standard A Lamp | 1 | 75 | 2265711 | Master Bedroom | 0.0022277
Wall Mount | Incandescent |  | Standard A Lamp | 1 | 40 | 2265711 | Master Bedroom | 0.0022277
Table | Incandescent |  | Standard A Lamp | 1 | 75 | 2265711 | Master Bedroom | 0.0022277
Wall Mount | Compact Fluorescent |  | Twist | 1 | 15 | 226741 | Bedroom | 0.0053603
Ceiling Fixture | Compact Fluorescent |  | Pin base | 1 | 28 | 226742 | Kitchen | 0.0053603
Chandelier (Hanging) | Compact Fluorescent |  | Twist | 3 | 15 | 226742 | Kitchen | 0.0053603
Table | Compact Fluorescent |  | Twist | 1 | 15 | 226743 | Living Room | 0.0053603
Wall Mount | Compact Fluorescent |  | Twist | 1 | 15 | 226744 | Hall | 0.0053603
Wall Mount | Compact Fluorescent |  | Twist | 1 | 15 | 226745 | Bedroom | 0.0053603
Wall Mount | Compact Fluorescent |  | Twist | 1 | 15 | 226746 | Master Bedroom | 0.0053603
Table | Compact Fluorescent |  | Twist | 1 | 15 | 226746 | Master Bedroom | 0.0053603
Wall Mount | Incandescent |  | Reflector | 1 | 40 | 226746 | Master Bedroom | 0.0053603
Wall Mount | Compact Fluorescent |  | Twist | 2 | 15 | 226747 | Bathroom | 0.0053603
Ceiling Fixture | Incandescent |  | Standard A Lamp | 1 | 75 | 226821 | Bathroom | 0.0042651
Ceiling Fixture | Incandescent |  | Standard A Lamp | 1 | 75 | 226822 | Hall | 0.0042651
Ceiling Fixture | Incandescent |  | Standard A Lamp | 1 | 75 | 226823 | Kitchen | 0.0042651
Floor lamp | Compact Fluorescent |  | Twist | 3 | 15 | 226824 | Living Room | 0.0042651
Floor lamp | Incandescent |  | 3-Way Incandescent | 1 | 75 | 226824 | Living Room | 0.0042651
Wall Mount | Incandescent |  | Standard A Lamp | 1 | 75 | 226825 | Office | 0.0042651
Wall Mount | Incandescent |  | Standard A Lamp | 1 | 75 | 226826 | Bedroom | 0.0042651
Wall Mount | Incandescent |  | Mini base | 6 | 25 | 226901 | Bathroom | 0.0053603
Ceiling Fixture | Incandescent |  | Standard A Lamp | 1 | 60 | 226901 | Bathroom | 0.0053603
Ceiling Fixture | Incandescent |  | Standard A Lamp | 1 | 60 | 226902 | Laundry Room | 0.0053603
Ceiling Fixture | Incandescent |  | Standard A Lamp | 2 | 60 | 226903 | Master Bedroom | 0.0053603
Ceiling Fixture | Incandescent |  | Standard A Lamp | 1 | 60 | 226904 | Closet | 0.0053603
Table | Incandescent |  | Globe | 1 | 60 | 226905 | Living Room | 0.0053603
Floor lamp | Incandescent |  | Decorative | 1 | 40 | 226905 | Living Room | 0.0053603
Torchiere | Incandescent |  | 3-Way Incandescent | 1 | 100 | 226905 | Living Room | 0.0053603
Ceiling Fixture | Incandescent |  | Standard A Lamp | 1 | 60 | 226905 | Living Room | 0.0053603
Ceiling Fan | Incandescent |  | Standard A Lamp | 3 | 60 | 226906 | Kitchen | 0.0053603
Ceiling Fixture | Incandescent |  | Standard A Lamp | 1 | 60 | 226906 | Kitchen | 0.0053603
Architectural | Incandescent |  | Mini base | 2 | 40 | 226906 | Kitchen | 0.0053603
Ceiling Fixture | Incandescent |  | Standard A Lamp | 1 | 60 | 226907 | Hall | 0.0053603
Ceiling Fixture | Incandescent |  | Standard A Lamp | 1 | 60 | 226908 | Bathroom | 0.0053603
Ceiling Fixture | Incandescent |  | Standard A Lamp | 2 | 60 | 226909 | Bedroom | 0.0053603
Ceiling Fixture | Incandescent |  | Standard A Lamp | 2 | 60 | 2269010 | Bedroom | 0.0053603
Ceiling Fixture | Incandescent |  | Standard A Lamp | 1 | 60 | 227071 | Bathroom | 0.0042651
Ceiling Fixture | Incandescent |  | Standard A Lamp | 1 | 60 | 227072 | Master Bedroom | 0.0042651
Other | Incandescent |  | Decorative | 1 | 5 | 227073 | Bedroom | 0.0042651
Ceiling Fixture | Incandescent |  | Standard A Lamp | 1 | 60 | 227074 | Bedroom | 0.0042651
Ceiling Fixture | Incandescent |  | Standard A Lamp | 1 | 60 | 227075 | Kitchen | 0.0042651
Chandelier (Hanging) | Compact Fluorescent |  | Twist | 2 | 15 | 227075 | Kitchen | 0.0042651
Ceiling Fixture | Compact Fluorescent |  | Circline (Screw Base) | 1 | 22 | 227076 | Laundry Room | 0.0042651
Ceiling Fixture | Compact Fluorescent |  | Twist | 3 | 15 | 227077 | Living Room | 0.0042651
Floor lamp | Incandescent |  | Standard A Lamp | 2 | 50 | 227131 | Family Room | 0.0022277
Floor lamp | Incandescent |  | Standard A Lamp | 1 | 60 | 227131 | Family Room | 0.0022277
Ceiling Fixture | Compact Fluorescent |  | Twist | 2 | 15 | 227132 | Laundry Room | 0.0022277
Ceiling Fixture | Compact Fluorescent |  | Twist | 2 | 15 | 227133 | Master Bedroom | 0.0022277
Table | Incandescent |  | Mini base | 1 | 40 | 227133 | Master Bedroom | 0.0022277
Wall Mount | Compact Fluorescent |  | Twist | 2 | 15 | 227134 | Bathroom | 0.0022277
Ceiling Fixture | Incandescent |  | Standard A Lamp | 1 | 60 | 227134 | Bathroom | 0.0022277
Table | Incandescent |  | Standard A Lamp | 2 | 40 | 227135 | Living Room | 0.0022277
Table | Incandescent |  | Standard A Lamp | 1 | 100 | 227135 | Living Room | 0.0022277
Ceiling Fan | Incandescent |  | Mini base | 3 | 40 | 227135 | Living Room | 0.0022277
Ceiling Fixture | Compact Fluorescent |  | Twist | 2 | 15 | 227136 | Hall | 0.0022277
Wall Mount | Compact Fluorescent |  | Twist | 2 | 15 | 227137 | Bathroom | 0.0022277
Ceiling Fixture | Compact Fluorescent |  | Twist | 2 | 15 | 227137 | Bathroom | 0.0022277
Recessed Can | Compact Fluorescent |  | Flood | 1 | 15 | 227138 | Kitchen | 0.0022277
Ceiling Fixture | Compact Fluorescent |  | Twist | 1 | 22 | 227138 | Kitchen | 0.0022277
Table | Incandescent |  | Standard A Lamp | 1 | 60 | 227138 | Kitchen | 0.0022277
Architectural | Incandescent |  | Standard A Lamp | 1 | 40 | 227138 | Kitchen | 0.0022277
Floor lamp | Compact Fluorescent |  | Twist | 2 | 15 | 227139 | Bedroom | 0.0022277
Ceiling Fixture | Compact Fluorescent |  | Twist | 2 | 15 | 227139 | Bedroom | 0.0022277
Ceiling Fixture | Compact Fluorescent |  | Twist | 2 | 15 | 2271310 | Bedroom | 0.0022277
Wall Mount | Compact Fluorescent |  | Twist | 2 | 22 | 227161 | Bathroom | 0.0015972
Ceiling Fan | Compact Fluorescent |  | Twist | 4 | 22 | 227162 | Bedroom | 0.0015972
Table | Compact Fluorescent |  | Twist | 1 | 22 | 227162 | Bedroom | 0.0015972
Ceiling Fixture | Compact Fluorescent |  | Twist | 2 | 22 | 227163 | Bedroom | 0.0015972
Ceiling Fixture | Incandescent |  | Standard A Lamp | 1 | 60 | 227164 | Bedroom | 0.0015972
Ceiling Fixture | Compact Fluorescent |  | Twist | 1 | 22 | 227165 | Master Bedroom | 0.0015972
Ceiling Fixture | Incandescent |  | Standard A Lamp | 1 | 60 | 227166 | Other | 0.0015972
Ceiling Fixture | Linear Fluorescent | 36 | T-12 | 2 | 40 | 227166 | Other | 0.0015972
Ceiling Fixture | Incandescent |  | Standard A Lamp | 1 | 60 | 227167 | Other | 0.0015972
Ceiling Fan | Compact Fluorescent |  | Twist | 4 | 28 | 227168 | Kitchen | 0.0015972
Ceiling Fan | Compact Fluorescent |  | Twist | 4 | 28 | 227169 | Living Room | 0.0015972
Table | Compact Fluorescent |  | Twist | 1 | 22 | 227169 | Living Room | 0.0015972
Floor lamp | Incandescent |  | Standard A Lamp | 1 | 60 | 227169 | Living Room | 0.0015972
Ceiling Fixture | Compact Fluorescent |  | Twist | 2 | 22 | 2271610 | Hall | 0.0015972
Ceiling Fan | Incandescent |  | Standard A Lamp | 1 | 60 | 2271610 | Hall | 0.0015972
Wall Mount | Incandescent |  | Standard A Lamp | 2 | 100 | 227301 | Bathroom | 0.0015972
Ceiling Fixture | Incandescent |  | Standard A Lamp | 2 | 100 | 227302 | Bedroom | 0.0015972
Table | Incandescent |  | 3-Way Incandescent | 1 | 75 | 227302 | Bedroom | 0.0015972
Ceiling Fixture | Linear Fluorescent | 24 | T-8 | 2 | 20 | 227303 | Hall | 0.0015972
Ceiling Fixture | Linear Fluorescent | 48 | T-8 | 2 | 20 | 227304 | Kitchen | 0.0015972
Wall Mount | Incandescent |  | Standard A Lamp | 1 | 100 | 227304 | Kitchen | 0.0015972
Wall Mount | Incandescent |  | Clear | 1 | 40 | 227304 | Kitchen | 0.0015972
Ceiling Fixture | Linear Fluorescent | 48 | T-8 | 2 | 20 | 227305 | Laundry Room | 0.0015972
Floor lamp | Incandescent |  | Standard A Lamp | 3 | 60 | 227306 | Living Room | 0.0015972
Table | Incandescent |  | 3-Way Incandescent | 1 | 75 | 227306 | Living Room | 0.0015972
Table | Incandescent |  | Clear | 1 | 40 | 227306 | Living Room | 0.0015972
Chandelier (Hanging) | Incandescent |  | Standard A Lamp | 1 | 90 | 227307 | Master Bedroom | 0.0015972
Table | Incandescent |  | Standard A Lamp | 1 | 100 | 227307 | Master Bedroom | 0.0015972
Wall Mount | Compact Fluorescent |  | Twist | 1 | 13 | 227321 | Bathroom | 0.0056382
Wall Mount | Incandescent |  | Globe | 6 | 25 | 227322 | Bathroom | 0.0056382
Ceiling Fixture | Compact Fluorescent |  | Twist | 1 | 15 | 227322 | Bathroom | 0.0056382
Ceiling Fixture | Compact Fluorescent |  | Twist | 2 | 15 | 227323 | Bedroom | 0.0056382
Ceiling Fixture | Compact Fluorescent |  | Twist | 2 | 15 | 227324 | Bedroom | 0.0056382
Ceiling Fixture | Compact Fluorescent |  | Twist | 2 | 15 | 227325 | Bedroom | 0.0056382
Ceiling Fixture | Compact Fluorescent |  | Twist | 1 | 15 | 227326 | Closet | 0.0056382
Ceiling Fixture | Compact Fluorescent |  | Twist | 2 | 15 | 227327 | Family Room | 0.0056382
Ceiling Fixture | Linear Fluorescent | 24 | T-12 | 2 | 20 | 227328 | Garage | 0.0056382
Ceiling Fixture | Compact Fluorescent |  | Twist | 1 | 23 | 227328 | Garage | 0.0056382
Wall Mount | Compact Fluorescent |  | Twist | 1 | 13 | 227329 | Hall | 0.0056382
Ceiling Fixture | Linear Fluorescent | 48 | T-12 | 2 | 40 | 2273210 | Kitchen | 0.0056382
Chandelier (Hanging) | Compact Fluorescent |  | Twist | 1 | 20 | 2273210 | Kitchen | 0.0056382
Ceiling Fixture | Compact Fluorescent |  | Twist | 1 | 14 | 2273211 | Laundry Room | 0.0056382
Ceiling Fixture | Compact Fluorescent |  | Twist | 2 | 15 | 2273212 | Living Room | 0.0056382
Ceiling Fixture | Compact Fluorescent |  | Twist | 2 | 15 | 2273213 | Master Bedroom | 0.0056382
Table | Compact Fluorescent |  | Twist | 1 | 13 | 2273213 | Master Bedroom | 0.0056382
Ceiling Fixture | Incandescent |  | Standard A Lamp | 1 | 60 | 227361 | Bathroom | 0.0022277
Ceiling Fixture | Incandescent |  | Standard A Lamp | 1 | 60 | 227362 | Bathroom | 0.0022277
Chandelier (Hanging) | Incandescent |  | Decorative | 1 | 60 | 227363 | Bedroom | 0.0022277
Ceiling Fixture | Incandescent |  | Standard A Lamp | 1 | 60 | 227364 | Hall | 0.0022277
Ceiling Fixture | Incandescent |  | Standard A Lamp | 2 | 60 | 227365 | Kitchen | 0.0022277
Ceiling Fixture | Incandescent |  | Standard A Lamp | 1 | 60 | 227365 | Kitchen | 0.0022277
Ceiling Fixture | Incandescent |  | Standard A Lamp | 1 | 60 | 227366 | Laundry Room | 0.0022277
Floor lamp | Incandescent |  | Standard A Lamp | 2 | 100 | 227367 | Living Room | 0.0022277
Table | Incandescent |  | Standard A Lamp | 1 | 60 | 227367 | Living Room | 0.0022277
Table | Incandescent |  | Standard A Lamp | 1 | 60 | 227368 | Master Bedroom | 0.0022277
Ceiling Fixture | Incandescent |  | Standard A Lamp | 2 | 60 | 227368 | Master Bedroom | 0.0022277
Ceiling Fixture | Incandescent |  | Standard A Lamp | 1 | 75 | 227368 | Master Bedroom | 0.0022277
Ceiling Fixture | Incandescent |  | Standard A Lamp | 1 | 100 | 227369 | Other | 0.0022277
Ceiling Fixture | Incandescent |  | Standard A Lamp | 1 | 100 | 2273610 | Garage | 0.0022277
Ceiling Fixture | Incandescent |  | Standard A Lamp | 1 | 100 | 2273611 | Other | 0.0022277
Table | Compact Fluorescent |  | Twist | 1 | 15 | 227721 | Living Room | 0.0022277
Ceiling Fan | Compact Fluorescent |  | Twist | 1 | 15 | 227721 | Living Room | 0.0022277
Ceiling Fixture | Incandescent |  | Standard A Lamp | 1 | 40 | 227722 | Kitchen | 0.0022277
Ceiling Fixture | Incandescent |  | Decorative | 3 | 40 | 227722 | Kitchen | 0.0022277
Ceiling Fixture | Compact Fluorescent |  | Twist | 1 | 22 | 227723 | Bedroom | 0.0022277
Ceiling Fixture | Incandescent |  | Standard A Lamp | 1 | 60 | 227724 | Bathroom | 0.0022277
Ceiling Fixture | Incandescent |  | Standard A Lamp | 1 | 40 | 227725 | Hall | 0.0022277
Wall Mount | Incandescent |  | Standard A Lamp | 3 | 60 | 227726 | Bathroom | 0.0022277
Ceiling Fixture | Linear Fluorescent | 24 | T-12 | 2 | 20 | 227726 | Bathroom | 0.0022277
Ceiling Fixture | Incandescent |  | Standard A Lamp | 1 | 100 | 227726 | Bathroom | 0.0022277
Ceiling Fixture | Incandescent |  | Standard A Lamp | 1 | 40 | 227726 | Bathroom | 0.0022277
Ceiling Fixture | Incandescent |  | Standard A Lamp | 1 | 60 | 227727 | Bedroom | 0.0022277
Wall Mount | Compact Fluorescent |  | Twist | 2 | 15 | 227731 | Bathroom | 0.0042651
Ceiling Fixture | Incandescent |  | Standard A Lamp | 1 | 60 | 227732 | Bedroom | 0.0042651
Ceiling Fixture | Incandescent |  | Standard A Lamp | 1 | 60 | 227733 | Bedroom | 0.0042651
Table | Compact Fluorescent |  | Twist | 1 | 15 | 227733 | Bedroom | 0.0042651
Ceiling Fixture | Compact Fluorescent |  | Twist | 1 | 22 | 227734 | Hall | 0.0042651
Chandelier (Hanging) | Incandescent |  | Decorative | 4 | 40 | 227735 | Kitchen | 0.0042651
Ceiling Fixture | Incandescent |  | Standard A Lamp | 1 | 60 | 227735 | Kitchen | 0.0042651
Ceiling Fixture | Linear Fluorescent | 48 | T-8 | 2 | 20 | 227735 | Kitchen | 0.0042651
Floor lamp | Incandescent |  | 3-Way Incandescent | 1 | 100 | 227736 | Living Room | 0.0042651
Floor lamp | Compact Fluorescent |  | Twist | 1 | 22 | 227736 | Living Room | 0.0042651
Wall Mount | Incandescent |  | Globe | 4 | 40 | 227751 | Bathroom | 0.0039154
Ceiling Fixture | Incandescent |  | Standard A Lamp | 2 | 60 | 227752 | Bedroom | 0.0039154
Ceiling Fixture | Compact Fluorescent |  | Twist | 1 | 15 | 227753 | Bedroom | 0.0039154
Wall Mount | Incandescent |  | Standard A Lamp | 2 | 60 | 227754 | Bathroom | 0.0039154
Ceiling Fixture | Incandescent |  | Standard A Lamp | 2 | 60 | 227755 | Kitchen | 0.0039154
Ceiling Fixture | Incandescent |  | Standard A Lamp | 1 | 60 | 227756 | Laundry Room | 0.0039154
Floor lamp | Compact Fluorescent |  | Twist | 1 | 28 | 227757 | Living Room | 0.0039154
Ceiling Fixture | Incandescent |  | Standard A Lamp | 2 | 60 | 228111 | Bathroom | 0.0039154
Wall Mount | Incandescent |  | Globe | 2 | 40 | 228111 | Bathroom | 0.0039154
Ceiling Fixture | Incandescent |  | Standard A Lamp | 2 | 60 | 228112 | Bathroom | 0.0039154
Table | Incandescent |  | Standard A Lamp | 1 | 60 | 228113 | Bedroom | 0.0039154
Table | Incandescent |  | Standard A Lamp | 1 | 40 | 228114 | Bedroom | 0.0039154
Chandelier (Hanging) | Incandescent |  | Decorative | 4 | 60 | 228115 | Kitchen | 0.0039154
Ceiling Fixture | Compact Fluorescent |  | Twist | 1 | 22 | 228115 | Kitchen | 0.0039154
Ceiling Fixture | Incandescent |  | Standard A Lamp | 2 | 60 | 228115 | Kitchen | 0.0039154
Recessed - other | Incandescent |  | Standard A Lamp | 1 | 40 | 228115 | Kitchen | 0.0039154
Ceiling Fixture | Incandescent |  | Standard A Lamp | 1 | 60 | 228116 | Laundry Room | 0.0039154
Chandelier (Hanging) | Incandescent |  | Standard A Lamp | 6 | 60 | 228117 | Living Room | 0.0039154
Ceiling Fixture | Incandescent |  | Decorative | 1 | 40 | 228117 | Living Room | 0.0039154
Table | Compact Fluorescent |  | Twist | 1 | 15 | 228117 | Living Room | 0.0039154
Table | Compact Fluorescent |  | Twist | 1 | 15 | 228118 | Master Bedroom | 0.0039154
Ceiling Fixture | Incandescent |  | Standard A Lamp | 1 | 60 | 228119 | Other | 0.0039154
Ceiling Fixture | Linear Fluorescent | 48 | T-8 | 2 | 32 | 228119 | Other | 0.0039154
Wall Mount | Compact Fluorescent |  | Straight Tube | 1 | 15 | 228211 | Bathroom | 0.0053603
Ceiling Fixture | Compact Fluorescent |  | Twist | 2 | 15 | 228212 | Bathroom | 0.0053603
Chandelier (Hanging) | Compact Fluorescent |  | Twist | 1 | 22 | 228213 | Bedroom | 0.0053603
Ceiling Fixture | Compact Fluorescent |  | Twist | 1 | 15 | 228214 | Hall | 0.0053603
Ceiling Fixture | Compact Fluorescent |  | Twist | 1 | 15 | 228215 | Hall | 0.0053603
Ceiling Fixture | Compact Fluorescent |  | Twist | 2 | 15 | 228216 | Kitchen | 0.0053603
Ceiling Fixture | Compact Fluorescent |  | Twist | 2 | 15 | 228216 | Kitchen | 0.0053603
Ceiling Fan | Compact Fluorescent |  | Twist | 1 | 15 | 228217 | Living Room | 0.0053603
Ceiling Fixture | Compact Fluorescent |  | Twist | 1 | 22 | 228217 | Living Room | 0.0053603
Table | Incandescent |  | Standard A Lamp | 1 | 60 | 228217 | Living Room | 0.0053603
Ceiling Fixture | Compact Fluorescent |  | Twist | 1 | 15 | 228218 | Bedroom | 0.0053603
Exterior | Linear Fluorescent | 48 | T-12 | 2 | 40 | 228219 | Other | 0.0053603
Ceiling Fixture | Compact Fluorescent |  | Twist | 2 | 15 | 228241 | Bathroom | 0.0039154
Floor lamp | Incandescent |  | Standard A Lamp | 1 | 75 | 228242 | Bedroom | 0.0039154
Floor lamp | Compact Fluorescent |  | Twist | 1 | 15 | 228243 | Bedroom | 0.0039154
Ceiling Fixture | Compact Fluorescent |  | Twist | 1 | 15 | 228244 | Closet | 0.0039154
Ceiling Fixture | Incandescent |  | Decorative | 2 | 40 | 228245 | Dining Room | 0.0039154
Ceiling Fixture | Compact Fluorescent |  | Twist | 1 | 15 | 228246 | Living Room | 0.0039154
Ceiling Fixture | Incandescent |  | Standard A Lamp | 1 | 40 | 228247 | Hall | 0.0039154
Ceiling Fixture | Compact Fluorescent |  | Twist | 1 | 15 | 228248 | Kitchen | 0.0039154
Table | Compact Fluorescent |  | Twist | 1 | 15 | 228249 | Living Room | 0.0039154
Ceiling Fixture | Linear Fluorescent | 18 | T-12 | 1 | 20 | 2282410 | Bathroom | 0.0039154
Ceiling Fixture | Compact Fluorescent |  | Twist | 1 | 15 | 2282410 | Bathroom | 0.0039154
Table | Incandescent |  | Standard A Lamp | 1 | 60 | 2282411 | Master Bedroom | 0.0039154
Ceiling Fixture | Incandescent |  | Standard A Lamp | 2 | 40 | 228271 | Bedroom | 0.0022277
Table | Incandescent |  | Decorative | 1 | 40 | 228271 | Bedroom | 0.0022277
Ceiling Fixture | Incandescent |  | Standard A Lamp | 1 | 40 | 228272 | Bathroom | 0.0022277
Wall Mount | Incandescent |  | Globe | 6 | 60 | 228272 | Bathroom | 0.0022277
Ceiling Fixture | Incandescent |  | Standard A Lamp | 1 | 40 | 228273 | Hall | 0.0022277
Ceiling Fixture | Compact Fluorescent |  | Twist | 2 | 15 | 228274 | Office | 0.0022277
Table | Incandescent |  | Decorative | 1 | 40 | 228275 | Living Room | 0.0022277
Ceiling Fixture | Incandescent |  | Standard A Lamp | 4 | 40 | 228275 | Living Room | 0.0022277
Ceiling Fixture | Incandescent |  | Standard A Lamp | 1 | 40 | 228276 | Hall | 0.0022277
Chandelier (Hanging) | Incandescent |  | Mini base | 5 | 25 | 228277 | Dining Room | 0.0022277
Ceiling Fixture | Compact Fluorescent |  | Twist | 1 | 15 | 228278 | Laundry Room | 0.0022277
Ceiling Fixture | Incandescent |  | Standard A Lamp | 2 | 40 | 228279 | Kitchen | 0.0022277
Ceiling Fixture | Compact Fluorescent |  | Twist | 2 | 15 | 228591 | Bedroom | 0.0042651
Ceiling Fixture | Compact Fluorescent |  | Pin base | 1 | 20 | 228592 | Bedroom | 0.0042651
Ceiling Fixture | Incandescent |  | Decorative | 3 | 40 | 228593 | Dining Room | 0.0042651
Ceiling Fixture | Compact Fluorescent |  | Twist | 1 | 15 | 228594 | Family Room | 0.0042651
Floor lamp | Compact Fluorescent |  | Twist | 2 | 15 | 228594 | Family Room | 0.0042651
Floor lamp | Incandescent |  | Standard A Lamp | 3 | 60 | 228594 | Family Room | 0.0042651
Ceiling Fixture | Compact Fluorescent |  | Twist | 1 | 15 | 228595 | Kitchen | 0.0042651
Architectural | Linear Fluorescent | 48 | T-12 | 2 | 32 | 228595 | Kitchen | 0.0042651
Ceiling Fixture | Incandescent |  | Standard A Lamp | 1 | 40 | 228596 | Laundry Room | 0.0042651
Ceiling Fixture | Compact Fluorescent |  | Twist | 1 | 15 | 228596 | Laundry Room | 0.0042651
Ceiling Fixture | Compact Fluorescent |  | Pin base | 1 | 20 | 228597 | Living Room | 0.0042651
Wall Mount | Incandescent |  | Decorative | 1 | 40 | 228597 | Living Room | 0.0042651
Ceiling Fixture | Incandescent |  | Standard A Lamp | 1 | 40 | 228598 | Bathroom | 0.0042651
Wall Mount | Incandescent |  | Standard A Lamp | 3 | 60 | 228598 | Bathroom | 0.0042651
Wall Mount | Incandescent |  | Standard A Lamp | 3 | 40 | 228599 | Bathroom | 0.0042651
Ceiling Fan | Compact Fluorescent |  | Twist | 1 | 22 | 2285910 | Master Bedroom | 0.0042651
Table | Incandescent |  | Standard A Lamp | 1 | 75 | 2285910 | Master Bedroom | 0.0042651
Ceiling Fixture | Incandescent |  | Standard A Lamp | 1 | 60 | 228621 | Bedroom | 0.0042651
Ceiling Fixture | Incandescent |  | Standard A Lamp | 1 | 60 | 228622 | Master Bedroom | 0.0042651
Table | Compact Fluorescent |  | Twist | 1 | 15 | 228622 | Master Bedroom | 0.0042651
Ceiling Fan | Incandescent |  | Standard A Lamp | 3 | 60 | 228623 | Dining Room | 0.0042651
Ceiling Fixture | Incandescent |  | Standard A Lamp | 1 | 40 | 228624 | Hall | 0.0042651
Track | Incandescent |  | Reflector | 1 | 65 | 228625 | Kitchen | 0.0042651
Ceiling Fixture | Compact Fluorescent |  | Twist | 1 | 15 | 228625 | Kitchen | 0.0042651
Ceiling Fixture | Linear Fluorescent | 48 | T-8 | 2 | 20 | 228626 | Laundry Room | 0.0042651
Floor lamp | Compact Fluorescent |  | Twist | 1 | 15 | 228627 | Living Room | 0.0042651
Table | Incandescent |  | Standard A Lamp | 1 | 60 | 228627 | Living Room | 0.0042651
Table | Compact Fluorescent |  | Twist | 1 | 15 | 228627 | Living Room | 0.0042651
Ceiling Fixture | Incandescent |  | Standard A Lamp | 1 | 60 | 228628 | Bathroom | 0.0042651
Chandelier (Hanging) | Incandescent |  | Heat Lamp | 1 | 150 | 228628 | Bathroom | 0.0042651
Wall Mount | Incandescent |  | Standard A Lamp | 5 | 60 | 228629 | Bathroom | 0.0042651
Ceiling Fixture | Incandescent |  | Standard A Lamp | 1 | 60 | 228629 | Bathroom | 0.0042651
Ceiling Fixture | Incandescent |  | Standard A Lamp | 1 | 60 | 228651 | Kitchen | 0.0039153
Recessed - other | Linear Fluorescent | 48 | T-12 | 1 | 40 | 228651 | Kitchen | 0.0039153
Ceiling Fixture | Compact Fluorescent |  | Twist | 2 | 15 | 228652 | Office | 0.0039153
Table | Compact Fluorescent |  | Twist | 1 | 15 | 228652 | Office | 0.0039153
Floor lamp | Compact Fluorescent |  | Twist | 1 | 15 | 228652 | Office | 0.0039153
Chandelier (Hanging) | Incandescent |  | Standard A Lamp | 5 | 60 | 228653 | Dining Room | 0.0039153
Table | Compact Fluorescent |  | Decorative | 1 | 15 | 228653 | Dining Room | 0.0039153
Track | Incandescent |  | Standard A Lamp | 3 | 60 | 228654 | Living Room | 0.0039153
Table | Compact Fluorescent |  | Twist | 1 | 15 | 228654 | Living Room | 0.0039153
Floor lamp | Compact Fluorescent |  | Twist | 2 | 15 | 228654 | Living Room | 0.0039153
Wall Mount | Compact Fluorescent |  | Globe | 4 | 15 | 228655 | Master Bedroom | 0.0039153
Ceiling Fixture | Compact Fluorescent |  | Twist | 1 | 15 | 228655 | Master Bedroom | 0.0039153
Ceiling Fixture | Compact Fluorescent |  | Twist | 2 | 15 | 228656 | Master Bedroom | 0.0039153
Table | Compact Fluorescent |  | Twist | 1 | 15 | 228656 | Master Bedroom | 0.0039153
Other | Incandescent |  | Standard A Lamp | 1 | 60 | 228656 | Master Bedroom | 0.0039153
Table | Compact Fluorescent |  | Decorative | 1 | 15 | 228656 | Master Bedroom | 0.0039153
Ceiling Fixture | Compact Fluorescent |  | Twist | 1 | 15 | 228657 | Closet | 0.0039153
Ceiling Fixture | Compact Fluorescent |  | Twist | 1 | 15 | 228658 | Closet | 0.0039153
Ceiling Fixture | Compact Fluorescent |  | Twist | 1 | 22 | 228659 | Garage | 0.0039153
Ceiling Fixture | Incandescent |  | Standard A Lamp | 1 | 60 | 228659 | Garage | 0.0039153
Ceiling Fixture | Halogen |  | PAR | 1 | 50 | 228659 | Garage | 0.0039153
Garage door opener | Incandescent |  | Standard A Lamp | 1 | 60 | 228659 | Garage | 0.0039153
Wall Mount | Incandescent |  | Standard A Lamp | 1 | 40 | 228659 | Garage | 0.0039153
Ceiling Fixture | Incandescent |  | Standard A Lamp | 1 | 60 | 2286510 | Closet | 0.0039153
Ceiling Fixture | Compact Fluorescent |  | Twist | 1 | 15 | 2286511 | Bedroom | 0.0039153
Table | Compact Fluorescent |  | Twist | 1 | 15 | 2286511 | Bedroom | 0.0039153
Ceiling Fixture | Compact Fluorescent |  | Twist | 1 | 15 | 2286512 | Closet | 0.0039153
Ceiling Fixture | Compact Fluorescent |  | Twist | 1 | 15 | 2286513 | Hall | 0.0039153
Ceiling Fixture | Incandescent |  | Standard A Lamp | 1 | 60 | 2286514 | Bedroom | 0.0039153
Wall Mount | Compact Fluorescent |  | Globe | 3 | 15 | 2286514 | Bedroom | 0.0039153
Ceiling Fixture | Incandescent |  | Standard A Lamp | 1 | 60 | 2286515 | Laundry Room | 0.0039153
Ceiling Fixture | Incandescent |  | Standard A Lamp | 1 | 60 | 2286516 | Bathroom | 0.0039153
Ceiling Fixture | Incandescent |  | Standard A Lamp | 1 | 60 | 2286517 | Hall | 0.0039153
Ceiling Fixture | Incandescent |  | Standard A Lamp | 1 | 100 | 228821 | Bathroom | 0.0042651
Ceiling Fixture | Incandescent |  | Standard A Lamp | 2 | 100 | 228822 | Bedroom | 0.0042651
Floor lamp | Incandescent |  | Decorative | 1 | 65 | 228822 | Bedroom | 0.0042651
Chandelier (Hanging) | Incandescent |  | Decorative | 5 | 40 | 228823 | Dining Room | 0.0042651
Floor lamp | Incandescent |  | Standard A Lamp | 1 | 100 | 228823 | Dining Room | 0.0042651
Torchiere | Compact Fluorescent |  | Twist | 5 | 15 | 228823 | Dining Room | 0.0042651
Ceiling Fixture | Incandescent |  | Standard A Lamp | 1 | 100 | 228824 | Hall | 0.0042651
Ceiling Fixture | Incandescent |  | Standard A Lamp | 1 | 60 | 228825 | Kitchen | 0.0042651
Ceiling Fixture | Linear Fluorescent | 36 | T-12 | 2 | 40 | 228825 | Kitchen | 0.0042651
Wall Mount | Halogen |  | PAR | 1 | 50 | 228825 | Kitchen | 0.0042651
Wall Mount | Linear Fluorescent | 24 | T-8 | 1 | 40 | 228825 | Kitchen | 0.0042651
Ceiling Fixture | Incandescent |  | Standard A Lamp | 1 | 100 | 228826 | Living Room | 0.0042651
Wall Mount | Incandescent |  | Globe | 7 | 60 | 228827 | Bathroom | 0.0042651
Wall Mount | Incandescent |  | Globe | 6 | 25 | 228827 | Bathroom | 0.0042651
Ceiling Fixture | Compact Fluorescent |  | Twist | 1 | 15 | 228827 | Bathroom | 0.0042651
Ceiling Fan | Compact Fluorescent |  | Twist | 1 | 15 | 228828 | Bedroom | 0.0042651
Floor lamp | Compact Fluorescent |  | Twist | 1 | 15 | 228828 | Bedroom | 0.0042651
Ceiling Fixture | Linear Fluorescent | 36 | T-12 | 2 | 40 | 228829 | Office | 0.0042651
Floor lamp | Incandescent |  | Standard A Lamp | 1 | 75 | 228829 | Office | 0.0042651
Ceiling Fixture | Incandescent |  | Standard A Lamp | 1 | 100 | 2288210 | Laundry Room | 0.0042651
Ceiling Fixture | Incandescent |  | Standard A Lamp | 1 | 60 | 229101 | Bathroom | 0.0042651
Ceiling Fixture | Compact Fluorescent |  | Twist | 2 | 15 | 229102 | Bedroom | 0.0042651
Table | Incandescent |  | Standard A Lamp | 1 | 40 | 229102 | Bedroom | 0.0042651
Table | Incandescent |  | Mini base | 1 | 25 | 229102 | Bedroom | 0.0042651
Ceiling Fan | Incandescent |  | Standard A Lamp | 1 | 60 | 229103 | Bathroom | 0.0042651
Wall Mount | Compact Fluorescent |  | Twist | 1 | 15 | 229104 | Hall | 0.0042651
Garage door opener | Incandescent |  | Standard A Lamp | 2 | 60 | 229105 | Garage | 0.0042651
Ceiling Fixture | Linear Fluorescent | 42 | T-12 | 2 | 40 | 229105 | Garage | 0.0042651
Ceiling Fixture | Compact Fluorescent |  | Twist | 1 | 7 | 229106 | Hall | 0.0042651
Table | Compact Fluorescent |  | Twist | 1 | 15 | 229107 | Living Room | 0.0042651
Ceiling Fan | Incandescent |  | Standard A Lamp | 1 | 60 | 229108 | Master Bedroom | 0.0042651
Table | Compact Fluorescent |  | Twist | 1 | 15 | 229108 | Master Bedroom | 0.0042651
Table | Incandescent |  | Standard A Lamp | 1 | 60 | 229108 | Master Bedroom | 0.0042651
Ceiling Fixture | Incandescent |  | Standard A Lamp | 1 | 60 | 229109 | Bathroom | 0.0042651
Ceiling Fixture | Incandescent |  | Standard A Lamp | 1 | 60 | 2291010 | Family Room | 0.0042651
Table | Incandescent |  | Standard A Lamp | 1 | 75 | 2291010 | Family Room | 0.0042651
Table | Incandescent |  | Mini base | 3 | 5 | 2291010 | Family Room | 0.0042651
Table | Compact Fluorescent |  | Twist | 1 | 15 | 2291010 | Family Room | 0.0042651
Torchiere | Incandescent |  | Standard A Lamp | 3 | 60 | 2291010 | Family Room | 0.0042651
Ceiling Fan | Incandescent |  | Decorative | 4 | 40 | 2291011 | Kitchen | 0.0042651
Ceiling Fixture | Compact Fluorescent |  | Twist | 1 | 15 | 2291011 | Kitchen | 0.0042651
Other | Incandescent |  | Standard A Lamp | 1 | 25 | 2291011 | Kitchen | 0.0042651
Table | Incandescent |  | Mini base | 1 | 25 | 2291011 | Kitchen | 0.0042651
Ceiling Fixture | Incandescent |  | Standard A Lamp | 1 | 60 | 2291012 | Laundry Room | 0.0042651
Wall Mount | Incandescent |  | Standard A Lamp | 1 | 100 | 2291013 | Other | 0.0042651
Table | Incandescent |  | Standard A Lamp | 1 | 60 | 2291013 | Other | 0.0042651
Torchiere | Compact Fluorescent |  | Twist | 3 | 15 | 2291013 | Other | 0.0042651
Wall Mount | Compact Fluorescent |  | Twist | 1 | 13 | 229131 | Bedroom | 0.0039153
Ceiling Fixture | Compact Fluorescent |  | Twist | 1 | 23 | 229132 | Bathroom | 0.0039153
Wall Mount | Compact Fluorescent |  | Twist | 1 | 13 | 229133 | Bedroom | 0.0039153
Floor lamp | Incandescent |  | Decorative | 1 | 40 | 229133 | Bedroom | 0.0039153
Ceiling Fixture | Compact Fluorescent |  | Twist | 2 | 23 | 229134 | Hall | 0.0039153
Ceiling Fixture | Compact Fluorescent |  | Twist | 2 | 23 | 229135 | Kitchen | 0.0039153
Chandelier (Hanging) | Incandescent |  | Decorative | 5 | 40 | 229135 | Kitchen | 0.0039153
Floor lamp | Compact Fluorescent |  | Twist | 3 | 23 | 229136 | Living Room | 0.0039153
Wall Mount | Incandescent |  | Standard A Lamp | 2 | 60 | 229161 | Bathroom | 0.0022277
Ceiling Fixture | Incandescent |  | Standard A Lamp | 1 | 60 | 229161 | Bathroom | 0.0022277
Ceiling Fixture | Compact Fluorescent |  | Twist | 1 | 15 | 229162 | Bedroom | 0.0022277
Ceiling Fixture | Incandescent |  | Standard A Lamp | 1 | 60 | 229162 | Bedroom | 0.0022277
Ceiling Fixture | Incandescent |  | Standard A Lamp | 2 | 60 | 229163 | Family Room | 0.0022277
Ceiling Fan | Incandescent |  | Decorative | 3 | 60 | 229164 | Dining Room | 0.0022277
Ceiling Fixture | Incandescent |  | Standard A Lamp | 1 | 60 | 229165 | Hall | 0.0022277
Ceiling Fixture | Incandescent |  | Standard A Lamp | 1 | 60 | 229166 | Hall | 0.0022277
Ceiling Fixture | Incandescent |  | Decorative | 1 | 60 | 229167 | Kitchen | 0.0022277
Chandelier (Hanging) | Incandescent |  | Mini base | 3 | 40 | 229167 | Kitchen | 0.0022277
Ceiling Fixture | Compact Fluorescent |  | Twist | 2 | 15 | 229168 | Laundry Room | 0.0022277
Floor lamp | Incandescent |  | Standard A Lamp | 1 | 60 | 229169 | Living Room | 0.0022277
Wall Mount | Incandescent |  | Standard A Lamp | 2 | 60 | 2291610 | Bathroom | 0.0022277
Ceiling Fixture | Incandescent |  | Standard A Lamp | 1 | 100 | 2291610 | Bathroom | 0.0022277
Ceiling Fixture | Incandescent |  | Standard A Lamp | 1 | 75 | 2291610 | Bathroom | 0.0022277
Ceiling Fixture | Incandescent |  | Standard A Lamp | 2 | 75 | 2291611 | Bedroom | 0.0022277
Ceiling Fixture | Incandescent |  | Standard A Lamp | 1 | 60 | 229271 | Bedroom | 0.0015972
Wall Mount | Incandescent |  | Standard A Lamp | 1 | 60 | 229271 | Bedroom | 0.0015972
Wall Mount | Compact Fluorescent |  | Twist | 3 | 15 | 229271 | Bedroom | 0.0015972
Wall Mount | Incandescent |  | Standard A Lamp | 1 | 60 | 229272 | Bedroom | 0.0015972
Ceiling Fixture | Incandescent |  | Standard A Lamp | 1 | 60 | 229272 | Bedroom | 0.0015972
Table | Incandescent |  | Standard A Lamp | 1 | 60 | 229273 | Family Room | 0.0015972
Ceiling Fixture | Compact Fluorescent |  | Twist | 1 | 15 | 229274 | Garage | 0.0015972
Ceiling Fixture | Incandescent |  | Standard A Lamp | 1 | 60 | 229275 | Laundry Room | 0.0015972
Wall Mount | Incandescent |  | Standard A Lamp | 1 | 60 | 229275 | Laundry Room | 0.0015972
Ceiling Fixture | Incandescent |  | Standard A Lamp | 2 | 60 | 229276 | Kitchen | 0.0015972
Wall Mount | Incandescent |  | Standard A Lamp | 1 | 60 | 229277 | Office | 0.0015972
Table | Compact Fluorescent |  | Twist | 1 | 15 | 229281 | Living Room | 0.0053603
Table | Incandescent |  | 3-Way Incandescent | 1 | 100 | 229281 | Living Room | 0.0053603
Ceiling Fixture | Compact Fluorescent |  | Twist | 2 | 15 | 229282 | Kitchen | 0.0053603
Wall Mount | Compact Fluorescent |  | Twist | 1 | 15 | 229283 | Dining Room | 0.0053603
Ceiling Fixture | Incandescent |  | Standard A Lamp | 2 | 40 | 229284 | Bedroom | 0.0053603
Ceiling Fixture | Compact Fluorescent |  | Twist | 2 | 15 | 229285 | Hall | 0.0053603
Ceiling Fixture | Compact Fluorescent |  | Twist | 1 | 15 | 229286 | Bathroom | 0.0053603
Ceiling Fixture | Compact Fluorescent |  | Twist | 2 | 15 | 229287 | Bedroom | 0.0053603
Ceiling Fixture | Compact Fluorescent |  | Twist | 1 | 15 | 229288 | Bedroom | 0.0053603
Floor lamp | Incandescent |  | Reflector | 2 | 40 | 229288 | Bedroom | 0.0053603
Wall Mount | Incandescent |  | Globe | 4 | 60 | 229289 | Bathroom | 0.0053603
Ceiling Fixture | Linear Fluorescent | 24 | T-12 | 2 | 20 | 229331 | Other | 0.0039153
Ceiling Fixture | Compact Fluorescent |  | Twist | 1 | 13 | 229331 | Other | 0.0039153
Ceiling Fixture | Compact Fluorescent |  | Twist | 1 | 13 | 229332 | Bathroom | 0.0039153
Wall Mount | Incandescent |  | Standard A Lamp | 3 | 60 | 229332 | Bathroom | 0.0039153
Wall Mount | Incandescent |  | Standard A Lamp | 4 | 60 | 229333 | Bathroom | 0.0039153
Ceiling Fixture | Compact Fluorescent |  | Twist | 2 | 13 | 229334 | Bedroom | 0.0039153
Table | Incandescent |  | Standard A Lamp | 1 | 75 | 229334 | Bedroom | 0.0039153
Ceiling Fixture | Compact Fluorescent |  | Twist | 1 | 13 | 229335 | Bedroom | 0.0039153
Ceiling Fixture | Linear Fluorescent | 48 | T-5 | 2 | 20 | 229335 | Bedroom | 0.0039153
Ceiling Fixture | Incandescent |  | Standard A Lamp | 2 | 60 | 229336 | Bedroom | 0.0039153
Chandelier (Hanging) | Incandescent |  | Standard A Lamp | 5 | 60 | 229337 | Dining Room | 0.0039153
Table | Incandescent |  | Standard A Lamp | 1 | 60 | 229338 | Family Room | 0.0039153
Ceiling Fixture | Compact Fluorescent |  | Twist | 1 | 13 | 229339 | Hall | 0.0039153
Ceiling Fixture | Incandescent |  | Standard A Lamp | 1 | 60 | 2293310 | Hall | 0.0039153
Ceiling Fixture | Linear Fluorescent | 24 | T-12 | 2 | 20 | 2293311 | Kitchen | 0.0039153
Wall Mount | Linear Fluorescent | 18 | T-4 | 1 | 8 | 2293311 | Kitchen | 0.0039153
Ceiling Fixture | Incandescent |  | Standard A Lamp | 1 | 60 | 2293312 | Laundry Room | 0.0039153
Ceiling Fixture | Incandescent |  | Standard A Lamp | 1 | 40 | 229421 | Bathroom | 0.0015972
Ceiling Fixture | Compact Fluorescent |  | Twist | 2 | 22 | 229422 | Bedroom | 0.0015972
Ceiling Fixture | Compact Fluorescent |  | Twist | 2 | 22 | 229423 | Bedroom | 0.0015972
Ceiling Fixture | Incandescent |  | Standard A Lamp | 1 | 40 | 229424 | Hall | 0.0015972
Ceiling Fixture | Compact Fluorescent |  | Twist | 2 | 22 | 229425 | Kitchen | 0.0015972
Ceiling Fan | Incandescent |  | Standard A Lamp | 1 | 60 | 229426 | Living Room | 0.0015972
Floor lamp | Incandescent |  | Standard A Lamp | 1 | 100 | 229426 | Living Room | 0.0015972
Other | Incandescent |  | Standard A Lamp | 1 | 40 | 229426 | Living Room | 0.0015972
Floor lamp | Incandescent |  | Standard A Lamp | 1 | 60 | 229427 | Master Bedroom | 0.0015972
Table | Incandescent |  | Standard A Lamp | 1 | 60 | 229427 | Master Bedroom | 0.0015972
Ceiling Fixture | Linear Fluorescent | 48 | T-8 | 3 | 32 | 229831 | Bedroom | 0.0022277
Wall Mount | Incandescent |  | Globe | 3 | 60 | 229832 | Bathroom | 0.0022277
Ceiling Fixture | Incandescent |  | Standard A Lamp | 2 | 60 | 229833 | Hall | 0.0022277
Ceiling Fixture | Incandescent |  | Standard A Lamp | 2 | 60 | 229834 | Master Bedroom | 0.0022277
Table | Incandescent |  | Standard A Lamp | 1 | 60 | 229835 | Living Room | 0.0022277
Ceiling Fixture | Incandescent |  | Reflector | 3 | 65 | 229836 | Kitchen | 0.0022277
Ceiling Fixture | Incandescent |  | Standard A Lamp | 1 | 60 | 229837 | Laundry Room | 0.0022277
Ceiling Fixture | Incandescent |  | Standard A Lamp | 1 | 75 | 230041 | Bedroom | 0.0039153
Table | Incandescent |  | Clear | 1 | 25 | 230041 | Bedroom | 0.0039153
Ceiling Fixture | Incandescent |  | Standard A Lamp | 1 | 75 | 230042 | Bedroom | 0.0039153
Ceiling Fixture | Incandescent |  | Standard A Lamp | 5 | 75 | 230043 | Dining Room | 0.0039153
Table | Compact Fluorescent |  | Twist | 1 | 26 | 230044 | Family Room | 0.0039153
Floor lamp | Incandescent |  | Standard A Lamp | 1 | 60 | 230044 | Family Room | 0.0039153
Ceiling Fixture | Linear Fluorescent | 48 | T-8 | 2 | 32 | 230045 | Garage | 0.0039153
Garage door opener | Incandescent |  | Standard A Lamp | 1 | 60 | 230045 | Garage | 0.0039153
Ceiling Fixture | Incandescent |  | Decorative | 1 | 75 | 230046 | Kitchen | 0.0039153
Ceiling Fixture | Linear Fluorescent | 48 | T-8 | 2 | 32 | 230046 | Kitchen | 0.0039153
Torchiere | Incandescent |  | Standard A Lamp | 1 | 100 | 230047 | Living Room | 0.0039153
Table | Incandescent |  | Standard A Lamp | 1 | 100 | 230047 | Living Room | 0.0039153
Ceiling Fixture | Incandescent |  | Standard A Lamp | 1 | 60 | 230048 | Bathroom | 0.0039153
Ceiling Fixture | Incandescent |  | Standard A Lamp | 1 | 60 | 230049 | Master Bedroom | 0.0039153
Table | Incandescent |  | Standard A Lamp | 1 | 75 | 230049 | Master Bedroom | 0.0039153
Ceiling Fixture | Incandescent |  | Standard A Lamp | 1 | 60 | 2300410 | Closet | 0.0039153
Wall Mount | Incandescent |  | Standard A Lamp | 1 | 75 | 2300411 | Bathroom | 0.0039153
Ceiling Fixture | Incandescent |  | Standard A Lamp | 1 | 75 | 2300412 | Closet | 0.0039153
Chandelier (Hanging) | Incandescent |  | Standard A Lamp | 1 | 75 | 2300413 | Laundry Room | 0.0039153
Wall Mount | Incandescent |  | Clear | 1 | 60 | 2300414 | Bathroom | 0.0039153
Ceiling Fixture | Compact Fluorescent |  | Twist | 6 | 15 | 230251 | Bathroom | 0.0022277
Ceiling Fixture | Compact Fluorescent |  | Twist | 2 | 15 | 230252 | Bedroom | 0.0022277
Table | Compact Fluorescent |  | Twist | 1 | 15 | 230252 | Bedroom | 0.0022277
Ceiling Fixture | Linear Fluorescent | 48 | T-12 | 2 | 40 | 230253 | Hall | 0.0022277
Chandelier (Hanging) | Compact Fluorescent |  | A shape bulb | 5 | 15 | 230254 | Kitchen | 0.0022277
Table | Incandescent |  | Standard A Lamp | 1 | 60 | 230254 | Kitchen | 0.0022277
Ceiling Fixture | Linear Fluorescent | 48 | T-12 | 4 | 40 | 230254 | Kitchen | 0.0022277
Ceiling Fixture | Linear Fluorescent | 24 | T-12 | 1 | 20 | 230254 | Kitchen | 0.0022277
Ceiling Fixture | Compact Fluorescent |  | Twist | 2 | 15 | 230254 | Kitchen | 0.0022277
Track | Compact Fluorescent |  | Twist | 3 | 22 | 230255 | Living Room | 0.0022277
Table | Compact Fluorescent |  | Twist | 1 | 13 | 230255 | Living Room | 0.0022277
Table | Incandescent |  | Standard A Lamp | 2 | 60 | 230255 | Living Room | 0.0022277
Ceiling Fixture | Compact Fluorescent |  | Twist | 6 | 15 | 230256 | Bathroom | 0.0022277
Ceiling Fixture | Compact Fluorescent |  | Circline (Screw Base) | 1 | 22 | 230257 | Bedroom | 0.0022277
Chandelier (Hanging) | Incandescent |  | Decorative | 5 | 40 | 230257 | Bedroom | 0.0022277
Table | Compact Fluorescent |  | Twist | 1 | 15 | 230257 | Bedroom | 0.0022277
Ceiling Fixture | Linear Fluorescent | 48 | T-12 | 2 | 40 | 230258 | Bedroom | 0.0022277
Ceiling Fixture | Compact Fluorescent |  | Circline (Screw Base) | 1 | 22 | 230258 | Bedroom | 0.0022277
Wall Mount | Compact Fluorescent |  | Globe | 4 | 9 | 230351 | Bathroom | 0.0053603
Chandelier (Hanging) | Incandescent |  | Standard A Lamp | 5 | 60 | 230352 | Dining Room | 0.0053603
Floor lamp | Compact Fluorescent |  | Twist | 2 | 22 | 230353 | Family Room | 0.0053603
Table | Incandescent |  | Standard A Lamp | 1 | 100 | 230353 | Family Room | 0.0053603
Ceiling Fixture | Incandescent |  | Standard A Lamp | 1 | 60 | 230354 | Hall | 0.0053603
Ceiling Fixture | Linear Fluorescent | 48 | T-12 | 2 | 40 | 230355 | Kitchen | 0.0053603
Ceiling Fan | Compact Fluorescent |  | Twist | 3 | 13 | 230355 | Kitchen | 0.0053603
Chandelier (Hanging) | Compact Fluorescent |  | Twist | 1 | 22 | 230355 | Kitchen | 0.0053603
Ceiling Fixture | Linear Fluorescent | 24 | T-8 | 2 | 20 | 230355 | Kitchen | 0.0053603
Ceiling Fixture | Linear Fluorescent | 48 | T-12 | 2 | 40 | 230356 | Laundry Room | 0.0053603
Track | Incandescent |  | Standard A Lamp | 3 | 60 | 230357 | Master Bedroom | 0.0053603
Table | Incandescent |  | Standard A Lamp | 1 | 25 | 230357 | Master Bedroom | 0.0053603
Table | Incandescent |  | Mini base | 3 | 40 | 230357 | Master Bedroom | 0.0053603
Wall Mount | Compact Fluorescent |  | Twist | 6 | 9 | 230358 | Bathroom | 0.0053603
Ceiling Fixture | Incandescent |  | Standard A Lamp | 1 | 60 | 230358 | Bathroom | 0.0053603
Ceiling Fixture | Compact Fluorescent |  | Twist | 2 | 15 | 230359 | Office | 0.0053603
Table | Compact Fluorescent |  | Straight Tube | 1 | 27 | 230359 | Office | 0.0053603
Table | Incandescent |  | Standard A Lamp | 1 | 25 | 230359 | Office | 0.0053603
Ceiling Fixture | Incandescent |  | Standard A Lamp | 2 | 60 | 2303510 | Bedroom | 0.0053603
Table | Compact Fluorescent |  | Twist | 1 | 15 | 2303510 | Bedroom | 0.0053603
Floor lamp | Incandescent |  | Standard A Lamp | 1 | 75 | 2303511 | Living Room | 0.0053603
Table | Incandescent |  | Standard A Lamp | 1 | 65 | 2303511 | Living Room | 0.0053603
Floor lamp | Incandescent |  | Standard A Lamp | 2 | 75 | 2303511 | Living Room | 0.0053603
Wall Mount | Incandescent |  | Standard A Lamp | 3 | 60 | 230611 | Bathroom | 0.0039154
Ceiling Fixture | Incandescent |  | Standard A Lamp | 1 | 60 | 230612 | Bedroom | 0.0039154
Ceiling Fixture | Incandescent |  | Standard A Lamp | 1 | 60 | 230613 | Closet | 0.0039154
Ceiling Fixture | Incandescent |  | Standard A Lamp | 1 | 60 | 230614 | Family Room | 0.0039154
Floor lamp | Incandescent |  | Standard A Lamp | 1 | 60 | 230614 | Family Room | 0.0039154
Ceiling Fixture | Incandescent |  | Standard A Lamp | 1 | 60 | 230615 | Bedroom | 0.0039154
Ceiling Fixture | Incandescent |  | Standard A Lamp | 1 | 60 | 230616 | Kitchen | 0.0039154
Ceiling Fixture | Incandescent |  | Standard A Lamp | 3 | 65 | 230616 | Kitchen | 0.0039154
Ceiling Fixture | Incandescent |  | Standard A Lamp | 1 | 60 | 230617 | Laundry Room | 0.0039154
Ceiling Fixture | Incandescent |  | Standard A Lamp | 2 | 60 | 230618 | Master Bedroom | 0.0039154
Table | Incandescent |  | Standard A Lamp | 1 | 40 | 230618 | Master Bedroom | 0.0039154
Wall Mount | Incandescent |  | Standard A Lamp | 2 | 60 | 230619 | Bathroom | 0.0039154
High bay | Incandescent |  | Globe | 1 | 40 | 230619 | Bathroom | 0.0039154
Table | Incandescent |  | Standard A Lamp | 1 | 60 | 2306110 | Living Room | 0.0039154
Ceiling Fixture | Compact Fluorescent |  | Twist | 2 | 22 | 230631 | Bedroom | 0.0053603
Ceiling Fixture | Incandescent |  | Standard A Lamp | 1 | 60 | 230632 | Hall | 0.0053603
Wall Mount | Incandescent |  | Standard A Lamp | 2 | 75 | 230633 | Bathroom | 0.0053603
Ceiling Fixture | Incandescent |  | Standard A Lamp | 2 | 75 | 230634 | Bedroom | 0.0053603
Ceiling Fixture | Incandescent |  | Standard A Lamp | 2 | 60 | 230635 | Kitchen | 0.0053603
Floor lamp | Incandescent |  | Standard A Lamp | 2 | 40 | 230636 | Living Room | 0.0053603
Table | Incandescent |  | Standard A Lamp | 1 | 75 | 230636 | Living Room | 0.0053603
Ceiling Fixture | Compact Fluorescent |  | Twist | 1 | 15 | 230691 | Bathroom | 0.0053603
Ceiling Fixture | Incandescent |  | Reflector | 1 | 65 | 230692 | Bedroom | 0.0053603
Ceiling Fixture | Compact Fluorescent |  | Twist | 1 | 15 | 230692 | Bedroom | 0.0053603
Ceiling Fixture | Compact Fluorescent |  | Twist | 2 | 15 | 230693 | Bedroom | 0.0053603
Wall Mount | Compact Fluorescent |  | Twist | 1 | 15 | 230693 | Bedroom | 0.0053603
Ceiling Fixture | Incandescent |  | Standard A Lamp | 1 | 60 | 230694 | Hall | 0.0053603
Ceiling Fixture | Compact Fluorescent |  | Twist | 1 | 13 | 230695 | Kitchen | 0.0053603
Architectural | Compact Fluorescent |  | Twist | 1 | 15 | 230695 | Kitchen | 0.0053603
Table | Compact Fluorescent |  | Twist | 1 | 15 | 230696 | Living Room | 0.0053603
Ceiling Fixture | Incandescent |  | Standard A Lamp | 2 | 60 | 230721 | Bathroom | 0.0022277
Ceiling Fixture | Incandescent |  | Standard A Lamp | 2 | 60 | 230722 | Bedroom | 0.0022277
Ceiling Fixture | Incandescent |  | Standard A Lamp | 2 | 60 | 230723 | Bedroom | 0.0022277
Chandelier (Hanging) | Incandescent |  | Standard A Lamp | 1 | 60 | 230724 | Kitchen | 0.0022277
Ceiling Fixture | Compact Fluorescent |  | Twist | 2 | 15 | 230724 | Kitchen | 0.0022277
Ceiling Fixture | Incandescent |  | Standard A Lamp | 2 | 60 | 230724 | Kitchen | 0.0022277
Ceiling Fixture | Incandescent |  | Standard A Lamp | 2 | 60 | 230725 | Laundry Room | 0.0022277
Ceiling Fan | Incandescent |  | Decorative | 3 | 60 | 230726 | Living Room | 0.0022277
Table | Compact Fluorescent |  | Twist | 1 | 22 | 230726 | Living Room | 0.0022277
Ceiling Fixture | Incandescent |  | Standard A Lamp | 2 | 60 | 230727 | Bathroom | 0.0022277
Wall Mount | Compact Fluorescent |  | Twist | 1 | 15 | 230727 | Bathroom | 0.0022277
Ceiling Fixture | Incandescent |  | Standard A Lamp | 2 | 60 | 230728 | Master Bedroom | 0.0022277
Ceiling Fan | Incandescent |  | Decorative | 3 | 60 | 230728 | Master Bedroom | 0.0022277
Table | Incandescent |  | Standard A Lamp | 2 | 60 | 230728 | Master Bedroom | 0.0022277
Table | Incandescent |  | Standard A Lamp | 1 | 60 | 231671 | Other | 0.0015972
Ceiling Fixture | Linear Fluorescent | 48 | T-8 | 2 | 40 | 231671 | Other | 0.0015972
Ceiling Fixture | Incandescent |  | Standard A Lamp | 1 | 60 | 231672 | Bathroom | 0.0015972
Ceiling Fixture | Incandescent |  | Standard A Lamp | 2 | 60 | 231673 | Bedroom | 0.0015972
Table | Incandescent |  | Standard A Lamp | 1 | 60 | 231674 | Bedroom | 0.0015972
Ceiling Fixture | Incandescent |  | Standard A Lamp | 2 | 60 | 231674 | Bedroom | 0.0015972
Table | Incandescent |  | Standard A Lamp | 1 | 60 | 231675 | Bedroom | 0.0015972
Ceiling Fixture | Incandescent |  | Decorative | 3 | 40 | 231675 | Bedroom | 0.0015972
Ceiling Fan | Compact Fluorescent |  | Twist | 3 | 15 | 231676 | Dining Room | 0.0015972
Table | Incandescent |  | Standard A Lamp | 1 | 60 | 231676 | Dining Room | 0.0015972
Ceiling Fixture | Linear Fluorescent | 60 | T-8 | 2 | 60 | 231677 | Garage | 0.0015972
Ceiling Fixture | Compact Fluorescent |  | Twist | 2 | 15 | 231678 | Kitchen | 0.0015972
Ceiling Fixture | Linear Fluorescent | 48 | T-8 | 2 | 40 | 231678 | Kitchen | 0.0015972
Ceiling Fixture | Incandescent |  | Standard A Lamp | 1 | 60 | 231691 | Bathroom | 0.0022277
Wall Mount | Linear Fluorescent | 12 | T-8 | 1 | 20 | 231691 | Bathroom | 0.0022277
Ceiling Fan | Incandescent |  | Mini base | 2 | 60 | 231692 | Bedroom | 0.0022277
Ceiling Fixture | Incandescent |  | Standard A Lamp | 2 | 60 | 231693 | Bedroom | 0.0022277
Table | Incandescent |  | Mini base | 2 | 40 | 231693 | Bedroom | 0.0022277
Ceiling Fan | Incandescent |  | Mini base | 3 | 40 | 231694 | Dining Room | 0.0022277
Ceiling Fixture | Compact Fluorescent |  | Twist | 1 | 15 | 231695 | Kitchen | 0.0022277
Ceiling Fixture | Incandescent |  | Standard A Lamp | 1 | 60 | 231696 | Laundry Room | 0.0022277
Torchiere | Compact Fluorescent |  | Twist | 3 | 15 | 231697 | Living Room | 0.0022277
Table | Compact Fluorescent |  | Twist | 1 | 15 | 231697 | Living Room | 0.0022277
Ceiling Fixture | Incandescent |  | Mini base | 2 | 60 | 231698 | Master Bedroom | 0.0022277
Table | Incandescent |  | Standard A Lamp | 1 | 60 | 231698 | Master Bedroom | 0.0022277
Wall Mount | Incandescent |  | Mini base | 5 | 40 | 231699 | Bathroom | 0.0022277
Ceiling Fixture | Incandescent |  | Standard A Lamp | 1 | 60 | 2316910 | Garage | 0.0022277
Other | Halogen |  | Quartz Tube | 1 | 500 | 2316910 | Garage | 0.0022277
Ceiling Fixture | Linear Fluorescent | 48 | T-12 | 2 | 40 | 2316910 | Garage | 0.0022277
Chandelier (Hanging) | Incandescent |  | Mini base | 3 | 40 | 2316911 | Dining Room | 0.0022277
Ceiling Fixture | Compact Fluorescent |  | Twist | 2 | 15 | 231821 | Kitchen | 0.0056382
Table | Incandescent |  | Standard A Lamp | 1 | 100 | 231822 | Living Room | 0.0056382
Floor lamp | Incandescent |  | Standard A Lamp | 2 | 60 | 231823 | Bedroom | 0.0056382
Wall Mount | Compact Fluorescent |  | Twist | 1 | 15 | 231824 | Bathroom | 0.0056382
Wall Mount | Compact Fluorescent |  | Twist | 1 | 15 | 231825 | Bedroom | 0.0056382
Table | Compact Fluorescent |  | Twist | 1 | 15 | 231826 | Bedroom | 0.0056382
Ceiling Fixture | Incandescent |  | Standard A Lamp | 2 | 60 | 231981 | Bedroom | 0.0015972
Ceiling Fixture | Incandescent |  | Standard A Lamp | 1 | 60 | 231982 | Dining Room | 0.0015972
Ceiling Fixture | Incandescent |  | Standard A Lamp | 1 | 60 | 231983 | Hall | 0.0015972
Ceiling Fixture | Compact Fluorescent |  | Twist | 2 | 15 | 231984 | Kitchen | 0.0015972
Table | Incandescent |  | 3-Way Incandescent | 1 | 100 | 231985 | Living Room | 0.0015972
Table | Compact Fluorescent |  | Twist | 1 | 22 | 231986 | Bedroom | 0.0015972
Ceiling Fixture | Incandescent |  | Standard A Lamp | 2 | 60 | 231986 | Bedroom | 0.0015972
Ceiling Fixture | Incandescent |  | Standard A Lamp | 1 | 60 | 231987 | Bathroom | 0.0015972
Ceiling Fixture | Incandescent |  | Standard A Lamp | 1 | 40 | 232011 | Bathroom | 0.0056382
Wall Mount | Incandescent |  | Standard A Lamp | 2 | 65 | 232011 | Bathroom | 0.0056382
Wall Mount | Compact Fluorescent |  | Twist | 3 | 15 | 232012 | Bathroom | 0.0056382
Ceiling Fixture | Incandescent |  | Reflector | 1 | 75 | 232012 | Bathroom | 0.0056382
Floor lamp | Incandescent |  | Mini base | 5 | 25 | 232013 | Bedroom | 0.0056382
Table | Incandescent |  | Standard A Lamp | 1 | 60 | 232013 | Bedroom | 0.0056382
Ceiling Fixture | Incandescent |  | Standard A Lamp | 1 | 60 | 232014 | Hall | 0.0056382
Ceiling Fixture | Incandescent |  | Standard A Lamp | 1 | 60 | 232015 | Kitchen | 0.0056382
Chandelier (Hanging) | Incandescent |  | Globe | 2 | 60 | 232015 | Kitchen | 0.0056382
Ceiling Fixture | Incandescent |  | Reflector | 3 | 65 | 232016 | Living Room | 0.0056382
Floor lamp | Incandescent |  | Standard A Lamp | 2 | 60 | 232016 | Living Room | 0.0056382
Ceiling Fan | Incandescent |  | Standard A Lamp | 4 | 60 | 232017 | Master Bedroom | 0.0056382
Ceiling Fixture | Incandescent |  | Standard A Lamp | 4 | 40 | 232101 | Bathroom | 0.0042651
Ceiling Fixture | Compact Fluorescent |  | A shape bulb | 2 | 22 | 232101 | Bathroom | 0.0042651
Ceiling Fixture | Incandescent |  | Standard A Lamp | 2 | 40 | 232102 | Bathroom | 0.0042651
Ceiling Fixture | Compact Fluorescent |  | A shape bulb | 4 | 22 | 232102 | Bathroom | 0.0042651
Ceiling Fixture | Linear Fluorescent | 42 | T-12 | 2 | 20 | 232103 | Other | 0.0042651
Ceiling Fan | Incandescent |  | Standard A Lamp | 2 | 40 | 232104 | Family Room | 0.0042651
Ceiling Fan | Compact Fluorescent |  | A shape bulb | 1 | 22 | 232104 | Family Room | 0.0042651
Table | Compact Fluorescent |  | Twist | 1 | 15 | 232104 | Family Room | 0.0042651
Ceiling Fixture | Incandescent |  | Standard A Lamp | 1 | 40 | 232105 | Hall | 0.0042651
Chandelier (Hanging) | Compact Fluorescent |  | Twist | 5 | 15 | 232106 | Kitchen | 0.0042651
Ceiling Fixture | Compact Fluorescent |  | Circline (Screw Base) | 1 | 22 | 232106 | Kitchen | 0.0042651
Ceiling Fan | Incandescent |  | Clear | 1 | 25 | 232106 | Kitchen | 0.0042651
Ceiling Fixture | Compact Fluorescent |  | A shape bulb | 3 | 22 | 232107 | Laundry Room | 0.0042651
Table | Incandescent |  | Standard A Lamp | 1 | 40 | 232108 | Master Bedroom | 0.0042651
Ceiling Fan | Incandescent |  | Decorative | 1 | 40 | 232108 | Master Bedroom | 0.0042651
Table | Incandescent |  | Standard A Lamp | 1 | 40 | 232109 | Living Room | 0.0042651
Table | Compact Fluorescent |  | Twist | 1 | 15 | 232109 | Living Room | 0.0042651
Table | Incandescent |  | Mini base | 3 | 5 | 232109 | Living Room | 0.0042651
Ceiling Fixture | Incandescent |  | Standard A Lamp | 1 | 60 | 232151 | Bedroom | 0.0042651
Table | Incandescent |  | Standard A Lamp | 1 | 40 | 232151 | Bedroom | 0.0042651
Table | Incandescent |  | Decorative | 1 | 25 | 232151 | Bedroom | 0.0042651
Ceiling Fixture | Incandescent |  | Globe | 4 | 40 | 232152 | Dining Room | 0.0042651
Ceiling Fixture | Incandescent |  | Standard A Lamp | 1 | 60 | 232153 | Closet | 0.0042651
Recessed - other | Linear Fluorescent | 60 | T-12 | 2 | 40 | 232154 | Kitchen | 0.0042651
Chandelier (Hanging) | Incandescent |  | Standard A Lamp | 1 | 100 | 232154 | Kitchen | 0.0042651
Ceiling Fixture | Incandescent |  | Standard A Lamp | 1 | 60 | 232155 | Laundry Room | 0.0042651
Table | Incandescent |  | Standard A Lamp | 1 | 40 | 232155 | Laundry Room | 0.0042651
Table | Incandescent |  | Standard A Lamp | 1 | 60 | 232156 | Living Room | 0.0042651
Table | Incandescent |  | Standard A Lamp | 3 | 40 | 232156 | Living Room | 0.0042651
Floor lamp | Incandescent |  | Standard A Lamp | 1 | 90 | 232156 | Living Room | 0.0042651
Ceiling Fan | Incandescent |  | Standard A Lamp | 4 | 60 | 232156 | Living Room | 0.0042651
Ceiling Fixture | Incandescent |  | Mini base | 4 | 25 | 232157 | Bathroom | 0.0042651
Ceiling Fixture | Incandescent |  | Standard A Lamp | 1 | 60 | 232157 | Bathroom | 0.0042651
Ceiling Fixture | Incandescent |  | Standard A Lamp | 1 | 60 | 232158 | Bathroom | 0.0042651
Wall Mount | Incandescent |  | Mini base | 4 | 25 | 232158 | Bathroom | 0.0042651
Table | Incandescent |  | Standard A Lamp | 1 | 100 | 232159 | Master Bedroom | 0.0042651
Table | Incandescent |  | Standard A Lamp | 1 | 40 | 232159 | Master Bedroom | 0.0042651
Ceiling Fixture | Incandescent |  | Standard A Lamp | 1 | 60 | 2321510 | Closet | 0.0042651
Ceiling Fixture | Incandescent |  | Standard A Lamp | 1 | 75 | 2321511 | Office | 0.0042651
Table | Incandescent |  | Standard A Lamp | 1 | 60 | 2321511 | Office | 0.0042651
Table | Incandescent |  | 3-Way Incandescent | 1 | 100 | 2321511 | Office | 0.0042651
Low bay | Linear Fluorescent | 48 | T-12 | 2 | 25 | 2321512 | Garage | 0.0042651
Ceiling Fixture | Incandescent |  | Globe | 1 | 75 | 232551 | Master Bedroom | 0.0053603
Table | Compact Fluorescent |  | Twist | 1 | 15 | 232551 | Master Bedroom | 0.0053603
Table | Incandescent |  | Standard A Lamp | 1 | 40 | 232551 | Master Bedroom | 0.0053603
Wall Mount | Incandescent |  | Standard A Lamp | 5 | 40 | 232552 | Bathroom | 0.0053603
Ceiling Fan | Compact Fluorescent |  | Twist | 3 | 15 | 232553 | Living Room | 0.0053603
Wall Mount | Incandescent |  | Standard A Lamp | 5 | 40 | 232554 | Bathroom | 0.0053603
Ceiling Fixture | Compact Fluorescent |  | Twist | 1 | 15 | 232555 | Laundry Room | 0.0053603
Ceiling Fixture | Incandescent |  | Globe | 1 | 75 | 232556 | Bedroom | 0.0053603
Table | Compact Fluorescent |  | Twist | 1 | 22 | 232556 | Bedroom | 0.0053603
Ceiling Fixture | Incandescent |  | Globe | 1 | 75 | 232557 | Bedroom | 0.0053603
Ceiling Fixture | Linear Fluorescent | 48 | T-12 | 2 | 40 | 232558 | Kitchen | 0.0053603
Track | Incandescent |  | Reflector | 4 | 65 | 233251 | Bathroom | 0.0039154
Ceiling Fixture | Incandescent |  | Standard A Lamp | 2 | 60 | 233251 | Bathroom | 0.0039154
Track | Incandescent |  | Reflector | 3 | 60 | 233252 | Bathroom | 0.0039154
Ceiling Fixture | Incandescent |  | Standard A Lamp | 2 | 60 | 233253 | Bedroom | 0.0039154
Ceiling Fixture | Incandescent |  | Standard A Lamp | 2 | 60 | 233254 | Bedroom | 0.0039154
Chandelier (Hanging) | Incandescent |  | Standard A Lamp | 2 | 60 | 233255 | Dining Room | 0.0039154
Ceiling Fixture | Compact Fluorescent |  | Twist | 1 | 15 | 233255 | Dining Room | 0.0039154
Ceiling Fixture | Incandescent |  | Standard A Lamp | 1 | 60 | 233256 | Hall | 0.0039154
Ceiling Fixture | Incandescent |  | Standard A Lamp | 2 | 60 | 233257 | Bedroom | 0.0039154
Table | Incandescent |  | Standard A Lamp | 1 | 60 | 233257 | Bedroom | 0.0039154
Ceiling Fixture | Linear Fluorescent | 42 | T-12 | 2 | 32 | 233258 | Kitchen | 0.0039154
Ceiling Fixture | Linear Fluorescent | 24 | T-8 | 2 | 20 | 233258 | Kitchen | 0.0039154
Ceiling Fixture | Incandescent |  | Heat Lamp | 1 | 150 | 233259 | Other | 0.0039154
Table | Compact Fluorescent |  | Straight Tube | 1 | 15 | 2332510 | Living Room | 0.0039154
Ceiling Fixture | Incandescent |  | Standard A Lamp | 1 | 60 | 2332510 | Living Room | 0.0039154
Ceiling Fixture | Incandescent |  | Standard A Lamp | 1 | 60 | 2332511 | Closet | 0.0039154
Ceiling Fixture | Linear Fluorescent | 42 | T-12 | 2 | 32 | 2332512 | Other | 0.0039154
Ceiling Fixture | Linear Fluorescent | 96 | T-12 | 2 | 100 | 2332512 | Other | 0.0039154
Ceiling Fixture | Incandescent |  | Twist | 2 | 40 | 233321 | Bathroom | 0.0056382
Ceiling Fixture | Incandescent |  | Standard A Lamp | 2 | 40 | 233322 | Bedroom | 0.0056382
Table | Incandescent |  | Standard A Lamp | 1 | 60 | 233322 | Bedroom | 0.0056382
Floor lamp | Compact Fluorescent |  | Twist | 1 | 13 | 233323 | Family Room | 0.0056382
Table | Incandescent |  | Decorative | 1 | 40 | 233323 | Family Room | 0.0056382
Ceiling Fixture | Incandescent |  | Standard A Lamp | 2 | 40 | 233324 | Hall | 0.0056382
Ceiling Fixture | Compact Fluorescent |  | Twist | 2 | 13 | 233325 | Kitchen | 0.0056382
Wall Mount | Incandescent |  | Globe | 4 | 40 | 233401 | Bathroom | 0.0042651
Chandelier (Hanging) | Incandescent |  | Decorative | 5 | 40 | 233402 | Dining Room | 0.0042651
Ceiling Fixture | Compact Fluorescent |  | Twist | 1 | 22 | 233403 | Hall | 0.0042651
Ceiling Fixture | Incandescent |  | Standard A Lamp | 1 | 60 | 233404 | Kitchen | 0.0042651
Ceiling Fixture | Incandescent |  | Standard A Lamp | 1 | 60 | 233405 | Laundry Room | 0.0042651
Table | Compact Fluorescent |  | Twist | 1 | 15 | 233406 | Living Room | 0.0042651
Floor lamp | Compact Fluorescent |  | Twist | 1 | 28 | 233406 | Living Room | 0.0042651
Ceiling Fixture | Incandescent |  | Standard A Lamp | 1 | 60 | 233406 | Living Room | 0.0042651
Table | Compact Fluorescent |  | Twist | 1 | 15 | 233407 | Master Bedroom | 0.0042651
Wall Mount | Incandescent |  | Globe | 4 | 40 | 233408 | Bathroom | 0.0042651
Table | Compact Fluorescent |  | Twist | 1 | 15 | 233409 | Office | 0.0042651
Table | Incandescent |  | Mini base | 1 | 25 | 233409 | Office | 0.0042651
Table | Incandescent |  | Standard A Lamp | 1 | 100 | 2334010 | Bedroom | 0.0042651
Floor lamp | Incandescent |  | Standard A Lamp | 1 | 100 | 2334010 | Bedroom | 0.0042651
Ceiling Fixture | Incandescent |  | Standard A Lamp | 2 | 60 | 233411 | Bedroom | 0.0022277
Ceiling Fixture | Linear Fluorescent | 48 | T-12 | 2 | 40 | 233412 | Garage | 0.0022277
Ceiling Fixture | Incandescent |  | Standard A Lamp | 2 | 60 | 233412 | Garage | 0.0022277
Ceiling Fixture | Incandescent |  | Standard A Lamp | 2 | 60 | 233413 | Laundry Room | 0.0022277
Ceiling Fixture | Incandescent |  | Standard A Lamp | 2 | 60 | 233414 | Master Bedroom | 0.0022277
Table | Incandescent |  | Standard A Lamp | 1 | 60 | 233415 | Living Room | 0.0022277
Table | Incandescent |  | Standard A Lamp | 1 | 60 | 233415 | Living Room | 0.0022277
Ceiling Fixture | Incandescent |  | Standard A Lamp | 2 | 60 | 233415 | Living Room | 0.0022277
Chandelier (Hanging) | Incandescent |  | Decorative | 1 | 60 | 233415 | Living Room | 0.0022277
Ceiling Fixture | Incandescent |  | Standard A Lamp | 1 | 60 | 233416 | Bathroom | 0.0022277
Wall Mount | Incandescent |  | Decorative | 6 | 40 | 233416 | Bathroom | 0.0022277
Ceiling Fixture | Incandescent |  | Standard A Lamp | 2 | 60 | 233417 | Kitchen | 0.0022277
Ceiling Fixture | Incandescent |  | Standard A Lamp | 1 | 60 | 233417 | Kitchen | 0.0022277
Ceiling Fixture | Incandescent |  | Standard A Lamp | 1 | 60 | 233418 | Bathroom | 0.0022277
Wall Mount | Incandescent |  | Globe | 4 | 40 | 233418 | Bathroom | 0.0022277
Wall Mount | Incandescent |  | Globe | 4 | 40 | 233419 | Bathroom | 0.0022277
Ceiling Fixture | Incandescent |  | Standard A Lamp | 2 | 60 | 2334110 | Bedroom | 0.0022277
Ceiling Fixture | Incandescent |  | Standard A Lamp | 1 | 60 | 233621 | Bathroom | 0.0053603
Ceiling Fixture | Incandescent |  | Standard A Lamp | 1 | 60 | 233622 | Bedroom | 0.0053603
Ceiling Fixture | Incandescent |  | Standard A Lamp | 2 | 60 | 233623 | Closet | 0.0053603
Ceiling Fixture | Incandescent |  | Standard A Lamp | 2 | 60 | 233624 | Dining Room | 0.0053603
Ceiling Fixture | Incandescent |  | Standard A Lamp | 1 | 75 | 233625 | Hall | 0.0053603
Ceiling Fixture | Incandescent |  | Standard A Lamp | 3 | 60 | 233626 | Kitchen | 0.0053603
Ceiling Fixture | Compact Fluorescent |  | Twist | 1 | 15 | 233626 | Kitchen | 0.0053603
Architectural | Incandescent |  | Decorative | 1 | 25 | 233626 | Kitchen | 0.0053603
Ceiling Fixture | Incandescent |  | Standard A Lamp | 1 | 60 | 233627 | Laundry Room | 0.0053603
Floor lamp | Incandescent |  | Standard A Lamp | 1 | 75 | 233628 | Living Room | 0.0053603
Table | Incandescent |  | Standard A Lamp | 1 | 75 | 233629 | Bedroom | 0.0053603
Table | Incandescent |  | Standard A Lamp | 1 | 100 | 233629 | Bedroom | 0.0053603
Ceiling Fixture | Incandescent |  | Standard A Lamp | 2 | 60 | 2336210 | Bathroom | 0.0053603
Ceiling Fan | Incandescent |  | Standard A Lamp | 3 | 40 | 2336211 | Bedroom | 0.0053603
Chandelier (Hanging) | Incandescent |  | Standard A Lamp | 2 | 60 | 233971 | Bathroom | 0.0015972
Ceiling Fixture | Incandescent |  | Standard A Lamp | 1 | 60 | 233971 | Bathroom | 0.0015972
Wall Mount | Incandescent |  | Standard A Lamp | 2 | 60 | 233972 | Bathroom | 0.0015972
Ceiling Fixture | Incandescent |  | Standard A Lamp | 2 | 60 | 233973 | Bedroom | 0.0015972
Table | Incandescent |  | Standard A Lamp | 1 | 40 | 233973 | Bedroom | 0.0015972
Wall Mount | Incandescent |  | Standard A Lamp | 1 | 40 | 233974 | Hall | 0.0015972
Wall Mount | Incandescent |  | Standard A Lamp | 1 | 60 | 233975 | Kitchen | 0.0015972
Chandelier (Hanging) | Incandescent |  | Decorative | 4 | 40 | 233975 | Kitchen | 0.0015972
Ceiling Fixture | Linear Fluorescent | 24 | T-8 | 1 | 32 | 233976 | Laundry Room | 0.0015972
Floor lamp | Incandescent |  | Standard A Lamp | 2 | 60 | 233977 | Living Room | 0.0015972
Table | Compact Fluorescent |  | Twist | 1 | 22 | 233977 | Living Room | 0.0015972
Wall Mount | Incandescent |  | Decorative | 1 | 60 | 233978 | Master Bedroom | 0.0015972
Table | Compact Fluorescent |  | Twist | 1 | 15 | 233978 | Master Bedroom | 0.0015972
Ceiling Fixture | Incandescent |  | Standard A Lamp | 1 | 40 | 234571 | Bathroom | 0.0015972
Wall Mount | Incandescent |  | Clear | 6 | 40 | 234572 | Bathroom | 0.0015972
Floor lamp | Linear Fluorescent | 72 | Fluorescent Unknown | 1 | 20 | 234572 | Bathroom | 0.0015972
Wall Mount | Incandescent |  | Standard A Lamp | 2 | 40 | 234572 | Bathroom | 0.0015972
Ceiling Fixture | Incandescent |  | Standard A Lamp | 1 | 40 | 234572 | Bathroom | 0.0015972
Ceiling Fixture | Incandescent |  | Standard A Lamp | 2 | 40 | 234573 | Bedroom | 0.0015972
Ceiling Fixture | Incandescent |  | Standard A Lamp | 2 | 40 | 234574 | Bedroom | 0.0015972
Ceiling Fan | Incandescent |  | Standard A Lamp | 4 | 40 | 234575 | Family Room | 0.0015972
Ceiling Fixture | Incandescent |  | Standard A Lamp | 2 | 40 | 234575 | Family Room | 0.0015972
Ceiling Fixture | Incandescent |  | Standard A Lamp | 2 | 40 | 234576 | Kitchen | 0.0015972
Ceiling Fixture | Incandescent |  | Standard A Lamp | 2 | 40 | 234577 | Laundry Room | 0.0015972
Ceiling Fixture | Incandescent |  | Standard A Lamp | 2 | 40 | 234711 | Bathroom | 0.0015972
Ceiling Fixture | Incandescent |  | Standard A Lamp | 2 | 40 | 234712 | Bedroom | 0.0015972
Chandelier (Hanging) | Compact Fluorescent |  | Twist | 5 | 15 | 234713 | Dining Room | 0.0015972
Ceiling Fixture | Incandescent |  | Standard A Lamp | 1 | 40 | 234714 | Hall | 0.0015972
Wall Mount | Incandescent |  | Standard A Lamp | 1 | 25 | 234715 | Hall | 0.0015972
Ceiling Fixture | Incandescent |  | Standard A Lamp | 1 | 40 | 234715 | Hall | 0.0015972
Table | Incandescent |  | 3-Way Incandescent | 1 | 100 | 234716 | Living Room | 0.0015972
Ceiling Fan | Incandescent |  | Clear | 3 | 40 | 234716 | Living Room | 0.0015972
Wall Mount | Incandescent |  | Clear | 4 | 40 | 234717 | Bathroom | 0.0015972
Ceiling Fixture | Incandescent |  | 3-Way Incandescent | 3 | 40 | 234718 | Master Bedroom | 0.0015972
Table | Incandescent |  | Standard A Lamp | 1 | 25 | 234718 | Master Bedroom | 0.0015972
Ceiling Fixture | Incandescent |  | Standard A Lamp | 1 | 60 | 234719 | Closet | 0.0015972
Ceiling Fixture | Incandescent |  | Standard A Lamp | 1 | 40 | 2347110 | Other | 0.0015972
Ceiling Fixture | Incandescent |  | Standard A Lamp | 1 | 40 | 234721 | Bedroom | 0.0042651
Table | Incandescent |  | Standard A Lamp | 1 | 60 | 234721 | Bedroom | 0.0042651
Table | Incandescent |  | Mini base | 1 | 25 | 234721 | Bedroom | 0.0042651
Ceiling Fixture | Incandescent |  | Standard A Lamp | 1 | 60 | 234722 | Bedroom | 0.0042651
Track | Incandescent |  | Standard A Lamp | 3 | 75 | 234723 | Bathroom | 0.0042651
Ceiling Fixture | Incandescent |  | Standard A Lamp | 2 | 60 | 234723 | Bathroom | 0.0042651
Other | Incandescent |  | Mini base | 1 | 5 | 234723 | Bathroom | 0.0042651
Ceiling Fixture | Incandescent |  | Standard A Lamp | 2 | 60 | 234724 | Garage | 0.0042651
Garage door opener | Incandescent |  | Standard A Lamp | 1 | 60 | 234724 | Garage | 0.0042651
Ceiling Fixture | Incandescent |  | Standard A Lamp | 1 | 60 | 234725 | Hall | 0.0042651
Ceiling Fixture | Linear Fluorescent | 24 | T-8 | 2 | 20 | 234726 | Kitchen | 0.0042651
Chandelier (Hanging) | Incandescent |  | Standard A Lamp | 1 | 90 | 234726 | Kitchen | 0.0042651
Ceiling Fixture | Incandescent |  | Standard A Lamp | 1 | 60 | 234726 | Kitchen | 0.0042651
Other | Incandescent |  | Standard A Lamp | 1 | 60 | 234726 | Kitchen | 0.0042651
Ceiling Fan | Incandescent |  | Standard A Lamp | 5 | 60 | 234727 | Living Room | 0.0042651
Torchiere | Halogen |  | Quartz Tube | 1 | 75 | 234727 | Living Room | 0.0042651
Ceiling Fixture | Incandescent |  | Standard A Lamp | 1 | 60 | 234728 | Master Bedroom | 0.0042651
Table | Incandescent |  | Standard A Lamp | 1 | 40 | 234728 | Master Bedroom | 0.0042651
Ceiling Fixture | Linear Fluorescent | 48 | T-12 | 2 | 32 | 234729 | Bathroom | 0.0042651
Wall Mount | Incandescent |  | Standard A Lamp | 1 | 40 | 2347210 | Closet | 0.0042651
Ceiling Fixture | Linear Fluorescent | 48 | T-12 | 2 | 40 | 2347211 | Other | 0.0042651
Ceiling Fixture | Incandescent |  | Standard A Lamp | 2 | 60 | 234811 | Bedroom | 0.0039154
Torchiere | Incandescent |  | Standard A Lamp | 1 | 60 | 234811 | Bedroom | 0.0039154
Table | Compact Fluorescent |  | Twist | 1 | 15 | 234811 | Bedroom | 0.0039154
Wall Mount | Incandescent |  | Clear | 4 | 40 | 234812 | Bathroom | 0.0039154
Ceiling Fixture | Incandescent |  | Standard A Lamp | 1 | 60 | 234813 | Closet | 0.0039154
Ceiling Fixture | Incandescent |  | Standard A Lamp | 4 | 60 | 234814 | Dining Room | 0.0039154
Ceiling Fixture | Linear Fluorescent | 42 | T-12 | 2 | 20 | 234815 | Garage | 0.0039154
Torchiere | Incandescent |  | Standard A Lamp | 1 | 150 | 234815 | Garage | 0.0039154
Torchiere | Compact Fluorescent |  | Twist | 1 | 15 | 234815 | Garage | 0.0039154
Ceiling Fixture | Incandescent |  | Standard A Lamp | 1 | 60 | 234816 | Hall | 0.0039154
Ceiling Fixture | Incandescent |  | Standard A Lamp | 1 | 60 | 234817 | Kitchen | 0.0039154
Ceiling Fixture | Linear Fluorescent | 42 | T-12 | 2 | 32 | 234817 | Kitchen | 0.0039154
Recessed Can | Incandescent |  | Reflector | 1 | 40 | 234817 | Kitchen | 0.0039154
Ceiling Fixture | Incandescent |  | Standard A Lamp | 1 | 60 | 234818 | Laundry Room | 0.0039154
Wall Mount | Linear Fluorescent | 18 | T-8 | 3 | 16 | 234818 | Laundry Room | 0.0039154
Table | Incandescent |  | Standard A Lamp | 1 | 150 | 234819 | Living Room | 0.0039154
Table | Compact Fluorescent |  | Twist | 1 | 15 | 234819 | Living Room | 0.0039154
Ceiling Fixture | Incandescent |  | Standard A Lamp | 1 | 60 | 234819 | Living Room | 0.0039154
Torchiere | Incandescent |  | Decorative | 1 | 40 | 234819 | Living Room | 0.0039154
Table | Incandescent |  | Standard A Lamp | 2 | 60 | 234819 | Living Room | 0.0039154
Table | Incandescent |  | Standard A Lamp | 1 | 60 | 2348110 | Master Bedroom | 0.0039154
Torchiere | Incandescent |  | Standard A Lamp | 1 | 100 | 2348110 | Master Bedroom | 0.0039154
Wall Mount | Incandescent |  | Clear | 8 | 40 | 2348111 | Bathroom | 0.0039154
Ceiling Fixture | Incandescent |  | Standard A Lamp | 1 | 60 | 2348111 | Bathroom | 0.0039154
Ceiling Fixture | Incandescent |  | Standard A Lamp | 1 | 60 | 2348112 | Closet | 0.0039154
Table | Incandescent |  | Standard A Lamp | 1 | 100 | 2348113 | Office | 0.0039154
Table | Incandescent |  | Decorative | 2 | 60 | 2348113 | Office | 0.0039154
Torchiere | Compact Fluorescent |  | Twist | 1 | 15 | 2348113 | Office | 0.0039154
Ceiling Fixture | Incandescent |  | Standard A Lamp | 2 | 60 | 2348113 | Office | 0.0039154
Wall Mount | Incandescent |  | Globe | 3 | 40 | 234901 | Bathroom | 0.0042651
Wall Mount | Incandescent |  | Mini base | 4 | 25 | 234901 | Bathroom | 0.0042651
Ceiling Fixture | Compact Fluorescent |  | Twist | 1 | 15 | 234901 | Bathroom | 0.0042651
Wall Mount | Incandescent |  | Standard A Lamp | 1 | 60 | 234902 | Master Bedroom | 0.0042651
Table | Incandescent |  | Decorative | 1 | 25 | 234902 | Master Bedroom | 0.0042651
Wall Mount | Incandescent |  | Standard A Lamp | 3 | 60 | 234903 | Master Bedroom | 0.0042651
Wall Mount | Incandescent |  | Standard A Lamp | 3 | 60 | 234904 | Bedroom | 0.0042651
Wall Mount | Compact Fluorescent |  | Twist | 2 | 15 | 234905 | Hall | 0.0042651
Ceiling Fixture | Incandescent |  | Standard A Lamp | 3 | 60 | 234906 | Kitchen | 0.0042651
Architectural | Linear Fluorescent | 12 | T-4 | 1 | 16 | 234906 | Kitchen | 0.0042651
Table | Incandescent |  | 3-Way Incandescent | 1 | 100 | 234907 | Living Room | 0.0042651
Table | Incandescent |  | Standard A Lamp | 1 | 60 | 234907 | Living Room | 0.0042651
Ceiling Fan | Incandescent |  | Standard A Lamp | 3 | 60 | 234907 | Living Room | 0.0042651
Wall Mount | Incandescent |  | Globe | 3 | 40 | 234908 | Bathroom | 0.0042651
Table | Incandescent |  | Standard A Lamp | 1 | 40 | 234909 | Office | 0.0042651
Table | Halogen |  | PAR | 1 | 50 | 234909 | Office | 0.0042651
Ceiling Fixture | Incandescent |  | Standard A Lamp | 2 | 60 | 234971 | Bathroom | 0.0015972
Wall Mount | Incandescent |  | Standard A Lamp | 3 | 60 | 234972 | Bathroom | 0.0015972
Wall Mount | Incandescent |  | Standard A Lamp | 1 | 40 | 234973 | Bedroom | 0.0015972
Ceiling Fixture | Incandescent |  | Standard A Lamp | 1 | 60 | 234974 | Hall | 0.0015972
Ceiling Fixture | Incandescent |  | Standard A Lamp | 1 | 60 | 234975 | Kitchen | 0.0015972
Floor lamp | Incandescent |  | Standard A Lamp | 2 | 40 | 234976 | Living Room | 0.0015972
Table | Incandescent |  | Standard A Lamp | 1 | 60 | 234976 | Living Room | 0.0015972
Wall Mount | Incandescent |  | Standard A Lamp | 1 | 40 | 234976 | Living Room | 0.0015972
Wall Mount | Incandescent |  | Standard A Lamp | 1 | 60 | 234977 | Office | 0.0015972
Table | Incandescent |  | Standard A Lamp | 1 | 60 | 234977 | Office | 0.0015972
Wall Mount | Incandescent |  | Standard A Lamp | 4 | 40 | 235251 | Bathroom | 0.0015972
Wall Mount | Incandescent |  | Standard A Lamp | 1 | 60 | 235252 | Bedroom | 0.0015972
Table | Incandescent |  | Decorative | 1 | 25 | 235252 | Bedroom | 0.0015972
Ceiling Fixture | Compact Fluorescent |  | Twist | 2 | 15 | 235254 | Kitchen | 0.0015972
Ceiling Fixture | Incandescent |  | Standard A Lamp | 2 | 60 | 235254 | Kitchen | 0.0015972
Wall Mount | Incandescent |  | Standard A Lamp | 1 | 25 | 235254 | Kitchen | 0.0015972
Wall Mount | Compact Fluorescent |  | Twist | 1 | 15 | 235255 | Laundry Room | 0.0015972
Table | Incandescent |  | Standard A Lamp | 1 | 60 | 235255 | Laundry Room | 0.0015972
Table | Incandescent |  | 3-Way Incandescent | 1 | 75 | 235256 | Living Room | 0.0015972
Table | Incandescent |  | Standard A Lamp | 1 | 100 | 235256 | Living Room | 0.0015972
Floor lamp | Incandescent |  | Standard A Lamp | 3 | 60 | 235256 | Living Room | 0.0015972
Wall Mount | Incandescent |  | Standard A Lamp | 1 | 60 | 235256 | Living Room | 0.0015972
Table | Incandescent |  | Clear | 1 | 40 | 235256 | Living Room | 0.0015972
Wall Mount | Incandescent |  | Globe | 3 | 60 | 235601 | Bathroom | 0.0039154
Ceiling Fan | Compact Fluorescent |  | Twist | 3 | 15 | 235602 | Bedroom | 0.0039154
Chandelier (Hanging) | Compact Fluorescent |  | Twist | 6 | 15 | 235603 | Dining Room | 0.0039154
Ceiling Fixture | Incandescent |  | Decorative | 1 | 60 | 235604 | Hall | 0.0039154
Ceiling Fixture | Compact Fluorescent |  | Twist | 1 | 15 | 235605 | Kitchen | 0.0039154
Torchiere | Compact Fluorescent |  | Twist | 1 | 15 | 235606 | Living Room | 0.0039154
Wall Mount | Compact Fluorescent |  | Globe | 6 | 28 | 235607 | Bathroom | 0.0039154
Ceiling Fan | Compact Fluorescent |  | Twist | 3 | 15 | 235608 | Master Bedroom | 0.0039154
Ceiling Fan | Compact Fluorescent |  | Twist | 3 | 15 | 235609 | Bedroom | 0.0039154
Ceiling Fixture | Incandescent |  | Standard A Lamp | 1 | 60 | 236131 | Bathroom | 0.0022277
Ceiling Fixture | Compact Fluorescent |  | Twist | 2 | 22 | 236132 | Bedroom | 0.0022277
Chandelier (Hanging) | Incandescent |  | Globe | 5 | 40 | 236133 | Dining Room | 0.0022277
Ceiling Fixture | Incandescent |  | Standard A Lamp | 1 | 40 | 236134 | Hall | 0.0022277
Ceiling Fixture | Compact Fluorescent |  | Twist | 3 | 22 | 236135 | Kitchen | 0.0022277
Ceiling Fixture | Incandescent |  | Standard A Lamp | 1 | 60 | 236135 | Kitchen | 0.0022277
Ceiling Fixture | Incandescent |  | Standard A Lamp | 1 | 40 | 236136 | Laundry Room | 0.0022277
Wall Mount | Incandescent |  | Globe | 6 | 60 | 236137 | Bathroom | 0.0022277
Ceiling Fixture | Incandescent |  | Standard A Lamp | 2 | 40 | 236138 | Bedroom | 0.0022277
Table | Incandescent |  | Decorative | 3 | 60 | 236138 | Bedroom | 0.0022277
Table | Incandescent |  | Decorative | 3 | 60 | 236139 | Living Room | 0.0022277
Table | Incandescent |  | Standard A Lamp | 1 | 150 | 236139 | Living Room | 0.0022277
Ceiling Fixture | Incandescent |  | Standard A Lamp | 2 | 40 | 236139 | Living Room | 0.0022277
Ceiling Fixture | Incandescent |  | Standard A Lamp | 2 | 100 | 2361310 | Bedroom | 0.0022277
Ceiling Fan | Incandescent |  | Globe | 4 | 40 | 236141 | Living Room | 0.0053603
Ceiling Fixture | Incandescent |  | Standard A Lamp | 2 | 60 | 236141 | Living Room | 0.0053603
Table | Incandescent |  | Decorative | 1 | 40 | 236141 | Living Room | 0.0053603
Table | Incandescent |  | Clear | 1 | 100 | 236141 | Living Room | 0.0053603
Ceiling Fixture | Incandescent |  | Standard A Lamp | 2 | 60 | 236142 | Master Bedroom | 0.0053603
Table | Incandescent |  | Standard A Lamp | 1 | 25 | 236142 | Master Bedroom | 0.0053603
Ceiling Fixture | Linear Fluorescent | 48 | T-12 | 2 | 40 | 236143 | Other | 0.0053603
Wall Mount | Incandescent |  | Clear | 1 | 60 | 236144 | Bedroom | 0.0053603
Wall Mount | Incandescent |  | Clear | 2 | 60 | 236145 | Bathroom | 0.0053603
Table | Incandescent |  | Standard A Lamp | 1 | 25 | 236146 | Office | 0.0053603
Wall Mount | Incandescent |  | Clear | 1 | 60 | 236146 | Office | 0.0053603
Chandelier (Hanging) | Incandescent |  | Clear | 2 | 60 | 236147 | Kitchen | 0.0053603
Floor lamp | Incandescent |  | Mini base | 1 | 25 | 236147 | Kitchen | 0.0053603
Recessed Can | Incandescent |  | Clear | 1 | 60 | 236147 | Kitchen | 0.0053603
Architectural | Linear Fluorescent | 24 | T-8 | 1 | 16 | 236147 | Kitchen | 0.0053603
Ceiling Fixture | Incandescent |  | Standard A Lamp | 2 | 100 | 236411 | Bedroom | 0.0022277
Table | Incandescent |  | Standard A Lamp | 1 | 100 | 236411 | Bedroom | 0.0022277
Ceiling Fixture | Incandescent |  | Standard A Lamp | 2 | 100 | 236412 | Bedroom | 0.0022277
Ceiling Fixture | Incandescent |  | Standard A Lamp | 2 | 100 | 236413 | Bathroom | 0.0022277
Table | Incandescent |  | Standard A Lamp | 1 | 100 | 236414 | Family Room | 0.0022277
Ceiling Fixture | Incandescent |  | Standard A Lamp | 2 | 100 | 236415 | Other | 0.0022277
Ceiling Fixture | Incandescent |  | Standard A Lamp | 2 | 100 | 236416 | Laundry Room | 0.0022277
Ceiling Fixture | Incandescent |  | Standard A Lamp | 2 | 100 | 236417 | Kitchen | 0.0022277
Chandelier (Hanging) | Incandescent |  | Standard A Lamp | 1 | 100 | 236417 | Kitchen | 0.0022277
Ceiling Fixture | Incandescent |  | Standard A Lamp | 2 | 100 | 236418 | Master Bedroom | 0.0022277
Table | Incandescent |  | Standard A Lamp | 1 | 100 | 236418 | Master Bedroom | 0.0022277
Ceiling Fixture | Incandescent |  | Standard A Lamp | 2 | 100 | 236419 | Bathroom | 0.0022277
Table | Incandescent |  | Standard A Lamp | 1 | 100 | 2364110 | Living Room | 0.0022277
Ceiling Fan | Incandescent |  | Standard A Lamp | 2 | 100 | 2364110 | Living Room | 0.0022277
Ceiling Fixture | Incandescent |  | Standard A Lamp | 1 | 100 | 2364110 | Living Room | 0.0022277
Chandelier (Hanging) | Incandescent |  | Decorative | 5 | 60 | 2364111 | Dining Room | 0.0022277
Ceiling Fixture | Incandescent |  | Standard A Lamp | 2 | 100 | 2364112 | Bathroom | 0.0022277
Table | Incandescent |  | Standard A Lamp | 1 | 100 | 2364112 | Bathroom | 0.0022277
Wall Mount | Incandescent |  | Standard A Lamp | 2 | 15 | 236501 | Bathroom | 0.0015972
Ceiling Fixture | Incandescent |  | Standard A Lamp | 1 | 75 | 236502 | Bathroom | 0.0015972
Ceiling Fixture | Incandescent |  | Standard A Lamp | 1 | 75 | 236503 | Bedroom | 0.0015972
Ceiling Fixture | Incandescent |  | Standard A Lamp | 2 | 60 | 236504 | Bedroom | 0.0015972
Ceiling Fixture | Incandescent |  | Standard A Lamp | 1 | 100 | 236506 | Hall | 0.0015972
Ceiling Fixture | Incandescent |  | Standard A Lamp | 1 | 60 | 236507 | Hall | 0.0015972
Ceiling Fixture | Incandescent |  | Standard A Lamp | 3 | 60 | 236508 | Kitchen | 0.0015972
Ceiling Fan | Incandescent |  | Standard A Lamp | 2 | 60 | 236508 | Kitchen | 0.0015972
Ceiling Fixture | Incandescent |  | Standard A Lamp | 1 | 60 | 236509 | Laundry Room | 0.0015972
Ceiling Fixture | Incandescent |  | Standard A Lamp | 1 | 60 | 2365010 | Living Room | 0.0015972
Ceiling Fixture | Incandescent |  | Standard A Lamp | 1 | 60 | 2365011 | Office | 0.0015972
Wall Mount | Incandescent |  | Clear | 3 | 40 | 236581 | Bathroom | 0.0015972
Wall Mount | Incandescent |  | Standard A Lamp | 1 | 60 | 236582 | Bedroom | 0.0015972
Wall Mount | Compact Fluorescent |  | Twist | 3 | 15 | 236582 | Bedroom | 0.0015972
Ceiling Fixture | Incandescent |  | Standard A Lamp | 1 | 60 | 236583 | Bedroom | 0.0015972
Floor lamp | Incandescent |  | Clear | 5 | 40 | 236584 | Family Room | 0.0015972
Chandelier (Hanging) | Incandescent |  | Decorative | 5 | 40 | 236584 | Family Room | 0.0015972
Ceiling Fixture | Compact Fluorescent |  | Twist | 5 | 22 | 236584 | Family Room | 0.0015972
Ceiling Fixture | Incandescent |  | Standard A Lamp | 1 | 60 | 236585 | Other | 0.0015972
Ceiling Fixture | Incandescent |  | Standard A Lamp | 1 | 60 | 236586 | Laundry Room | 0.0015972
Ceiling Fixture | Incandescent |  | Standard A Lamp | 1 | 60 | 236587 | Bedroom | 0.0015972
Floor lamp | Incandescent |  | Standard A Lamp | 1 | 60 | 236587 | Bedroom | 0.0015972
Ceiling Fixture | Incandescent |  | Standard A Lamp | 1 | 60 | 236731 | Bedroom | 0.0053603
Floor lamp | Incandescent |  | Standard A Lamp | 2 | 100 | 236732 | Living Room | 0.0053603
Floor lamp | Incandescent |  | Standard A Lamp | 2 | 75 | 236732 | Living Room | 0.0053603
Ceiling Fixture | Incandescent |  | Standard A Lamp | 1 | 75 | 236733 | Kitchen | 0.0053603
Ceiling Fan | Compact Fluorescent |  | Twist | 3 | 15 | 236733 | Kitchen | 0.0053603
Ceiling Fixture | Incandescent |  | Standard A Lamp | 1 | 60 | 236734 | Hall | 0.0053603
Wall Mount | Incandescent |  | Standard A Lamp | 3 | 60 | 236735 | Bathroom | 0.0053603
Ceiling Fixture | Incandescent |  | Standard A Lamp | 1 | 75 | 236736 | Bedroom | 0.0053603
Table | Compact Fluorescent |  | Straight Tube | 1 | 28 | 236736 | Bedroom | 0.0053603
Ceiling Fixture | Compact Fluorescent |  | Twist | 1 | 15 | 237261 | Bathroom | 0.0042651
Wall Mount | Compact Fluorescent |  | Twist | 2 | 15 | 237261 | Bathroom | 0.0042651
Wall Mount | Compact Fluorescent |  | Twist | 2 | 15 | 237262 | Bathroom | 0.0042651
Ceiling Fixture | Compact Fluorescent |  | Twist | 2 | 15 | 237263 | Bedroom | 0.0042651
Floor lamp | Compact Fluorescent |  | 3-Way CFL | 1 | 22 | 237263 | Bedroom | 0.0042651
Ceiling Fixture | Compact Fluorescent |  | Twist | 1 | 15 | 237264 | Closet | 0.0042651
Chandelier (Hanging) | Compact Fluorescent |  | Twist | 3 | 15 | 237265 | Dining Room | 0.0042651
Ceiling Fixture | Compact Fluorescent |  | Twist | 1 | 15 | 237266 | Hall | 0.0042651
Ceiling Fixture | Compact Fluorescent |  | Twist | 2 | 15 | 237267 | Kitchen | 0.0042651
Floor lamp | Incandescent |  | Standard A Lamp | 1 | 100 | 237268 | Living Room | 0.0042651
Ceiling Fixture | Compact Fluorescent |  | Twist | 2 | 15 | 237269 | Office | 0.0042651
Floor lamp | Incandescent |  | Standard A Lamp | 1 | 60 | 2372610 | Other | 0.0042651
Ceiling Fixture | Incandescent |  | Standard A Lamp | 2 | 60 | 2372611 | Bedroom | 0.0042651
Ceiling Fixture | Incandescent |  | Standard A Lamp | 2 | 60 | 2372612 | Other | 0.0042651
Ceiling Fixture | Compact Fluorescent |  | Twist | 1 | 15 | 2372613 | Laundry Room | 0.0042651
Chandelier (Hanging) | Compact Fluorescent |  | Straight Tube | 1 | 28 | 237571 | Bedroom | 0.0039154
Table | Incandescent |  | Standard A Lamp | 1 | 60 | 237571 | Bedroom | 0.0039154
Table | Incandescent |  | Standard A Lamp | 1 | 60 | 237572 | Bedroom | 0.0039154
Ceiling Fixture | Incandescent |  | Standard A Lamp | 1 | 60 | 237573 | Bathroom | 0.0039154
Low bay | Linear Fluorescent | 42 | T-12 | 2 | 32 | 237573 | Bathroom | 0.0039154
Ceiling Fixture | Incandescent |  | Standard A Lamp | 1 | 60 | 237574 | Closet | 0.0039154
Ceiling Fixture | Incandescent |  | Standard A Lamp | 3 | 60 | 237575 | Dining Room | 0.0039154
Ceiling Fixture | Incandescent |  | Standard A Lamp | 1 | 60 | 237576 | Family Room | 0.0039154
Torchiere | Incandescent |  | Standard A Lamp | 2 | 60 | 237576 | Family Room | 0.0039154
Torchiere | Compact Fluorescent |  | Twist | 1 | 15 | 237576 | Family Room | 0.0039154
Ceiling Fixture | Incandescent |  | Standard A Lamp | 1 | 60 | 237577 | Hall | 0.0039154
Ceiling Fixture | Linear Fluorescent | 42 | T-12 | 2 | 32 | 237578 | Kitchen | 0.0039154
Other | Incandescent |  | Clear | 1 | 25 | 237578 | Kitchen | 0.0039154
Ceiling Fixture | Incandescent |  | Standard A Lamp | 1 | 60 | 237579 | Laundry Room | 0.0039154
Table | Incandescent |  | Standard A Lamp | 1 | 100 | 2375710 | Living Room | 0.0039154
Torchiere | Incandescent |  | Standard A Lamp | 1 | 60 | 2375710 | Living Room | 0.0039154
Chandelier (Hanging) | Incandescent |  | Standard A Lamp | 1 | 100 | 2375710 | Living Room | 0.0039154
Ceiling Fixture | Compact Fluorescent |  | Twist | 1 | 15 | 2375711 | Bathroom | 0.0039154
Table | Incandescent |  | Standard A Lamp | 1 | 60 | 2375712 | Bedroom | 0.0039154
Chandelier (Hanging) | Incandescent |  | Standard A Lamp | 1 | 60 | 2375712 | Bedroom | 0.0039154
Wall Mount | Incandescent |  | Standard A Lamp | 2 | 60 | 237671 | Bathroom | 0.0042651
Ceiling Fixture | Incandescent |  | Standard A Lamp | 1 | 100 | 237671 | Bathroom | 0.0042651
Wall Mount | Incandescent |  | Standard A Lamp | 1 | 75 | 237672 | Bathroom | 0.0042651
Ceiling Fixture | Incandescent |  | Standard A Lamp | 2 | 60 | 237673 | Bedroom | 0.0042651
Floor lamp | Incandescent |  | Standard A Lamp | 1 | 75 | 237674 | Living Room | 0.0042651
Chandelier (Hanging) | Compact Fluorescent |  | Twist | 5 | 22 | 237675 | Kitchen | 0.0042651
Ceiling Fixture | Incandescent |  | Standard A Lamp | 2 | 60 | 237675 | Kitchen | 0.0042651
Table | Incandescent |  | Standard A Lamp | 1 | 75 | 237675 | Kitchen | 0.0042651
Ceiling Fixture | Incandescent |  | Standard A Lamp | 1 | 60 | 237676 | Laundry Room | 0.0042651
Ceiling Fan | Incandescent |  | Decorative | 3 | 60 | 237677 | Master Bedroom | 0.0042651
Ceiling Fixture | Incandescent |  | Standard A Lamp | 1 | 60 | 237731 | Bathroom | 0.0015972
Ceiling Fixture | Incandescent |  | Standard A Lamp | 1 | 60 | 237732 | Bedroom | 0.0015972
Ceiling Fixture | Incandescent |  | Standard A Lamp | 1 | 75 | 237733 | Bedroom | 0.0015972
Chandelier (Hanging) | Incandescent |  | Decorative | 5 | 60 | 237734 | Dining Room | 0.0015972
Ceiling Fixture | Incandescent |  | Standard A Lamp | 1 | 75 | 237735 | Hall | 0.0015972
Ceiling Fixture | Linear Fluorescent | 48 | T-12 | 2 | 32 | 237736 | Kitchen | 0.0015972
Ceiling Fixture | Incandescent |  | Standard A Lamp | 2 | 60 | 237736 | Kitchen | 0.0015972
Table | Incandescent |  | 3-Way Incandescent | 1 | 75 | 237737 | Living Room | 0.0015972
Floor lamp | Compact Fluorescent |  | Pin base | 1 | 27 | 237737 | Living Room | 0.0015972
Ceiling Fixture | Incandescent |  | Standard A Lamp | 1 | 75 | 237738 | Bathroom | 0.0015972
Wall Mount | Incandescent |  | Standard A Lamp | 3 | 40 | 237738 | Bathroom | 0.0015972
Ceiling Fixture | Incandescent |  | Standard A Lamp | 1 | 60 | 237739 | Master Bedroom | 0.0015972
Table | Incandescent |  | Decorative | 3 | 25 | 237739 | Master Bedroom | 0.0015972
Table | Incandescent |  | Standard A Lamp | 1 | 60 | 237739 | Master Bedroom | 0.0015972
Wall Mount | Incandescent |  | Standard A Lamp | 1 | 40 | 237739 | Master Bedroom | 0.0015972
Ceiling Fixture | Incandescent |  | Standard A Lamp | 1 | 60 | 2377310 | Other | 0.0015972
Table | Incandescent |  | Standard A Lamp | 1 | 40 | 237791 | Master Bedroom | 0.0022277
Table | Incandescent |  | Standard A Lamp | 1 | 60 | 237791 | Master Bedroom | 0.0022277
Table | Incandescent |  | 3-Way Incandescent | 1 | 100 | 237791 | Master Bedroom | 0.0022277
Ceiling Fixture | Incandescent |  | Standard A Lamp | 1 | 60 | 237791 | Master Bedroom | 0.0022277
Ceiling Fixture | Incandescent |  | Standard A Lamp | 1 | 65 | 237792 | Laundry Room | 0.0022277
Ceiling Fixture | Compact Fluorescent |  | A shape bulb | 2 | 22 | 237793 | Office | 0.0022277
Wall Mount | Incandescent |  | Globe | 6 | 60 | 237794 | Bathroom | 0.0022277
Ceiling Fixture | Incandescent |  | Standard A Lamp | 2 | 60 | 237795 | Hall | 0.0022277
Ceiling Fan | Incandescent |  | Decorative | 4 | 40 | 237796 | Living Room | 0.0022277
Table | Compact Fluorescent |  | Twist | 1 | 18 | 237796 | Living Room | 0.0022277
Chandelier (Hanging) | Incandescent |  | Decorative | 4 | 40 | 237797 | Dining Room | 0.0022277
Ceiling Fixture | Incandescent |  | Standard A Lamp | 2 | 65 | 237798 | Kitchen | 0.0022277
Ceiling Fixture | Compact Fluorescent |  | Twist | 2 | 18 | 237798 | Kitchen | 0.0022277
Wall Mount | Incandescent |  | Globe | 4 | 60 | 237799 | Bathroom | 0.0022277
Ceiling Fixture | Incandescent |  | Standard A Lamp | 1 | 60 | 2377910 | Bedroom | 0.0022277
Table | Compact Fluorescent |  | Twist | 1 | 22 | 2377910 | Bedroom | 0.0022277
Table | Incandescent |  | Standard A Lamp | 1 | 75 | 2377910 | Bedroom | 0.0022277
Ceiling Fixture | Incandescent |  | Standard A Lamp | 1 | 60 | 2377911 | Garage | 0.0022277
Wall Mount | Compact Fluorescent |  | Twist | 1 | 15 | 2377911 | Garage | 0.0022277
Ceiling Fixture | Compact Fluorescent |  | Twist | 1 | 15 | 237861 | Kitchen | 0.0022277
Track | Compact Fluorescent |  | Twist | 1 | 15 | 237862 | Living Room | 0.0022277
Floor lamp | Compact Fluorescent |  | Twist | 1 | 22 | 237862 | Living Room | 0.0022277
Ceiling Fixture | Incandescent |  | Standard A Lamp | 1 | 60 | 237863 | Hall | 0.0022277
Ceiling Fixture | Compact Fluorescent |  | Twist | 2 | 22 | 237864 | Bedroom | 0.0022277
Ceiling Fixture | Linear Fluorescent | 48 | T-12 | 2 | 40 | 237865 | Bathroom | 0.0022277
Ceiling Fixture | Compact Fluorescent |  | Twist | 2 | 15 | 237866 | Master Bedroom | 0.0022277
Table | Compact Fluorescent |  | Twist | 1 | 15 | 237866 | Master Bedroom | 0.0022277
Ceiling Fixture | Compact Fluorescent |  | Twist | 1 | 15 | 238031 | Bathroom | 0.0022277
Table | Incandescent |  | Standard A Lamp | 1 | 60 | 238033 | Bedroom | 0.0022277
Ceiling Fixture | Compact Fluorescent |  | Twist | 1 | 15 | 238034 | Kitchen | 0.0022277
Ceiling Fan | Compact Fluorescent |  | Twist | 1 | 22 | 238034 | Kitchen | 0.0022277
Ceiling Fixture | Incandescent |  | Standard A Lamp | 1 | 60 | 238035 | Laundry Room | 0.0022277
Table | Incandescent |  | Standard A Lamp | 1 | 60 | 238036 | Living Room | 0.0022277
Floor lamp | Incandescent |  | Standard A Lamp | 1 | 40 | 238036 | Living Room | 0.0022277
Ceiling Fixture | Compact Fluorescent |  | Twist | 2 | 15 | 238037 | Bathroom | 0.0022277
Table | Compact Fluorescent |  | Twist | 1 | 22 | 238038 | Bedroom | 0.0022277
Ceiling Fixture | Incandescent |  | Standard A Lamp | 1 | 40 | 238051 | Bathroom | 0.0042651
Wall Mount | Incandescent |  | Globe | 8 | 60 | 238051 | Bathroom | 0.0042651
Chandelier (Hanging) | Compact Fluorescent |  | Twist | 1 | 28 | 238052 | Bedroom | 0.0042651
Ceiling Fan | Incandescent |  | Decorative | 4 | 40 | 238053 | Dining Room | 0.0042651
Ceiling Fixture | Compact Fluorescent |  | Twist | 2 | 15 | 238054 | Hall | 0.0042651
Ceiling Fixture | Linear Fluorescent | 36 | T-12 | 2 | 40 | 238055 | Kitchen | 0.0042651
Ceiling Fixture | Linear Fluorescent | 24 | T-12 | 2 | 40 | 238055 | Kitchen | 0.0042651
Ceiling Fixture | Incandescent |  | Decorative | 1 | 40 | 238056 | Living Room | 0.0042651
Floor lamp | Incandescent |  | Standard A Lamp | 1 | 150 | 238056 | Living Room | 0.0042651
Wall Mount | Incandescent |  | Globe | 5 | 60 | 238057 | Bathroom | 0.0042651
Ceiling Fixture | Incandescent |  | Standard A Lamp | 1 | 40 | 238057 | Bathroom | 0.0042651
Ceiling Fixture | Compact Fluorescent |  | Twist | 2 | 15 | 238058 | Master Bedroom | 0.0042651
Floor lamp | Compact Fluorescent |  | Twist | 1 | 15 | 238058 | Master Bedroom | 0.0042651
Floor lamp | Compact Fluorescent |  | Pin base | 1 | 28 | 238059 | Office | 0.0042651
Ceiling Fixture | Compact Fluorescent |  | Twist | 2 | 15 | 2380510 | Laundry Room | 0.0042651
Wall Mount | Incandescent |  | Globe | 4 | 40 | 238631 | Bathroom | 0.0039153
Ceiling Fixture | Incandescent |  | Standard A Lamp | 2 | 100 | 238632 | Bedroom | 0.0039153
Chandelier (Hanging) | Incandescent |  | Globe | 9 | 60 | 238633 | Dining Room | 0.0039153
Ceiling Fixture | Incandescent |  | Reflector | 2 | 50 | 238634 | Family Room | 0.0039153
Ceiling Fan | Incandescent |  | Standard A Lamp | 5 | 60 | 238634 | Family Room | 0.0039153
Floor lamp | Incandescent |  | Standard A Lamp | 3 | 60 | 238634 | Family Room | 0.0039153
Torchiere | Halogen |  | Quartz Tube | 1 | 150 | 238634 | Family Room | 0.0039153
Ceiling Fixture | Incandescent |  | Standard A Lamp | 2 | 60 | 238635 | Bedroom | 0.0039153
Chandelier (Hanging) | Incandescent |  | Standard A Lamp | 1 | 100 | 238635 | Bedroom | 0.0039153
Ceiling Fixture | Incandescent |  | Standard A Lamp | 1 | 60 | 238636 | Hall | 0.0039153
Ceiling Fixture | Linear Fluorescent | 48 | T-12 | 2 | 32 | 238637 | Kitchen | 0.0039153
Wall Mount | Incandescent |  | Standard A Lamp | 1 | 60 | 238637 | Kitchen | 0.0039153
Recessed Can | Incandescent |  | Reflector | 1 | 50 | 238637 | Kitchen | 0.0039153
Ceiling Fixture | Linear Fluorescent | 48 | T-12 | 2 | 32 | 238638 | Laundry Room | 0.0039153
Floor lamp | Incandescent |  | 3-Way Incandescent | 1 | 150 | 238639 | Living Room | 0.0039153
Ceiling Fixture | Incandescent |  | Standard A Lamp | 1 | 60 | 238639 | Living Room | 0.0039153
Wall Mount | Incandescent |  | Globe | 3 | 40 | 2386310 | Bathroom | 0.0039153
Chandelier (Hanging) | Incandescent |  | Standard A Lamp | 1 | 100 | 2386311 | Master Bedroom | 0.0039153
Floor lamp | Incandescent |  | 3-Way Incandescent | 1 | 150 | 2386311 | Master Bedroom | 0.0039153
Track | Incandescent |  | Reflector | 2 | 50 | 2386311 | Master Bedroom | 0.0039153
Wall Mount | Incandescent |  | Standard A Lamp | 2 | 60 | 239001 | Bathroom | 0.0042651
Ceiling Fixture | Incandescent |  | Standard A Lamp | 2 | 60 | 239002 | Bedroom | 0.0042651
Table | Incandescent |  | Standard A Lamp | 1 | 100 | 239002 | Bedroom | 0.0042651
Table | Incandescent |  | Mini base | 1 | 25 | 239002 | Bedroom | 0.0042651
Wall Mount | Incandescent |  | Clear | 4 | 40 | 239003 | Bathroom | 0.0042651
Chandelier (Hanging) | Incandescent |  | Decorative | 4 | 40 | 239004 | Family Room | 0.0042651
Ceiling Fan | Compact Fluorescent |  | Twist | 4 | 15 | 239004 | Family Room | 0.0042651
Table | Incandescent |  | Standard A Lamp | 1 | 100 | 239004 | Family Room | 0.0042651
Ceiling Fixture | Incandescent |  | Standard A Lamp | 2 | 60 | 239005 | Kitchen | 0.0042651
Other | Incandescent |  | Clear | 1 | 25 | 239005 | Kitchen | 0.0042651
Ceiling Fixture | Incandescent |  | Standard A Lamp | 2 | 60 | 239006 | Laundry Room | 0.0042651
Torchiere | Compact Fluorescent |  | Twist | 1 | 15 | 239007 | Living Room | 0.0042651
Floor lamp | Compact Fluorescent |  | A shape bulb | 2 | 15 | 239007 | Living Room | 0.0042651
Ceiling Fixture | Incandescent |  | Standard A Lamp | 2 | 60 | 239007 | Living Room | 0.0042651
Ceiling Fixture | Incandescent |  | Standard A Lamp | 2 | 60 | 239008 | Master Bedroom | 0.0042651
Table | Incandescent |  | Standard A Lamp | 1 | 60 | 239008 | Master Bedroom | 0.0042651
Ceiling Fixture | Incandescent |  | Standard A Lamp | 1 | 60 | 239541 | Bathroom | 0.0022277
Exterior | Incandescent |  | Mini base | 1 | 5 | 239541 | Bathroom | 0.0022277
Ceiling Fixture | Incandescent |  | Standard A Lamp | 2 | 60 | 239542 | Bedroom | 0.0022277
Table | Incandescent |  | Standard A Lamp | 1 | 60 | 239542 | Bedroom | 0.0022277
Chandelier (Hanging) | Incandescent |  | Standard A Lamp | 1 | 60 | 239543 | Kitchen | 0.0022277
Ceiling Fixture | Incandescent |  | Standard A Lamp | 1 | 60 | 239543 | Kitchen | 0.0022277
Ceiling Fixture | Incandescent |  | Standard A Lamp | 1 | 60 | 239544 | Laundry Room | 0.0022277
Ceiling Fan | Incandescent |  | Standard A Lamp | 5 | 60 | 239545 | Living Room | 0.0022277
Table | Incandescent |  | Standard A Lamp | 1 | 150 | 239545 | Living Room | 0.0022277
Ceiling Fixture | Incandescent |  | Standard A Lamp | 1 | 60 | 239546 | Bathroom | 0.0022277
Ceiling Fixture | Incandescent |  | Standard A Lamp | 1 | 60 | 239547 | Master Bedroom | 0.0022277
Table | Incandescent |  | Standard A Lamp | 1 | 150 | 239547 | Master Bedroom | 0.0022277
Table | Incandescent |  | Standard A Lamp | 1 | 60 | 239547 | Master Bedroom | 0.0022277
Chandelier (Hanging) | Incandescent |  | Standard A Lamp | 5 | 60 | 239548 | Bedroom | 0.0022277
Ceiling Fixture | Incandescent |  | Standard A Lamp | 2 | 60 | 239581 | Bathroom | 0.0015972
Wall Mount | Incandescent |  | Standard A Lamp | 2 | 60 | 239581 | Bathroom | 0.0015972
Ceiling Fixture | Compact Fluorescent |  | Twist | 2 | 22 | 239582 | Bedroom | 0.0015972
Ceiling Fixture | Incandescent |  | Standard A Lamp | 2 | 90 | 239583 | Bedroom | 0.0015972
Ceiling Fixture | Linear Fluorescent | 36 | T-12 | 3 | 100 | 239584 | Closet | 0.0015972
Ceiling Fixture | Compact Fluorescent |  | Twist | 1 | 22 | 239585 | Hall | 0.0015972
Ceiling Fixture | Linear Fluorescent | 48 | T-8 | 1 | 40 | 239586 | Kitchen | 0.0015972
Ceiling Fixture | Compact Fluorescent |  | Twist | 1 | 22 | 239586 | Kitchen | 0.0015972
Ceiling Fixture | Incandescent |  | Standard A Lamp | 1 | 60 | 239587 | Master Bedroom | 0.0015972
Wall Mount | Compact Fluorescent |  | Twist | 3 | 7 | 239681 | Bathroom | 0.0015972
Ceiling Fixture | Compact Fluorescent |  | Twist | 1 | 15 | 239682 | Bathroom | 0.0015972
Wall Mount | Compact Fluorescent |  | Twist | 2 | 7 | 239682 | Bathroom | 0.0015972
Ceiling Fixture | Incandescent |  | Standard A Lamp | 1 | 60 | 239683 | Bedroom | 0.0015972
Table | Compact Fluorescent |  | Twist | 1 | 22 | 239683 | Bedroom | 0.0015972
Ceiling Fixture | Incandescent |  | Standard A Lamp | 1 | 60 | 239684 | Bedroom | 0.0015972
Ceiling Fixture | Compact Fluorescent |  | Twist | 1 | 7 | 239685 | Hall | 0.0015972
Ceiling Fixture | Compact Fluorescent |  | Twist | 1 | 22 | 239686 | Hall | 0.0015972
Ceiling Fan | Incandescent |  | Globe | 1 | 60 | 239687 | Living Room | 0.0015972
Ceiling Fixture | Incandescent |  | Standard A Lamp | 1 | 60 | 239687 | Living Room | 0.0015972
Table | Compact Fluorescent |  | Twist | 1 | 22 | 239687 | Living Room | 0.0015972
Ceiling Fan | Compact Fluorescent |  | Twist | 1 | 15 | 239688 | Master Bedroom | 0.0015972
Table | Compact Fluorescent |  | Twist | 1 | 15 | 239688 | Master Bedroom | 0.0015972
Ceiling Fixture | Compact Fluorescent |  | Twist | 1 | 13 | 239771 | Bathroom | 0.0039153
Wall Mount | Incandescent |  | Globe | 4 | 60 | 239771 | Bathroom | 0.0039153
Wall Mount | Incandescent |  | Globe | 4 | 60 | 239772 | Bathroom | 0.0039153
Table | Incandescent |  | 3-Way Incandescent | 1 | 100 | 239773 | Bedroom | 0.0039153
Ceiling Fixture | Incandescent |  | Standard A Lamp | 2 | 60 | 239774 | Bedroom | 0.0039153
Table | Compact Fluorescent |  | Twist | 1 | 11 | 239774 | Bedroom | 0.0039153
Ceiling Fixture | Incandescent |  | Standard A Lamp | 1 | 60 | 239775 | Closet | 0.0039153
Chandelier (Hanging) | Incandescent |  | Standard A Lamp | 5 | 60 | 239776 | Dining Room | 0.0039153
Ceiling Fixture | Linear Fluorescent | 48 | T-12 | 2 | 40 | 239776 | Dining Room | 0.0039153
Table | Incandescent |  | 3-Way Incandescent | 1 | 100 | 239777 | Family Room | 0.0039153
Ceiling Fixture | Linear Fluorescent | 96 | T-12 | 2 | 60 | 239778 | Garage | 0.0039153
Garage door opener | Incandescent |  | Standard A Lamp | 2 | 60 | 239778 | Garage | 0.0039153
Ceiling Fixture | Incandescent |  | Standard A Lamp | 1 | 60 | 239779 | Hall | 0.0039153
Ceiling Fixture | Linear Fluorescent | 48 | T-12 | 2 | 40 | 2397710 | Kitchen | 0.0039153
Ceiling Fixture | Compact Fluorescent |  | Twist | 1 | 13 | 2397710 | Kitchen | 0.0039153
Other | Compact Fluorescent |  | Twist | 1 | 13 | 2397710 | Kitchen | 0.0039153
Ceiling Fixture | Incandescent |  | Standard A Lamp | 1 | 60 | 2397710 | Kitchen | 0.0039153
Ceiling Fixture | Compact Fluorescent |  | Twist | 1 | 13 | 2397711 | Laundry Room | 0.0039153
Table | Incandescent |  | 3-Way Incandescent | 1 | 100 | 2397712 | Living Room | 0.0039153
Table | Incandescent |  | Standard A Lamp | 1 | 60 | 2397712 | Living Room | 0.0039153
Table | Incandescent |  | 3-Way Incandescent | 1 | 100 | 2397713 | Master Bedroom | 0.0039153
Table | Incandescent |  | Standard A Lamp | 1 | 15 | 2397713 | Master Bedroom | 0.0039153
Ceiling Fixture | Incandescent |  | Standard A Lamp | 2 | 60 | 239931 | Bedroom | 0.0056382
Table | Incandescent |  | Standard A Lamp | 1 | 60 | 239931 | Bedroom | 0.0056382
Ceiling Fixture | Incandescent |  | Standard A Lamp | 1 | 60 | 239932 | Bathroom | 0.0056382
Ceiling Fixture | Incandescent |  | Standard A Lamp | 2 | 60 | 239932 | Bathroom | 0.0056382
Ceiling Fixture | Incandescent |  | Standard A Lamp | 2 | 60 | 239933 | Bathroom | 0.0056382
Ceiling Fixture | Incandescent |  | Standard A Lamp | 1 | 60 | 239934 | Closet | 0.0056382
Ceiling Fan | Incandescent |  | Standard A Lamp | 5 | 60 | 239935 | Dining Room | 0.0056382
Ceiling Fixture | Linear Fluorescent | 48 | T-12 | 2 | 40 | 239936 | Garage | 0.0056382
Ceiling Fan | Incandescent |  | Standard A Lamp | 2 | 60 | 239937 | Hall | 0.0056382
Ceiling Fixture | Incandescent |  | Standard A Lamp | 1 | 60 | 239938 | Kitchen | 0.0056382
Ceiling Fixture | Incandescent |  | Standard A Lamp | 1 | 60 | 239939 | Laundry Room | 0.0056382
Floor lamp | Incandescent |  | Standard A Lamp | 1 | 60 | 2399310 | Living Room | 0.0056382
Table | Incandescent |  | Standard A Lamp | 1 | 60 | 2399310 | Living Room | 0.0056382
Ceiling Fixture | Incandescent |  | Standard A Lamp | 1 | 60 | 2399311 | Master Bedroom | 0.0056382
Table | Incandescent |  | Standard A Lamp | 1 | 40 | 2399311 | Master Bedroom | 0.0056382
Ceiling Fixture | Incandescent |  | Standard A Lamp | 1 | 60 | 2399312 | Office | 0.0056382
Table | Incandescent |  | Standard A Lamp | 1 | 60 | 2399312 | Office | 0.0056382
Ceiling Fixture | Incandescent |  | Standard A Lamp | 1 | 60 | 2399313 | Closet | 0.0056382
Wall Mount | Compact Fluorescent |  | Globe | 1 | 15 | 240631 | Bathroom | 0.0042651
Ceiling Fixture | Incandescent |  | Standard A Lamp | 2 | 60 | 240632 | Bathroom | 0.0042651
Table | Incandescent |  | Standard A Lamp | 1 | 60 | 240633 | Bedroom | 0.0042651
Ceiling Fixture | Incandescent |  | Standard A Lamp | 2 | 60 | 240633 | Bedroom | 0.0042651
Ceiling Fixture | Linear Fluorescent | 48 | T-8 | 2 | 32 | 240634 | Bedroom | 0.0042651
Table | Incandescent |  | Standard A Lamp | 1 | 60 | 240634 | Bedroom | 0.0042651
Ceiling Fixture | Compact Fluorescent |  | Twist | 1 | 15 | 240635 | Closet | 0.0042651
Table | Compact Fluorescent |  | Twist | 1 | 22 | 240636 | Other | 0.0042651
Table | Incandescent |  | Standard A Lamp | 1 | 60 | 240637 | Family Room | 0.0042651
Garage door opener | Incandescent |  | Standard A Lamp | 2 | 60 | 240638 | Garage | 0.0042651
Ceiling Fixture | Compact Fluorescent |  | Reflector | 1 | 22 | 240638 | Garage | 0.0042651
Recessed Can | Compact Fluorescent |  | Twist | 1 | 15 | 240639 | Hall | 0.0042651
Ceiling Fixture | Incandescent |  | Standard A Lamp | 1 | 60 | 2406310 | Kitchen | 0.0042651
Chandelier (Hanging) | Incandescent |  | Standard A Lamp | 4 | 60 | 2406310 | Kitchen | 0.0042651
Recessed Can | Compact Fluorescent |  | Reflector | 1 | 22 | 2406310 | Kitchen | 0.0042651
Ceiling Fixture | Incandescent |  | Standard A Lamp | 2 | 60 | 2406310 | Kitchen | 0.0042651
Wall Mount | Compact Fluorescent |  | Globe | 1 | 15 | 2406310 | Kitchen | 0.0042651
Ceiling Fixture | Incandescent |  | Standard A Lamp | 2 | 60 | 2406311 | Laundry Room | 0.0042651
Table | Incandescent |  | Standard A Lamp | 1 | 60 | 2406312 | Living Room | 0.0042651
Chandelier (Hanging) | Incandescent |  | Standard A Lamp | 9 | 60 | 2406312 | Living Room | 0.0042651
Wall Mount | Incandescent |  | Standard A Lamp | 1 | 60 | 2406312 | Living Room | 0.0042651
Ceiling Fixture | Compact Fluorescent |  | Twist | 2 | 15 | 2406313 | Bathroom | 0.0042651
Wall Mount | Compact Fluorescent |  | Globe | 1 | 15 | 2406313 | Bathroom | 0.0042651
Table | Compact Fluorescent |  | Twist | 1 | 22 | 2406314 | Master Bedroom | 0.0042651
Ceiling Fixture | Incandescent |  | Standard A Lamp | 2 | 60 | 2406315 | Other | 0.0042651
Table | Compact Fluorescent |  | Twist | 1 | 22 | 240741 | Family Room | 0.0039153
Ceiling Fixture | Compact Fluorescent |  | Decorative | 4 | 7 | 240741 | Family Room | 0.0039153
Table | Compact Fluorescent |  | Twist | 1 | 22 | 240742 | Living Room | 0.0039153
Floor lamp | Compact Fluorescent |  | Twist | 1 | 15 | 240742 | Living Room | 0.0039153
Ceiling Fixture | Linear Fluorescent | 96 | T-12 | 2 | 40 | 240743 | Kitchen | 0.0039153
Ceiling Fixture | Linear Fluorescent | 48 | T-12 | 2 | 40 | 240743 | Kitchen | 0.0039153
Ceiling Fixture | Compact Fluorescent |  | Twist | 1 | 22 | 240744 | Hall | 0.0039153
Ceiling Fixture | Linear Fluorescent | 48 | T-12 | 1 | 40 | 240745 | Living Room | 0.0039153
Ceiling Fixture | Compact Fluorescent |  | Twist | 1 | 15 | 240746 | Bathroom | 0.0039153
Wall Mount | Compact Fluorescent |  | Twist | 2 | 15 | 240746 | Bathroom | 0.0039153
Table | Compact Fluorescent |  | Twist | 1 | 15 | 240747 | Bedroom | 0.0039153
Wall Mount | Compact Fluorescent |  | Twist | 3 | 15 | 240748 | Bathroom | 0.0039153
Ceiling Fixture | Compact Fluorescent |  | Twist | 1 | 15 | 240748 | Bathroom | 0.0039153
Ceiling Fixture | Compact Fluorescent |  | Twist | 1 | 15 | 240748 | Bathroom | 0.0039153
Table | Compact Fluorescent |  | Twist | 1 | 15 | 240749 | Master Bedroom | 0.0039153
Ceiling Fixture | Incandescent |  | Standard A Lamp | 1 | 60 | 241131 | Bathroom | 0.0015972
Wall Mount | Incandescent |  | Standard A Lamp | 2 | 75 | 241131 | Bathroom | 0.0015972
Ceiling Fixture | Incandescent |  | Standard A Lamp | 2 | 75 | 241132 | Bathroom | 0.0015972
Wall Mount | Incandescent |  | Standard A Lamp | 2 | 75 | 241132 | Bathroom | 0.0015972
Ceiling Fixture | Incandescent |  | Standard A Lamp | 2 | 65 | 241133 | Bedroom | 0.0015972
Table | Incandescent |  | Standard A Lamp | 1 | 60 | 241133 | Bedroom | 0.0015972
Ceiling Fixture | Linear Fluorescent | 48 | T-12 | 2 | 40 | 241134 | Garage | 0.0015972
Garage door opener | Incandescent |  | Standard A Lamp | 1 | 75 | 241134 | Garage | 0.0015972
Ceiling Fixture | Incandescent |  | Standard A Lamp | 2 | 75 | 241135 | Hall | 0.0015972
Ceiling Fan | Incandescent |  | Standard A Lamp | 4 | 60 | 241136 | Living Room | 0.0015972
Ceiling Fixture | Incandescent |  | Standard A Lamp | 2 | 60 | 241136 | Living Room | 0.0015972
Ceiling Fixture | Linear Fluorescent | 36 | T-12 | 2 | 40 | 241136 | Living Room | 0.0015972
Chandelier (Hanging) | Incandescent |  | Standard A Lamp | 1 | 75 | 241136 | Living Room | 0.0015972
Ceiling Fixture | Incandescent |  | Standard A Lamp | 2 | 60 | 241137 | Laundry Room | 0.0015972
Ceiling Fixture | Incandescent |  | Standard A Lamp | 2 | 65 | 241138 | Master Bedroom | 0.0015972
Table | Incandescent |  | Standard A Lamp | 1 | 60 | 241138 | Master Bedroom | 0.0015972
Ceiling Fixture | Incandescent |  | Standard A Lamp | 1 | 75 | 241139 | Office | 0.0015972
Floor lamp | Incandescent |  | 3-Way Incandescent | 1 | 65 | 241139 | Office | 0.0015972
Table | Halogen |  | Quartz Tube | 1 | 30 | 241139 | Office | 0.0015972
Ceiling Fixture | Compact Fluorescent |  | Twist | 2 | 13 | 241301 | Bathroom | 0.0015972
Ceiling Fixture | Compact Fluorescent |  | Twist | 2 | 13 | 241302 | Bedroom | 0.0015972
Table | Incandescent |  | Standard A Lamp | 1 | 40 | 241302 | Bedroom | 0.0015972
Ceiling Fixture | Compact Fluorescent |  | Twist | 1 | 13 | 241303 | Bedroom | 0.0015972
Table | Compact Fluorescent |  | Twist | 1 | 13 | 241303 | Bedroom | 0.0015972
Ceiling Fixture | Compact Fluorescent |  | Twist | 2 | 13 | 241304 | Bathroom | 0.0015972
Ceiling Fixture | Incandescent |  | Standard A Lamp | 1 | 60 | 241305 | Closet | 0.0015972
Chandelier (Hanging) | Incandescent |  | Clear | 5 | 60 | 241306 | Dining Room | 0.0015972
Wall Mount | Incandescent |  | Standard A Lamp | 1 | 60 | 241307 | Hall | 0.0015972
Ceiling Fixture | Compact Fluorescent |  | Twist | 2 | 13 | 241308 | Kitchen | 0.0015972
Ceiling Fixture | Linear Fluorescent | 24 | T-12 | 1 | 16 | 241308 | Kitchen | 0.0015972
Ceiling Fixture | Compact Fluorescent |  | Twist | 2 | 13 | 241309 | Laundry Room | 0.0015972
Floor lamp | Incandescent |  | 3-Way Incandescent | 1 | 100 | 2413010 | Living Room | 0.0015972
Ceiling Fan | Compact Fluorescent |  | Twist | 1 | 13 | 2413010 | Living Room | 0.0015972
Table | Compact Fluorescent |  | Twist | 1 | 32 | 2413010 | Living Room | 0.0015972
Ceiling Fixture | Compact Fluorescent |  | Twist | 2 | 13 | 2413011 | Office | 0.0015972
Ceiling Fixture | Incandescent |  | Standard A Lamp | 2 | 60 | 241571 | Bathroom | 0.0042651
Ceiling Fixture | Compact Fluorescent |  | Twist | 2 | 22 | 241572 | Bathroom | 0.0042651
Wall Mount | Incandescent |  | Standard A Lamp | 2 | 75 | 241572 | Bathroom | 0.0042651
Ceiling Fixture | Compact Fluorescent |  | Twist | 2 | 15 | 241573 | Bedroom | 0.0042651
Table | Compact Fluorescent |  | Twist | 1 | 22 | 241573 | Bedroom | 0.0042651
Ceiling Fixture | Incandescent |  | Standard A Lamp | 2 | 60 | 241574 | Bedroom | 0.0042651
Ceiling Fixture | Incandescent |  | Standard A Lamp | 2 | 60 | 241575 | Hall | 0.0042651
Ceiling Fixture | Compact Fluorescent |  | Twist | 2 | 15 | 241576 | Kitchen | 0.0042651
Recessed - other | Incandescent |  | Standard A Lamp | 1 | 60 | 241576 | Kitchen | 0.0042651
Ceiling Fixture | Incandescent |  | Standard A Lamp | 2 | 60 | 241577 | Laundry Room | 0.0042651
Ceiling Fixture | Compact Fluorescent |  | Twist | 1 | 22 | 241578 | Living Room | 0.0042651
Floor lamp | Incandescent |  | Standard A Lamp | 3 | 100 | 241578 | Living Room | 0.0042651
Floor lamp | Linear Fluorescent | 96 | Fluorescent Unknown | 1 | 27 | 241578 | Living Room | 0.0042651
Ceiling Fixture | Compact Fluorescent |  | Twist | 2 | 22 | 241579 | Master Bedroom | 0.0042651
Ceiling Fixture | Incandescent |  | Standard A Lamp | 1 | 60 | 241579 | Master Bedroom | 0.0042651
Ceiling Fixture | Incandescent |  | Standard A Lamp | 1 | 75 | 2415710 | Closet | 0.0042651
Ceiling Fixture | Incandescent |  | Standard A Lamp | 1 | 60 | 241671 | Bathroom | 0.0039153
Ceiling Fixture | Incandescent |  | Standard A Lamp | 1 | 75 | 241672 | Bathroom | 0.0039153
Ceiling Fixture | Incandescent |  | Standard A Lamp | 2 | 75 | 241673 | Bedroom | 0.0039153
Table | Incandescent |  | Standard A Lamp | 1 | 100 | 241673 | Bedroom | 0.0039153
Ceiling Fan | Incandescent |  | Standard A Lamp | 4 | 40 | 241674 | Family Room | 0.0039153
Ceiling Fixture | Compact Fluorescent |  | Flood | 1 | 28 | 241674 | Family Room | 0.0039153
Table | Incandescent |  | Standard A Lamp | 1 | 23 | 241674 | Family Room | 0.0039153
Ceiling Fixture | Incandescent |  | Standard A Lamp | 1 | 60 | 241675 | Hall | 0.0039153
Ceiling Fixture | Linear Fluorescent | 48 | T-12 | 2 | 40 | 241676 | Kitchen | 0.0039153
Ceiling Fixture | Incandescent |  | Standard A Lamp | 1 | 60 | 241677 | Laundry Room | 0.0039153
Table | Compact Fluorescent |  | Twist | 1 | 13 | 241678 | Master Bedroom | 0.0039153
Table | Compact Fluorescent |  | Twist | 1 | 15 | 241678 | Master Bedroom | 0.0039153
Table | Incandescent |  | Standard A Lamp | 1 | 100 | 241678 | Master Bedroom | 0.0039153
Ceiling Fixture | Incandescent |  | Standard A Lamp | 2 | 60 | 241679 | Office | 0.0039153
Other | Linear Fluorescent |  | Fluorescent Other | 1 | 22 | 241679 | Office | 0.0039153
Wall Mount | Compact Fluorescent |  | Twist | 2 | 15 | 241741 | Bathroom | 0.0022277
Chandelier (Hanging) | Compact Fluorescent |  | Twist | 3 | 15 | 241742 | Bedroom | 0.0022277
Table | Compact Fluorescent |  | Twist | 1 | 15 | 241742 | Bedroom | 0.0022277
Ceiling Fixture | Compact Fluorescent |  | Twist | 1 | 22 | 241743 | Hall | 0.0022277
Ceiling Fixture | Linear Fluorescent | 48 | T-12 | 2 | 40 | 241744 | Kitchen | 0.0022277
Ceiling Fan | Compact Fluorescent |  | Twist | 4 | 15 | 241745 | Living Room | 0.0022277
Table | Compact Fluorescent |  | Twist | 1 | 15 | 241745 | Living Room | 0.0022277
Ceiling Fan | Compact Fluorescent |  | Twist | 3 | 15 | 241746 | Master Bedroom | 0.0022277
Table | Incandescent |  | Reflector | 1 | 40 | 241746 | Master Bedroom | 0.0022277
Ceiling Fixture | Compact Fluorescent |  | Twist | 1 | 15 | 241747 | Closet | 0.0022277
Ceiling Fan | Compact Fluorescent |  | Twist | 3 | 22 | 241748 | Office | 0.0022277
Ceiling Fixture | Compact Fluorescent |  | Twist | 1 | 22 | 241749 | Bathroom | 0.0022277
Wall Mount | Compact Fluorescent |  | Twist | 1 | 15 | 241749 | Bathroom | 0.0022277
Ceiling Fixture | Compact Fluorescent |  | Twist | 1 | 15 | 2417410 | Laundry Room | 0.0022277
Ceiling Fixture | Incandescent |  | Standard A Lamp | 1 | 60 | 241761 | Bathroom | 0.0015972
Ceiling Fixture | Compact Fluorescent |  | Twist | 1 | 15 | 241761 | Bathroom | 0.0015972
Ceiling Fixture | Incandescent |  | Standard A Lamp | 2 | 60 | 241762 | Bedroom | 0.0015972
Ceiling Fixture | Incandescent |  | Standard A Lamp | 2 | 60 | 241763 | Master Bedroom | 0.0015972
Ceiling Fixture | Incandescent |  | Standard A Lamp | 1 | 60 | 241764 | Hall | 0.0015972
Wall Mount | Linear Fluorescent | 24 | T-12 | 1 | 20 | 241765 | Kitchen | 0.0015972
Ceiling Fixture | Incandescent |  | Standard A Lamp | 1 | 40 | 241765 | Kitchen | 0.0015972
Ceiling Fixture | Compact Fluorescent |  | Twist | 1 | 15 | 241765 | Kitchen | 0.0015972
Table | Incandescent |  | Clear | 1 | 70 | 241766 | Living Room | 0.0015972
Ceiling Fixture | Incandescent |  | Standard A Lamp | 1 | 60 | 241811 | Bathroom | 0.0015972
Ceiling Fixture | Incandescent |  | Standard A Lamp | 2 | 40 | 241812 | Bathroom | 0.0015972
Ceiling Fixture | Incandescent |  | Standard A Lamp | 2 | 60 | 241813 | Bedroom | 0.0015972
Ceiling Fixture | Incandescent |  | Standard A Lamp | 2 | 60 | 241814 | Bedroom | 0.0015972
Ceiling Fixture | Incandescent |  | Standard A Lamp | 1 | 100 | 241815 | Garage | 0.0015972
Ceiling Fixture | Incandescent |  | Standard A Lamp | 2 | 75 | 241815 | Garage | 0.0015972
Chandelier (Hanging) | Incandescent |  | Standard A Lamp | 1 | 60 | 241816 | Hall | 0.0015972
Ceiling Fixture | Incandescent |  | Standard A Lamp | 1 | 65 | 241817 | Laundry Room | 0.0015972
Ceiling Fan | Incandescent |  | Standard A Lamp | 3 | 60 | 241818 | Living Room | 0.0015972
Chandelier (Hanging) | Incandescent |  | Standard A Lamp | 3 | 40 | 241818 | Living Room | 0.0015972
Chandelier (Hanging) | Incandescent |  | Standard A Lamp | 1 | 60 | 241818 | Living Room | 0.0015972
Floor lamp | Incandescent |  | Standard A Lamp | 3 | 60 | 241818 | Living Room | 0.0015972
Chandelier (Hanging) | Incandescent |  | Standard A Lamp | 1 | 100 | 241819 | Bathroom | 0.0015972
Ceiling Fixture | Incandescent |  | Standard A Lamp | 1 | 60 | 241819 | Bathroom | 0.0015972
Ceiling Fixture | Incandescent |  | Standard A Lamp | 2 | 60 | 2418110 | Master Bedroom | 0.0015972
Ceiling Fixture | Incandescent |  | Standard A Lamp | 1 | 40 | 2418111 | Closet | 0.0015972
Chandelier (Hanging) | Incandescent |  | Standard A Lamp | 1 | 65 | 2418112 | Office | 0.0015972
Table | Compact Fluorescent |  | Twist | 1 | 15 | 2418112 | Office | 0.0015972
Table | Halogen |  | MR | 1 | 20 | 2418112 | Office | 0.0015972
Ceiling Fan | Incandescent |  | Standard A Lamp | 1 | 60 | 2418113 | Other | 0.0015972
Ceiling Fixture | Incandescent |  | Standard A Lamp | 1 | 60 | 2418113 | Other | 0.0015972
Table | Incandescent |  | Standard A Lamp | 1 | 40 | 2418113 | Other | 0.0015972
Ceiling Fixture | Compact Fluorescent |  | Twist | 2 | 15 | 241921 | Bathroom | 0.0022277
Wall Mount | Compact Fluorescent |  | Twist | 2 | 15 | 241922 | Bathroom | 0.0022277
Table | Incandescent |  | Standard A Lamp | 1 | 150 | 241923 | Bedroom | 0.0022277
Chandelier (Hanging) | Incandescent |  | Standard A Lamp | 5 | 40 | 241924 | Bedroom | 0.0022277
Table | Incandescent |  | Standard A Lamp | 1 | 40 | 241925 | Bedroom | 0.0022277
Ceiling Fixture | Linear Fluorescent | 48 | T-12 | 2 | 40 | 241926 | Kitchen | 0.0022277
Ceiling Fixture | Compact Fluorescent |  | Twist | 2 | 22 | 241926 | Kitchen | 0.0022277
Table | Incandescent |  | Standard A Lamp | 1 | 75 | 241926 | Kitchen | 0.0022277
Ceiling Fixture | Compact Fluorescent |  | Twist | 2 | 22 | 241927 | Laundry Room | 0.0022277
Ceiling Fixture | Compact Fluorescent |  | Twist | 1 | 22 | 241927 | Laundry Room | 0.0022277
Table | Compact Fluorescent |  | Twist | 1 | 22 | 241928 | Living Room | 0.0022277
Table | Compact Fluorescent |  | Twist | 1 | 22 | 241929 | Bedroom | 0.0022277
Ceiling Fixture | Incandescent |  | Standard A Lamp | 1 | 60 | 242201 | Bathroom | 0.0015972
Track | Incandescent |  | Globe | 4 | 40 | 242201 | Bathroom | 0.0015972
Ceiling Fixture | Incandescent |  | Standard A Lamp | 1 | 60 | 242202 | Bathroom | 0.0015972
Table | Incandescent |  | Standard A Lamp | 1 | 60 | 242203 | Bedroom | 0.0015972
Ceiling Fixture | Compact Fluorescent |  | Circline (Screw Base) | 1 | 28 | 242203 | Bedroom | 0.0015972
Ceiling Fixture | Compact Fluorescent |  | Circline (Screw Base) | 1 | 28 | 242204 | Bedroom | 0.0015972
Table | Incandescent |  | Standard A Lamp | 1 | 60 | 242205 | Family Room | 0.0015972
Ceiling Fixture | Incandescent |  | Standard A Lamp | 1 | 60 | 242206 | Hall | 0.0015972
Ceiling Fixture | Compact Fluorescent |  | Twist | 1 | 22 | 242207 | Hall | 0.0015972
Ceiling Fixture | Linear Fluorescent | 48 | T-8 | 2 | 32 | 242208 | Kitchen | 0.0015972
Ceiling Fixture | Incandescent |  | Standard A Lamp | 1 | 65 | 242208 | Kitchen | 0.0015972
Chandelier (Hanging) | Incandescent |  | Decorative | 3 | 40 | 242208 | Kitchen | 0.0015972
Ceiling Fan | Incandescent |  | Standard A Lamp | 5 | 40 | 242209 | Living Room | 0.0015972
Table | Incandescent |  | Decorative | 3 | 40 | 242209 | Living Room | 0.0015972
Ceiling Fan | Compact Fluorescent |  | Twist | 3 | 22 | 2422010 | Master Bedroom | 0.0015972
Floor lamp | Incandescent |  | Standard A Lamp | 1 | 60 | 2422010 | Master Bedroom | 0.0015972
Ceiling Fixture | Compact Fluorescent |  | Twist | 1 | 15 | 242801 | Bathroom | 0.0042651
Wall Mount | Linear Fluorescent | 24 | T-8 | 2 | 40 | 242801 | Bathroom | 0.0042651
Ceiling Fixture | Compact Fluorescent |  | Twist | 2 | 15 | 242802 | Bedroom | 0.0042651
Ceiling Fixture | Compact Fluorescent |  | Twist | 1 | 15 | 242803 | Bathroom | 0.0042651
Ceiling Fixture | Compact Fluorescent |  | Twist | 1 | 15 | 242804 | Hall | 0.0042651
Chandelier (Hanging) | Compact Fluorescent |  | Twist | 3 | 22 | 242805 | Kitchen | 0.0042651
Recessed - other | Compact Fluorescent |  | Twist | 1 | 15 | 242805 | Kitchen | 0.0042651
Chandelier (Hanging) | Compact Fluorescent |  | Twist | 1 | 15 | 242806 | Living Room | 0.0042651
Floor lamp | Incandescent |  | Standard A Lamp | 1 | 150 | 242806 | Living Room | 0.0042651
Ceiling Fixture | Incandescent |  | Standard A Lamp | 2 | 60 | 242807 | Office | 0.0042651
Chandelier (Hanging) | Compact Fluorescent |  | Twist | 1 | 15 | 242807 | Office | 0.0042651
Ceiling Fixture | Incandescent |  | Standard A Lamp | 2 | 60 | 242808 | Bedroom | 0.0042651
Wall Mount | Linear Fluorescent | 24 | T-8 | 2 | 40 | 242808 | Bedroom | 0.0042651
Floor lamp | Incandescent |  | Standard A Lamp | 1 | 150 | 242808 | Bedroom | 0.0042651
Wall Mount | Incandescent |  | Standard A Lamp | 2 | 60 | 243001 | Bathroom | 0.0022277
Ceiling Fixture | Compact Fluorescent |  | Twist | 2 | 15 | 243002 | Bedroom | 0.0022277
Ceiling Fixture | Incandescent |  | Standard A Lamp | 2 | 60 | 243003 | Bedroom | 0.0022277
Ceiling Fixture | Incandescent |  | Standard A Lamp | 1 | 75 | 243004 | Closet | 0.0022277
Chandelier (Hanging) | Incandescent |  | Mini base | 4 | 40 | 243005 | Dining Room | 0.0022277
Ceiling Fixture | Incandescent |  | Standard A Lamp | 1 | 100 | 243006 | Kitchen | 0.0022277
Ceiling Fixture | Incandescent |  | Standard A Lamp | 1 | 100 | 243007 | Laundry Room | 0.0022277
Table | Incandescent |  | Standard A Lamp | 1 | 60 | 243008 | Living Room | 0.0022277
Ceiling Fixture | Incandescent |  | Standard A Lamp | 2 | 60 | 243009 | Master Bedroom | 0.0022277
Wall Mount | Incandescent |  | Standard A Lamp | 2 | 60 | 2430010 | Bathroom | 0.0022277
Ceiling Fixture | Compact Fluorescent |  | Twist | 1 | 22 | 243261 | Bathroom | 0.0015972
Ceiling Fixture | Compact Fluorescent |  | Twist | 1 | 22 | 243262 | Other | 0.0015972
Ceiling Fixture | Compact Fluorescent |  | Twist | 1 | 22 | 243263 | Hall | 0.0015972
Ceiling Fixture | Compact Fluorescent |  | Twist | 1 | 22 | 243264 | Hall | 0.0015972
Ceiling Fixture | Linear Fluorescent | 48 | T-8 | 2 | 32 | 243265 | Laundry Room | 0.0015972
Ceiling Fan | Compact Fluorescent |  | Circline (Screw Base) | 1 | 28 | 243266 | Living Room | 0.0015972
Ceiling Fixture | Linear Fluorescent | 48 | T-8 | 2 | 32 | 243266 | Living Room | 0.0015972
Ceiling Fixture | Incandescent |  | Globe | 5 | 40 | 243267 | Bathroom | 0.0015972
Ceiling Fixture | Compact Fluorescent |  | Circline (Screw Base) | 1 | 28 | 243268 | Master Bedroom | 0.0015972
Ceiling Fixture | Compact Fluorescent |  | Twist | 1 | 22 | 243269 | Office | 0.0015972
Floor lamp | Compact Fluorescent |  | Twist | 3 | 15 | 243269 | Office | 0.0015972
Table | Compact Fluorescent |  | Straight Tube | 1 | 22 | 243269 | Office | 0.0015972
Ceiling Fixture | Compact Fluorescent |  | Twist | 1 | 13 | 243282 | Bathroom | 0.0056382
Floor lamp | Compact Fluorescent |  | Twist | 1 | 23 | 243283 | Bedroom | 0.0056382
Ceiling Fixture | Compact Fluorescent |  | Twist | 2 | 23 | 243283 | Bedroom | 0.0056382
Floor lamp | Compact Fluorescent |  | Twist | 2 | 13 | 243284 | Bedroom | 0.0056382
Table | Compact Fluorescent |  | Twist | 1 | 13 | 243285 | Family Room | 0.0056382
Table | Incandescent |  | Standard A Lamp | 1 | 60 | 243285 | Family Room | 0.0056382
Ceiling Fixture | Compact Fluorescent |  | Twist | 1 | 13 | 243286 | Hall | 0.0056382
Ceiling Fixture | Incandescent |  | Standard A Lamp | 2 | 60 | 243287 | Kitchen | 0.0056382
Ceiling Fixture | Linear Fluorescent | 48 | T-12 | 2 | 40 | 243287 | Kitchen | 0.0056382
Ceiling Fixture | Compact Fluorescent |  | Twist | 1 | 13 | 243287 | Kitchen | 0.0056382
Ceiling Fixture | Incandescent |  | Standard A Lamp | 2 | 60 | 243391 | Bathroom | 0.0053603
Ceiling Fixture | Incandescent |  | Standard A Lamp | 2 | 60 | 243392 | Bathroom | 0.0053603
Chandelier (Hanging) | Incandescent |  | Decorative | 3 | 40 | 243393 | Bedroom | 0.0053603
Table | Incandescent |  | Standard A Lamp | 1 | 60 | 243394 | Bedroom | 0.0053603
Chandelier (Hanging) | Incandescent |  | Standard A Lamp | 3 | 60 | 243394 | Bedroom | 0.0053603
Ceiling Fixture | Incandescent |  | Standard A Lamp | 2 | 60 | 243395 | Closet | 0.0053603
Chandelier (Hanging) | Incandescent |  | Standard A Lamp | 5 | 60 | 243396 | Dining Room | 0.0053603
Ceiling Fixture | Linear Fluorescent | 48 | T-8 | 4 | 32 | 243397 | Kitchen | 0.0053603
Ceiling Fan | Incandescent |  | Standard A Lamp | 4 | 60 | 243398 | Living Room | 0.0053603
Table | Incandescent |  | Standard A Lamp | 1 | 60 | 243398 | Living Room | 0.0053603
Table | Incandescent |  | Standard A Lamp | 1 | 100 | 243398 | Living Room | 0.0053603
Table | Compact Fluorescent |  | Straight Tube | 1 | 22 | 243398 | Living Room | 0.0053603
Floor lamp | Incandescent |  | Standard A Lamp | 1 | 200 | 243398 | Living Room | 0.0053603
Table | Incandescent |  | Standard A Lamp | 1 | 60 | 243398 | Living Room | 0.0053603
Chandelier (Hanging) | Incandescent |  | Decorative | 3 | 40 | 243399 | Closet | 0.0053603
Table | Compact Fluorescent |  | Straight Tube | 1 | 28 | 243399 | Closet | 0.0053603
Table | Compact Fluorescent |  | Pin base | 1 | 27 | 243399 | Closet | 0.0053603
Ceiling Fixture | Incandescent |  | Standard A Lamp | 2 | 60 | 2433910 | Laundry Room | 0.0053603
Wall Mount | Incandescent |  | Mini base | 8 | 25 | 243861 | Bathroom | 0.0039154
Ceiling Fixture | Incandescent |  | Standard A Lamp | 1 | 60 | 243862 | Bedroom | 0.0039154
Ceiling Fixture | Compact Fluorescent |  | Twist | 1 | 15 | 243862 | Bedroom | 0.0039154
Table | Compact Fluorescent |  | Other | 1 | 28 | 243862 | Bedroom | 0.0039154
Table | Incandescent |  | Standard A Lamp | 1 | 40 | 243863 | Bedroom | 0.0039154
Ceiling Fixture | Incandescent |  | Standard A Lamp | 2 | 60 | 243863 | Bedroom | 0.0039154
Chandelier (Hanging) | Incandescent |  | Decorative | 9 | 25 | 243864 | Dining Room | 0.0039154
Ceiling Fixture | Incandescent |  | Standard A Lamp | 1 | 60 | 243865 | Kitchen | 0.0039154
Ceiling Fixture | Linear Fluorescent | 42 | T-12 | 2 | 40 | 243866 | Kitchen | 0.0039154
Ceiling Fixture | Incandescent |  | Standard A Lamp | 1 | 60 | 243866 | Kitchen | 0.0039154
Ceiling Fixture | Incandescent |  | Standard A Lamp | 1 | 25 | 243866 | Kitchen | 0.0039154
Ceiling Fixture | Incandescent |  | Standard A Lamp | 1 | 60 | 243867 | Laundry Room | 0.0039154
Torchiere | Incandescent |  | Standard A Lamp | 1 | 100 | 243868 | Living Room | 0.0039154
Table | Incandescent |  | Standard A Lamp | 1 | 100 | 243868 | Living Room | 0.0039154
Wall Mount | Incandescent |  | Mini base | 4 | 25 | 243869 | Bathroom | 0.0039154
Ceiling Fixture | Incandescent |  | Standard A Lamp | 1 | 60 | 243869 | Bathroom | 0.0039154
Ceiling Fan | Incandescent |  | Decorative | 3 | 40 | 2438610 | Master Bedroom | 0.0039154
Table | Incandescent |  | Standard A Lamp | 1 | 75 | 2438610 | Master Bedroom | 0.0039154
Table | Compact Fluorescent |  | Twist | 1 | 15 | 243931 | Other | 0.0039153
Wall Mount | Incandescent |  | Standard A Lamp | 2 | 60 | 243932 | Bathroom | 0.0039153
Wall Mount | Incandescent |  | Standard A Lamp | 2 | 40 | 243933 | Bathroom | 0.0039153
Table | Incandescent |  | Standard A Lamp | 1 | 60 | 243934 | Master Bedroom | 0.0039153
Table | Compact Fluorescent |  | Straight Tube | 1 | 15 | 243935 | Bedroom | 0.0039153
Ceiling Fixture | Incandescent |  | Standard A Lamp | 1 | 60 | 243936 | Hall | 0.0039153
Recessed Can | Incandescent |  | Reflector | 1 | 65 | 243937 | Kitchen | 0.0039153
Ceiling Fixture | Incandescent |  | Standard A Lamp | 1 | 60 | 243938 | Laundry Room | 0.0039153
Floor lamp | Incandescent |  | Standard A Lamp | 1 | 40 | 243939 | Living Room | 0.0039153
Wall Mount | Incandescent |  | Standard A Lamp | 3 | 60 | 243961 | Bathroom | 0.0042651
Ceiling Fixture | Compact Fluorescent |  | Twist | 1 | 23 | 243962 | Bedroom | 0.0042651
Ceiling Fixture | Incandescent |  | Standard A Lamp | 2 | 60 | 243963 | Bedroom | 0.0042651
Ceiling Fixture | Incandescent |  | Standard A Lamp | 1 | 60 | 243964 | Hall | 0.0042651
Ceiling Fixture | Compact Fluorescent |  | Twist | 2 | 23 | 243965 | Kitchen | 0.0042651
Chandelier (Hanging) | Compact Fluorescent |  | Decorative | 3 | 3 | 243965 | Kitchen | 0.0042651
Chandelier (Hanging) | Compact Fluorescent |  | Twist | 2 | 23 | 243965 | Kitchen | 0.0042651
Ceiling Fixture | Incandescent |  | Standard A Lamp | 2 | 60 | 243965 | Kitchen | 0.0042651
Ceiling Fixture | Compact Fluorescent |  | Twist | 1 | 23 | 243966 | Living Room | 0.0042651
Floor lamp | Compact Fluorescent |  | Twist | 3 | 13 | 243966 | Living Room | 0.0042651
Floor lamp | Incandescent |  | 3-Way Incandescent | 1 | 150 | 243966 | Living Room | 0.0042651
Floor lamp | Compact Fluorescent |  | Twist | 1 | 23 | 243966 | Living Room | 0.0042651
Wall Mount | Incandescent |  | Standard A Lamp | 3 | 60 | 243967 | Bathroom | 0.0042651
Ceiling Fixture | Incandescent |  | Standard A Lamp | 2 | 40 | 243968 | Master Bedroom | 0.0042651
Ceiling Fixture | Incandescent |  | Standard A Lamp | 1 | 60 | 244141 | Bathroom | 0.0022277
Ceiling Fixture | Incandescent |  | Standard A Lamp | 1 | 60 | 244142 | Bedroom | 0.0022277
Ceiling Fixture | Incandescent |  | Standard A Lamp | 1 | 60 | 244143 | Dining Room | 0.0022277
Chandelier (Hanging) | Incandescent |  | Standard A Lamp | 4 | 60 | 244143 | Dining Room | 0.0022277
Ceiling Fixture | Linear Fluorescent | 48 | T-12 | 2 | 40 | 244144 | Kitchen | 0.0022277
Ceiling Fixture | Incandescent |  | Standard A Lamp | 1 | 60 | 244145 | Laundry Room | 0.0022277
Chandelier (Hanging) | Incandescent |  | Standard A Lamp | 1 | 60 | 244146 | Family Room | 0.0022277
Floor lamp | Compact Fluorescent |  | Twist | 3 | 13 | 244146 | Family Room | 0.0022277
Ceiling Fixture | Incandescent |  | Standard A Lamp | 1 | 60 | 244147 | Bathroom | 0.0022277
Ceiling Fixture | Incandescent |  | Standard A Lamp | 2 | 60 | 244148 | Master Bedroom | 0.0022277
Ceiling Fixture | Incandescent |  | Standard A Lamp | 2 | 60 | 244149 | Bedroom | 0.0022277
Ceiling Fixture | Incandescent |  | Standard A Lamp | 1 | 300 | 2441410 | Other | 0.0022277
Ceiling Fixture | Compact Fluorescent |  | Twist | 1 | 15 | 244201 | Bathroom | 0.0042651
Ceiling Fixture | Compact Fluorescent |  | Twist | 1 | 15 | 244202 | Hall | 0.0042651
Ceiling Fixture | Compact Fluorescent |  | Twist | 1 | 15 | 244203 | Bedroom | 0.0042651
Ceiling Fixture | Compact Fluorescent |  | Twist | 1 | 15 | 244204 | Kitchen | 0.0042651
Chandelier (Hanging) | Compact Fluorescent |  | Twist | 1 | 22 | 244204 | Kitchen | 0.0042651
Table | Compact Fluorescent |  | Twist | 2 | 15 | 244206 | Master Bedroom | 0.0042651
Ceiling Fixture | Compact Fluorescent |  | Twist | 1 | 15 | 244207 | Bathroom | 0.0042651
Ceiling Fixture | Incandescent |  | Standard A Lamp | 1 | 60 | 244211 | Bathroom | 0.0015972
Wall Mount | Incandescent |  | Standard A Lamp | 1 | 100 | 244211 | Bathroom | 0.0015972
Ceiling Fixture | Incandescent |  | Standard A Lamp | 2 | 100 | 244212 | Bedroom | 0.0015972
Ceiling Fixture | Incandescent |  | Standard A Lamp | 1 | 100 | 244213 | Laundry Room | 0.0015972
Wall Mount | Incandescent |  | Standard A Lamp | 1 | 65 | 244214 | Living Room | 0.0015972
Ceiling Fixture | Linear Fluorescent | 48 | T-8 | 2 | 32 | 244214 | Living Room | 0.0015972
Ceiling Fixture | Linear Fluorescent | 48 | T-8 | 2 | 32 | 244215 | Other | 0.0015972
Wall Mount | Incandescent |  | Standard A Lamp | 1 | 40 | 244281 | Bathroom | 0.0039154
Ceiling Fixture | Incandescent |  | Reflector | 1 | 65 | 244282 | Bedroom | 0.0039154
Table | Compact Fluorescent |  | Twist | 1 | 15 | 244282 | Bedroom | 0.0039154
Table | Incandescent |  | Standard A Lamp | 1 | 100 | 244282 | Bedroom | 0.0039154
Ceiling Fixture | Incandescent |  | Reflector | 1 | 65 | 244283 | Bedroom | 0.0039154
Table | Incandescent |  | Standard A Lamp | 1 | 100 | 244283 | Bedroom | 0.0039154
Table | Incandescent |  | Standard A Lamp | 1 | 60 | 244283 | Bedroom | 0.0039154
Ceiling Fixture | Incandescent |  | Standard A Lamp | 1 | 60 | 244284 | Closet | 0.0039154
Ceiling Fixture | Incandescent |  | Standard A Lamp | 1 | 65 | 244285 | Closet | 0.0039154
Recessed Can | Incandescent |  | Reflector | 1 | 65 | 244286 | Dining Room | 0.0039154
Chandelier (Hanging) | Incandescent |  | Globe | 1 | 60 | 244286 | Dining Room | 0.0039154
Ceiling Fan | Incandescent |  | Standard A Lamp | 2 | 60 | 244287 | Family Room | 0.0039154
Floor lamp | Incandescent |  | Standard A Lamp | 1 | 60 | 244287 | Family Room | 0.0039154
Table | Compact Fluorescent |  | Twist | 2 | 15 | 244287 | Family Room | 0.0039154
Ceiling Fixture | Linear Fluorescent | 48 | T-8 | 2 | 32 | 244288 | Garage | 0.0039154
Garage door opener | Incandescent |  | Standard A Lamp | 1 | 40 | 244288 | Garage | 0.0039154
Recessed Can | Incandescent |  | Reflector | 1 | 65 | 244289 | Hall | 0.0039154
Recessed Can | Incandescent |  | Reflector | 1 | 65 | 2442810 | Kitchen | 0.0039154
Ceiling Fixture | Linear Fluorescent | 48 | T-8 | 2 | 32 | 2442810 | Kitchen | 0.0039154
Wall Mount | Linear Fluorescent | 12 | T-8 | 1 | 16 | 2442810 | Kitchen | 0.0039154
Recessed Can | Incandescent |  | Reflector | 1 | 75 | 2442811 | Laundry Room | 0.0039154
Ceiling Fan | Incandescent |  | Standard A Lamp | 1 | 60 | 2442812 | Living Room | 0.0039154
Floor lamp | Compact Fluorescent |  | A shape bulb | 2 | 7 | 2442812 | Living Room | 0.0039154
Table | Compact Fluorescent |  | Straight Tube | 1 | 15 | 2442812 | Living Room | 0.0039154
Floor lamp | Incandescent |  | Globe | 1 | 40 | 2442812 | Living Room | 0.0039154
Floor lamp | Compact Fluorescent |  | Straight Tube | 1 | 22 | 2442812 | Living Room | 0.0039154
Recessed Can | Incandescent |  | Reflector | 1 | 42 | 2442813 | Bathroom | 0.0039154
Recessed Can | Incandescent |  | Reflector | 1 | 65 | 2442813 | Bathroom | 0.0039154
Recessed Can | Incandescent |  | Reflector | 1 | 65 | 2442814 | Master Bedroom | 0.0039154
Table | Incandescent |  | Standard A Lamp | 1 | 40 | 2442814 | Master Bedroom | 0.0039154
Table | Incandescent |  | Mini base | 1 | 25 | 2442814 | Master Bedroom | 0.0039154
Ceiling Fixture | Incandescent |  | Standard A Lamp | 1 | 60 | 2442815 | Closet | 0.0039154
Wall Mount | Linear Fluorescent | 12 | T-8 | 1 | 15 | 2442816 | Office | 0.0039154
Recessed Can | Incandescent |  | Reflector | 1 | 65 | 2442816 | Office | 0.0039154
Wall Mount | Incandescent |  | Standard A Lamp | 1 | 40 | 2442816 | Office | 0.0039154
Ceiling Fixture | Compact Fluorescent |  | Twist | 1 | 19 | 244501 | Bathroom | 0.0015972
Wall Mount | Compact Fluorescent |  | Twist | 1 | 12 | 244501 | Bathroom | 0.0015972
Wall Mount | Incandescent |  | Standard A Lamp | 2 | 40 | 244502 | Bedroom | 0.0015972
Ceiling Fixture | Compact Fluorescent |  | Twist | 1 | 19 | 244503 | Hall | 0.0015972
Ceiling Fan | Compact Fluorescent |  | Twist | 1 | 22 | 244504 | Kitchen | 0.0015972
Ceiling Fixture | Compact Fluorescent |  | Twist | 3 | 22 | 244504 | Kitchen | 0.0015972
Wall Mount | Incandescent |  | Clear | 1 | 25 | 244504 | Kitchen | 0.0015972
Table | Incandescent |  | Standard A Lamp | 1 | 100 | 244505 | Living Room | 0.0015972
Wall Mount | Incandescent |  | Decorative | 1 | 40 | 244505 | Living Room | 0.0015972
Table | Incandescent |  | Decorative | 3 | 25 | 244505 | Living Room | 0.0015972
Wall Mount | Compact Fluorescent |  | Twist | 1 | 12 | 244506 | Master Bedroom | 0.0015972
Wall Mount | Incandescent |  | Standard A Lamp | 1 | 40 | 244506 | Master Bedroom | 0.0015972
Chandelier (Hanging) | Incandescent |  | Standard A Lamp | 1 | 60 | 244731 | Bathroom | 0.0042651
Chandelier (Hanging) | Incandescent |  | Standard A Lamp | 1 | 60 | 244732 | Bathroom | 0.0042651
Ceiling Fixture | Linear Fluorescent | 48 | T-12 | 2 | 40 | 244733 | Bedroom | 0.0042651
Table | Incandescent |  | Standard A Lamp | 1 | 60 | 244734 | Bedroom | 0.0042651
Ceiling Fixture | Incandescent |  | Standard A Lamp | 1 | 60 | 244735 | Closet | 0.0042651
Ceiling Fixture | Incandescent |  | Standard A Lamp | 1 | 60 | 244736 | Closet | 0.0042651
Ceiling Fixture | Linear Fluorescent | 48 | T-12 | 2 | 40 | 244737 | Garage | 0.0042651
Ceiling Fixture | Incandescent |  | Standard A Lamp | 1 | 60 | 244738 | Hall | 0.0042651
Ceiling Fixture | Linear Fluorescent | 48 | T-8 | 2 | 32 | 244739 | Kitchen | 0.0042651
Chandelier (Hanging) | Incandescent |  | Globe | 5 | 60 | 244739 | Kitchen | 0.0042651
Ceiling Fixture | Compact Fluorescent |  | Twist | 3 | 22 | 244739 | Kitchen | 0.0042651
Ceiling Fixture | Incandescent |  | Mini base | 3 | 25 | 244739 | Kitchen | 0.0042651
Recessed - other | Incandescent |  | Standard A Lamp | 1 | 60 | 244739 | Kitchen | 0.0042651
Table | Incandescent |  | Standard A Lamp | 1 | 60 | 2447310 | Living Room | 0.0042651
Ceiling Fixture | Incandescent |  | Standard A Lamp | 2 | 60 | 2447310 | Living Room | 0.0042651
Table | Compact Fluorescent |  | Twist | 1 | 22 | 2447311 | Master Bedroom | 0.0042651
Ceiling Fixture | Incandescent |  | Standard A Lamp | 1 | 60 | 244761 | Bedroom | 0.0056382
Table | Incandescent |  | Mini base | 1 | 7 | 244761 | Bedroom | 0.0056382
Ceiling Fixture | Incandescent |  | Standard A Lamp | 1 | 60 | 244762 | Dining Room | 0.0056382
Ceiling Fixture | Incandescent |  | Standard A Lamp | 1 | 60 | 244764 | Kitchen | 0.0056382
Ceiling Fixture | Incandescent |  | Standard A Lamp | 1 | 60 | 244764 | Kitchen | 0.0056382
Ceiling Fixture | Incandescent |  | Standard A Lamp | 1 | 60 | 244766 | Master Bedroom | 0.0056382
Table | Incandescent |  | Mini base | 1 | 25 | 244766 | Master Bedroom | 0.0056382
Wall Mount | Compact Fluorescent |  | Twist | 1 | 15 | 244766 | Master Bedroom | 0.0056382
Ceiling Fixture | Incandescent |  | Standard A Lamp | 1 | 60 | 244767 | Bathroom | 0.0056382
Table | Incandescent |  | Clear | 1 | 40 | 245071 | Bedroom | 0.0042651
Wall Mount | Incandescent |  | Standard A Lamp | 1 | 40 | 245071 | Bedroom | 0.0042651
Table | Incandescent |  | Standard A Lamp | 1 | 60 | 245072 | Bedroom | 0.0042651
Table | Compact Fluorescent |  | Twist | 1 | 15 | 245072 | Bedroom | 0.0042651
Ceiling Fixture | Incandescent |  | Standard A Lamp | 1 | 60 | 245073 | Bathroom | 0.0042651
Ceiling Fan | Incandescent |  | Clear | 3 | 40 | 245074 | Dining Room | 0.0042651
Table | Incandescent |  | Clear | 1 | 40 | 245074 | Dining Room | 0.0042651
Table | Incandescent |  | Mini base | 1 | 25 | 245075 | Family Room | 0.0042651
Chandelier (Hanging) | Incandescent |  | Mini base | 3 | 25 | 245075 | Family Room | 0.0042651
Ceiling Fixture | Incandescent |  | Standard A Lamp | 1 | 60 | 245076 | Hall | 0.0042651
Ceiling Fixture | Incandescent |  | Standard A Lamp | 2 | 40 | 245077 | Kitchen | 0.0042651
Other | Incandescent |  | Clear | 1 | 25 | 245077 | Kitchen | 0.0042651
Ceiling Fixture | Incandescent |  | Standard A Lamp | 1 | 60 | 245078 | Laundry Room | 0.0042651
Table | Compact Fluorescent |  | Twist | 1 | 15 | 245079 | Living Room | 0.0042651
Floor lamp | Incandescent |  | Standard A Lamp | 1 | 60 | 245079 | Living Room | 0.0042651
Torchiere | Incandescent |  | Standard A Lamp | 2 | 60 | 245079 | Living Room | 0.0042651
Torchiere | Compact Fluorescent |  | Twist | 1 | 15 | 245079 | Living Room | 0.0042651
Floor lamp | Incandescent |  | Standard A Lamp | 1 | 40 | 2450710 | Master Bedroom | 0.0042651
Table | Incandescent |  | Mini base | 1 | 25 | 2450710 | Master Bedroom | 0.0042651
Ceiling Fixture | Incandescent |  | Standard A Lamp | 1 | 60 | 2450711 | Bathroom | 0.0042651
Track | Incandescent |  | Standard A Lamp | 2 | 60 | 2450711 | Bathroom | 0.0042651
Other | Incandescent |  | Mini base | 1 | 5 | 2450711 | Bathroom | 0.0042651
Wall Mount | Compact Fluorescent |  | Twist | 1 | 15 | 245091 | Bathroom | 0.0015972
Wall Mount | Compact Fluorescent |  | Straight Tube | 1 | 36 | 245092 | Bedroom | 0.0015972
Ceiling Fixture | Compact Fluorescent |  | Twist | 3 | 15 | 245093 | Hall | 0.0015972
Wall Mount | Compact Fluorescent |  | Twist | 1 | 22 | 245093 | Hall | 0.0015972
Ceiling Fixture | Compact Fluorescent |  | Twist | 1 | 22 | 245094 | Kitchen | 0.0015972
Ceiling Fan | Compact Fluorescent |  | Twist | 3 | 22 | 245094 | Kitchen | 0.0015972
Floor lamp | Compact Fluorescent |  | Twist | 1 | 28 | 245095 | Living Room | 0.0015972
Floor lamp | Compact Fluorescent |  | Straight Tube | 1 | 22 | 245096 | Master Bedroom | 0.0015972
Ceiling Fixture | Incandescent |  | Standard A Lamp | 1 | 60 | 245821 | Bathroom | 0.0056382
Wall Mount | Incandescent |  | Standard A Lamp | 2 | 60 | 245822 | Bathroom | 0.0056382
Ceiling Fixture | Compact Fluorescent |  | Twist | 1 | 15 | 245822 | Bathroom | 0.0056382
Ceiling Fixture | Incandescent |  | Decorative | 1 | 40 | 245822 | Bathroom | 0.0056382
Ceiling Fan | Incandescent |  | Clear | 2 | 40 | 245823 | Bedroom | 0.0056382
Ceiling Fan | Compact Fluorescent |  | Twist | 3 | 23 | 245824 | Bedroom | 0.0056382
Table | Compact Fluorescent |  | Twist | 1 | 7 | 245824 | Bedroom | 0.0056382
Ceiling Fixture | Compact Fluorescent |  | A shape bulb | 1 | 15 | 245825 | Closet | 0.0056382
Ceiling Fixture | Incandescent |  | Standard A Lamp | 1 | 40 | 245826 | Closet | 0.0056382
Ceiling Fixture | Compact Fluorescent |  | Twist | 1 | 15 | 245827 | Closet | 0.0056382
Chandelier (Hanging) | Incandescent |  | Mini base | 6 | 40 | 245828 | Dining Room | 0.0056382
Ceiling Fixture | Compact Fluorescent |  | Twist | 1 | 15 | 245828 | Dining Room | 0.0056382
Ceiling Fixture | Incandescent |  | Standard A Lamp | 2 | 60 | 245829 | Other | 0.0056382
Ceiling Fan | Compact Fluorescent |  | Twist | 1 | 15 | 2458210 | Family Room | 0.0056382
Recessed Can | Incandescent |  | Reflector | 1 | 65 | 2458211 | Kitchen | 0.0056382
Ceiling Fixture | Compact Fluorescent |  | Twist | 1 | 15 | 2458211 | Kitchen | 0.0056382
Other | Incandescent |  | Clear | 1 | 40 | 2458211 | Kitchen | 0.0056382
Table | Compact Fluorescent |  | Twist | 1 | 23 | 2458212 | Living Room | 0.0056382
Ceiling Fan | Compact Fluorescent |  | Twist | 2 | 23 | 2458212 | Living Room | 0.0056382
Ceiling Fixture | Incandescent |  | Standard A Lamp | 2 | 60 | 245911 | Bedroom | 0.0015972
Floor lamp | Incandescent |  | Standard A Lamp | 1 | 65 | 245912 | Family Room | 0.0015972
Wall Mount | Incandescent |  | Standard A Lamp | 2 | 60 | 245913 | Bathroom | 0.0015972
Ceiling Fixture | Incandescent |  | Standard A Lamp | 1 | 60 | 245913 | Bathroom | 0.0015972
Ceiling Fixture | Incandescent |  | Standard A Lamp | 1 | 60 | 245914 | Kitchen | 0.0015972
Wall Mount | Incandescent |  | Standard A Lamp | 2 | 60 | 245951 | Bathroom | 0.0022277
Wall Mount | Compact Fluorescent |  | Twist | 1 | 13 | 245952 | Hall | 0.0022277
Floor lamp | Compact Fluorescent |  | Twist | 1 | 15 | 245954 | Living Room | 0.0022277
Ceiling Fixture | Linear Fluorescent | 48 | T-12 | 2 | 40 | 245954 | Living Room | 0.0022277
Ceiling Fixture | Compact Fluorescent |  | Twist | 3 | 15 | 245954 | Living Room | 0.0022277
Ceiling Fixture | Linear Fluorescent | 24 | T-8 | 1 | 20 | 245954 | Living Room | 0.0022277
Wall Mount | Compact Fluorescent |  | Twist | 3 | 15 | 245955 | Bathroom | 0.0022277
Wall Mount | Compact Fluorescent |  | Twist | 1 | 13 | 245955 | Bathroom | 0.0022277
Table | Incandescent |  | Standard A Lamp | 1 | 60 | 245956 | Master Bedroom | 0.0022277
Wall Mount | Compact Fluorescent |  | Twist | 1 | 13 | 245956 | Master Bedroom | 0.0022277
Floor lamp | Incandescent |  | Standard A Lamp | 1 | 100 | 245957 | Office | 0.0022277
Ceiling Fixture | Compact Fluorescent |  | Twist | 2 | 13 | 245957 | Office | 0.0022277
Ceiling Fixture | Linear Fluorescent | 48 | T-12 | 3 | 40 | 245958 | Bedroom | 0.0022277
Wall Mount | Incandescent |  | Standard A Lamp | 1 | 60 | 245958 | Bedroom | 0.0022277
Ceiling Fixture | Linear Fluorescent | 48 | T-8 | 2 | 40 | 245991 | Kitchen | 0.0053603
Ceiling Fan | Incandescent |  | Standard A Lamp | 1 | 100 | 245991 | Kitchen | 0.0053603
Table | Incandescent |  | Standard A Lamp | 1 | 75 | 245992 | Living Room | 0.0053603
Ceiling Fixture | Incandescent |  | Standard A Lamp | 2 | 60 | 245993 | Laundry Room | 0.0053603
Ceiling Fixture | Incandescent |  | Standard A Lamp | 2 | 60 | 245994 | Bedroom | 0.0053603
Table | Incandescent |  | Standard A Lamp | 1 | 60 | 245994 | Bedroom | 0.0053603
Ceiling Fixture | Incandescent |  | Standard A Lamp | 2 | 60 | 245995 | Bedroom | 0.0053603
Table | Incandescent |  | Standard A Lamp | 1 | 60 | 245995 | Bedroom | 0.0053603
Ceiling Fixture | Incandescent |  | Standard A Lamp | 2 | 60 | 245996 | Bathroom | 0.0053603
Wall Mount | Incandescent |  | Standard A Lamp | 2 | 60 | 245996 | Bathroom | 0.0053603
Wall Mount | Compact Fluorescent |  | Twist | 4 | 15 | 246041 | Bathroom | 0.0022277
Wall Mount | Compact Fluorescent |  | Twist | 3 | 15 | 246042 | Bathroom | 0.0022277
Ceiling Fixture | Compact Fluorescent |  | Twist | 2 | 15 | 246043 | Bedroom | 0.0022277
Ceiling Fixture | Compact Fluorescent |  | Twist | 2 | 15 | 246044 | Kitchen | 0.0022277
Chandelier (Hanging) | Compact Fluorescent |  | Twist | 5 | 15 | 246044 | Kitchen | 0.0022277
Ceiling Fixture | Compact Fluorescent |  | Twist | 1 | 15 | 246045 | Laundry Room | 0.0022277
Table | Compact Fluorescent |  | Twist | 1 | 15 | 246046 | Living Room | 0.0022277
Table | Compact Fluorescent |  | Twist | 1 | 22 | 246046 | Living Room | 0.0022277
Floor lamp | Compact Fluorescent |  | Twist | 2 | 15 | 246046 | Living Room | 0.0022277
Floor lamp | Compact Fluorescent |  | Twist | 1 | 22 | 246046 | Living Room | 0.0022277
Ceiling Fixture | Linear Fluorescent | 48 | T-12 | 2 | 40 | 246047 | Other | 0.0022277
Ceiling Fixture | Compact Fluorescent |  | Twist | 2 | 15 | 246048 | Bedroom | 0.0022277
Table | Incandescent |  | Clear | 1 | 40 | 246048 | Bedroom | 0.0022277
Floor lamp | Compact Fluorescent |  | Pin base | 4 | 40 | 246048 | Bedroom | 0.0022277
Ceiling Fixture | Linear Fluorescent | 48 | T-12 | 2 | 20 | 246061 | Bathroom | 0.0015972
Ceiling Fixture | Incandescent |  | Standard A Lamp | 2 | 60 | 246062 | Master Bedroom | 0.0015972
Table | Compact Fluorescent |  | Twist | 1 | 15 | 246062 | Master Bedroom | 0.0015972
Ceiling Fixture | Incandescent |  | Standard A Lamp | 2 | 60 | 246063 | Bedroom | 0.0015972
Ceiling Fixture | Incandescent |  | Standard A Lamp | 5 | 60 | 246064 | Dining Room | 0.0015972
Ceiling Fixture | Incandescent |  | Standard A Lamp | 1 | 60 | 246065 | Other | 0.0015972
Wall Mount | Incandescent |  | Standard A Lamp | 1 | 60 | 246066 | Hall | 0.0015972
Ceiling Fixture | Compact Fluorescent |  | Twist | 2 | 15 | 246067 | Kitchen | 0.0015972
Wall Mount | Incandescent |  | Standard A Lamp | 1 | 40 | 246067 | Kitchen | 0.0015972
Wall Mount | Linear Fluorescent | 48 | T-12 | 2 | 20 | 246067 | Kitchen | 0.0015972
Ceiling Fixture | Incandescent |  | Standard A Lamp | 1 | 60 | 246068 | Laundry Room | 0.0015972
Table | Compact Fluorescent |  | Twist | 1 | 23 | 246069 | Bedroom | 0.0015972
Floor lamp | Compact Fluorescent |  | Twist | 2 | 22 | 246069 | Bedroom | 0.0015972
Ceiling Fixture | Incandescent |  | Standard A Lamp | 2 | 60 | 246131 | Kitchen | 0.0056382
Wall Mount | Compact Fluorescent |  | Twist | 1 | 15 | 246131 | Kitchen | 0.0056382
Wall Mount | Incandescent |  | Standard A Lamp | 1 | 60 | 246131 | Kitchen | 0.0056382
Ceiling Fixture | Incandescent |  | Standard A Lamp | 2 | 60 | 246132 | Living Room | 0.0056382
Floor lamp | Compact Fluorescent |  | Twist | 1 | 15 | 246132 | Living Room | 0.0056382
Table | Compact Fluorescent |  | Twist | 1 | 15 | 246132 | Living Room | 0.0056382
Wall Mount | Incandescent |  | Clear | 3 | 40 | 246133 | Bathroom | 0.0056382
Ceiling Fixture | Incandescent |  | Standard A Lamp | 1 | 60 | 246134 | Hall | 0.0056382
Ceiling Fixture | Incandescent |  | Standard A Lamp | 2 | 60 | 246135 | Bedroom | 0.0056382
Wall Mount | Incandescent |  | Standard A Lamp | 2 | 60 | 246135 | Bedroom | 0.0056382
Ceiling Fixture | Incandescent |  | Standard A Lamp | 1 | 60 | 246136 | Hall | 0.0056382
Ceiling Fixture | Incandescent |  | Standard A Lamp | 1 | 100 | 246136 | Hall | 0.0056382
Wall Mount | Incandescent |  | Standard A Lamp | 1 | 60 | 246591 | Bathroom | 0.0039154
Wall Mount | Incandescent |  | Decorative | 1 | 100 | 246592 | Bathroom | 0.0039154
Ceiling Fan | Incandescent |  | Standard A Lamp | 1 | 60 | 246592 | Bathroom | 0.0039154
Wall Mount | Incandescent |  | Decorative | 1 | 5 | 246592 | Bathroom | 0.0039154
Chandelier (Hanging) | Incandescent |  | Decorative | 3 | 25 | 246593 | Dining Room | 0.0039154
Other | Linear Fluorescent | 42 | T-12 | 1 | 32 | 246593 | Dining Room | 0.0039154
Ceiling Fixture | Linear Fluorescent | 42 | T-12 | 2 | 32 | 246594 | Kitchen | 0.0039154
Ceiling Fixture | Linear Fluorescent | 42 | T-12 | 1 | 32 | 246594 | Kitchen | 0.0039154
Ceiling Fixture | Incandescent |  | Standard A Lamp | 1 | 60 | 246595 | Laundry Room | 0.0039154
Table | Incandescent |  | Standard A Lamp | 1 | 100 | 246596 | Living Room | 0.0039154
Torchiere | Incandescent |  | Standard A Lamp | 1 | 60 | 246596 | Living Room | 0.0039154
Ceiling Fan | Incandescent |  | Standard A Lamp | 4 | 75 | 246596 | Living Room | 0.0039154
Ceiling Fixture | Incandescent |  | Standard A Lamp | 2 | 60 | 246597 | Master Bedroom | 0.0039154
Table | Incandescent |  | Standard A Lamp | 1 | 100 | 246597 | Master Bedroom | 0.0039154
Ceiling Fixture | Incandescent |  | Standard A Lamp | 2 | 60 | 246598 | Bedroom | 0.0039154
Ceiling Fixture | Incandescent |  | Standard A Lamp | 2 | 60 | 246599 | Office | 0.0039154
Ceiling Fixture | Compact Fluorescent |  | Twist | 2 | 22 | 246691 | Bathroom | 0.0015972
Ceiling Fixture | Incandescent |  | Standard A Lamp | 2 | 60 | 246692 | Bathroom | 0.0015972
Ceiling Fixture | Incandescent |  | Standard A Lamp | 2 | 60 | 246693 | Bedroom | 0.0015972
Ceiling Fixture | Incandescent |  | Standard A Lamp | 2 | 60 | 246694 | Bedroom | 0.0015972
Ceiling Fixture | Incandescent |  | Standard A Lamp | 2 | 60 | 246695 | Bedroom | 0.0015972
Ceiling Fixture | Incandescent |  | Standard A Lamp | 2 | 60 | 246696 | Bedroom | 0.0015972
Ceiling Fixture | Incandescent |  | Standard A Lamp | 2 | 60 | 246697 | Closet | 0.0015972
Ceiling Fixture | Incandescent |  | Decorative | 4 | 40 | 246698 | Family Room | 0.0015972
Ceiling Fixture | Compact Fluorescent |  | Twist | 3 | 28 | 246698 | Family Room | 0.0015972
Ceiling Fixture | Compact Fluorescent |  | Twist | 2 | 22 | 246699 | Hall | 0.0015972
Ceiling Fixture | Incandescent |  | Standard A Lamp | 2 | 60 | 2466910 | Kitchen | 0.0015972
Ceiling Fixture | Incandescent |  | Standard A Lamp | 1 | 60 | 2466911 | Laundry Room | 0.0015972
Ceiling Fan | Incandescent |  | Decorative | 4 | 40 | 2466912 | Living Room | 0.0015972
Table | Incandescent |  | Mini base | 4 | 60 | 2466912 | Living Room | 0.0015972
Ceiling Fan | Incandescent |  | Standard A Lamp | 2 | 60 | 2466913 | Master Bedroom | 0.0015972
Floor lamp | Incandescent |  | Standard A Lamp | 1 | 60 | 246921 | Living Room | 0.0022277
Ceiling Fixture | Incandescent |  | Standard A Lamp | 2 | 60 | 246921 | Living Room | 0.0022277
Ceiling Fixture | Incandescent |  | Standard A Lamp | 2 | 60 | 246922 | Bathroom | 0.0022277
Ceiling Fixture | Incandescent |  | Standard A Lamp | 1 | 60 | 246923 | Bedroom | 0.0022277
Ceiling Fixture | Incandescent |  | Standard A Lamp | 2 | 60 | 246924 | Bedroom | 0.0022277
Other | Incandescent |  | Mini base | 1 | 5 | 246924 | Bedroom | 0.0022277
Ceiling Fixture | Incandescent |  | Standard A Lamp | 2 | 60 | 246925 | Kitchen | 0.0022277
Ceiling Fixture | Incandescent |  | Standard A Lamp | 2 | 60 | 246926 | Master Bedroom | 0.0022277
Ceiling Fixture | Incandescent |  | Standard A Lamp | 2 | 60 | 246927 | Bathroom | 0.0022277
Wall Mount | Compact Fluorescent |  | Twist | 4 | 40 | 247081 | Bathroom | 0.0053603
Ceiling Fixture | Compact Fluorescent |  | Twist | 1 | 15 | 247082 | Bathroom | 0.0053603
Wall Mount | Compact Fluorescent |  | Twist | 2 | 15 | 247082 | Bathroom | 0.0053603
Ceiling Fixture | Compact Fluorescent |  | Twist | 1 | 15 | 247083 | Bedroom | 0.0053603
Floor lamp | Incandescent |  | Decorative | 3 | 40 | 247083 | Bedroom | 0.0053603
Table | Incandescent |  | Standard A Lamp | 3 | 100 | 247084 | Family Room | 0.0053603
Floor lamp | Compact Fluorescent |  | Twist | 1 | 15 | 247084 | Family Room | 0.0053603
Table | Incandescent |  | Standard A Lamp | 1 | 100 | 247084 | Family Room | 0.0053603
Chandelier (Hanging) | Compact Fluorescent |  | Twist | 3 | 15 | 247085 | Kitchen | 0.0053603
Chandelier (Hanging) | Incandescent |  | Standard A Lamp | 2 | 100 | 247085 | Kitchen | 0.0053603
Ceiling Fixture | Compact Fluorescent |  | Twist | 2 | 15 | 247085 | Kitchen | 0.0053603
Ceiling Fixture | Compact Fluorescent |  | Twist | 1 | 22 | 247085 | Kitchen | 0.0053603
Ceiling Fixture | Incandescent |  | Standard A Lamp | 1 | 60 | 247086 | Laundry Room | 0.0053603
Table | Compact Fluorescent |  | Twist | 1 | 15 | 247087 | Living Room | 0.0053603
Floor lamp | Incandescent |  | Decorative | 3 | 40 | 247087 | Living Room | 0.0053603
Ceiling Fixture | Compact Fluorescent |  | Twist | 1 | 15 | 247088 | Bedroom | 0.0053603
Ceiling Fixture | Incandescent |  | Standard A Lamp | 1 | 100 | 247089 | Master Bedroom | 0.0053603
Ceiling Fixture | Compact Fluorescent |  | Twist | 1 | 15 | 247089 | Master Bedroom | 0.0053603
Architectural | Incandescent |  | Other | 1 | 25 | 247089 | Master Bedroom | 0.0053603
Table | Incandescent |  | Standard A Lamp | 1 | 40 | 247089 | Master Bedroom | 0.0053603
Wall Mount | Incandescent |  | Globe | 6 | 40 | 247121 | Bathroom | 0.0053603
Ceiling Fixture | Incandescent |  | Standard A Lamp | 1 | 60 | 247122 | Bedroom | 0.0053603
Table | Incandescent |  | Mini base | 1 | 40 | 247122 | Bedroom | 0.0053603
Ceiling Fixture | Incandescent |  | Standard A Lamp | 2 | 60 | 247123 | Bedroom | 0.0053603
Table | Incandescent |  | Reflector | 1 | 45 | 247123 | Bedroom | 0.0053603
Ceiling Fixture | Compact Fluorescent |  | Twist | 2 | 15 | 247124 | Office | 0.0053603
Table | Compact Fluorescent |  | Straight Tube | 1 | 27 | 247124 | Office | 0.0053603
Table | Incandescent |  | Standard A Lamp | 1 | 100 | 247124 | Office | 0.0053603
Chandelier (Hanging) | Compact Fluorescent |  | Twist | 6 | 15 | 247125 | Dining Room | 0.0053603
Ceiling Fan | Compact Fluorescent |  | Straight Tube | 3 | 11 | 247126 | Family Room | 0.0053603
Table | Incandescent |  | Standard A Lamp | 1 | 70 | 247126 | Family Room | 0.0053603
Table | Incandescent |  | Standard A Lamp | 1 | 200 | 247126 | Family Room | 0.0053603
Torchiere | Compact Fluorescent |  | Other | 1 | 22 | 247126 | Family Room | 0.0053603
Table | Compact Fluorescent |  | Straight Tube | 1 | 27 | 247126 | Family Room | 0.0053603
Garage door opener | Incandescent |  | Standard A Lamp | 1 | 60 | 247127 | Other | 0.0053603
Ceiling Fixture | Incandescent |  | Standard A Lamp | 1 | 60 | 247127 | Other | 0.0053603
Ceiling Fixture | Incandescent |  | Standard A Lamp | 1 | 100 | 247128 | Hall | 0.0053603
Ceiling Fixture | Incandescent |  | Standard A Lamp | 1 | 60 | 247129 | Hall | 0.0053603
Ceiling Fixture | Linear Fluorescent | 48 | T-12 | 4 | 40 | 2471210 | Kitchen | 0.0053603
Ceiling Fixture | Incandescent |  | Standard A Lamp | 1 | 60 | 2471210 | Kitchen | 0.0053603
Ceiling Fixture | Incandescent |  | Standard A Lamp | 2 | 60 | 2471210 | Kitchen | 0.0053603
Ceiling Fixture | Incandescent |  | Standard A Lamp | 1 | 60 | 2471211 | Laundry Room | 0.0053603
Table | Incandescent |  | Standard A Lamp | 1 | 60 | 2471212 | Living Room | 0.0053603
Torchiere | Halogen |  | Quartz Tube | 1 | 150 | 2471212 | Living Room | 0.0053603
Table | Incandescent |  | Standard A Lamp | 3 | 90 | 2471212 | Living Room | 0.0053603
Floor lamp | Compact Fluorescent |  | Straight Tube | 1 | 11 | 2471212 | Living Room | 0.0053603
Wall Mount | Incandescent |  | Globe | 6 | 40 | 2471213 | Bathroom | 0.0053603
Ceiling Fixture | Incandescent |  | Standard A Lamp | 2 | 60 | 2471214 | Master Bedroom | 0.0053603
Table | Incandescent |  | Standard A Lamp | 1 | 60 | 2471214 | Master Bedroom | 0.0053603
Ceiling Fixture | Incandescent |  | Standard A Lamp | 1 | 100 | 2471215 | Closet | 0.0053603
Table | Compact Fluorescent |  | Twist | 1 | 15 | 247191 | Bedroom | 0.0039154
Ceiling Fixture | Incandescent |  | Standard A Lamp | 1 | 60 | 247192 | Bedroom | 0.0039154
Table | Incandescent |  | Standard A Lamp | 1 | 60 | 247192 | Bedroom | 0.0039154
Wall Mount | Incandescent |  | Clear | 3 | 40 | 247193 | Bathroom | 0.0039154
Recessed Can | Incandescent |  | Reflector | 1 | 60 | 247193 | Bathroom | 0.0039154
Ceiling Fixture | Incandescent |  | Standard A Lamp | 1 | 60 | 247194 | Closet | 0.0039154
Chandelier (Hanging) | Incandescent |  | Standard A Lamp | 4 | 40 | 247195 | Dining Room | 0.0039154
Ceiling Fixture | Incandescent |  | Standard A Lamp | 1 | 150 | 247196 | Garage | 0.0039154
Ceiling Fixture | Incandescent |  | Standard A Lamp | 1 | 60 | 247197 | Hall | 0.0039154
Recessed Can | Incandescent |  | Reflector | 1 | 65 | 247198 | Kitchen | 0.0039154
Wall Mount | Halogen |  | MR | 1 | 50 | 247198 | Kitchen | 0.0039154
Ceiling Fixture | Linear Fluorescent | 42 | T-12 | 2 | 32 | 247199 | Laundry Room | 0.0039154
Floor lamp | Compact Fluorescent |  | Twist | 2 | 15 | 2471910 | Living Room | 0.0039154
Table | Compact Fluorescent |  | Twist | 1 | 15 | 2471910 | Living Room | 0.0039154
Wall Mount | Incandescent |  | Standard A Lamp | 1 | 40 | 2471910 | Living Room | 0.0039154
Table | Compact Fluorescent |  | Straight Tube | 1 | 28 | 2471911 | Master Bedroom | 0.0039154
Table | Incandescent |  | Standard A Lamp | 1 | 60 | 2471911 | Master Bedroom | 0.0039154
Ceiling Fixture | Linear Fluorescent | 42 | T-12 | 2 | 40 | 2471912 | Office | 0.0039154
Ceiling Fixture | Linear Fluorescent | 18 | T-12 | 2 | 20 | 2471913 | Closet | 0.0039154
Ceiling Fixture | Incandescent |  | Standard A Lamp | 2 | 60 | 2471914 | Closet | 0.0039154
Wall Mount | Incandescent |  | Standard A Lamp | 3 | 100 | 2471915 | Bathroom | 0.0039154
Recessed Can | Halogen |  | PAR | 1 | 30 | 2471915 | Bathroom | 0.0039154
Ceiling Fan | Incandescent |  | Standard A Lamp | 1 | 60 | 2471915 | Bathroom | 0.0039154
Ceiling Fixture | Incandescent |  | Standard A Lamp | 1 | 60 | 247361 | Bedroom | 0.0042651
Ceiling Fixture | Compact Fluorescent |  | Twist | 1 | 15 | 247361 | Bedroom | 0.0042651
Ceiling Fixture | Incandescent |  | Standard A Lamp | 2 | 60 | 247362 | Bedroom | 0.0042651
Ceiling Fixture | Compact Fluorescent |  | Twist | 1 | 15 | 247363 | Bathroom | 0.0042651
Wall Mount | Incandescent |  | Standard A Lamp | 1 | 75 | 247363 | Bathroom | 0.0042651
Ceiling Fixture | Incandescent |  | Globe | 1 | 75 | 247364 | Closet | 0.0042651
Chandelier (Hanging) | Incandescent |  | Decorative | 5 | 25 | 247365 | Dining Room | 0.0042651
Ceiling Fixture | Incandescent |  | Standard A Lamp | 3 | 60 | 247366 | Hall | 0.0042651
Torchiere | Incandescent |  | Standard A Lamp | 3 | 60 | 247367 | Family Room | 0.0042651
Chandelier (Hanging) | Incandescent |  | Standard A Lamp | 1 | 60 | 247367 | Family Room | 0.0042651
Ceiling Fixture | Incandescent |  | Standard A Lamp | 1 | 60 | 247368 | Hall | 0.0042651
Ceiling Fixture | Compact Fluorescent |  | Twist | 1 | 15 | 247368 | Hall | 0.0042651
Ceiling Fixture | Incandescent |  | Globe | 1 | 75 | 247369 | Kitchen | 0.0042651
Ceiling Fixture | Compact Fluorescent |  | Twist | 1 | 15 | 247369 | Kitchen | 0.0042651
Table | Incandescent |  | Standard A Lamp | 1 | 60 | 2473610 | Living Room | 0.0042651
Ceiling Fixture | Compact Fluorescent |  | Twist | 2 | 15 | 2473611 | Master Bedroom | 0.0042651
Chandelier (Hanging) | Incandescent |  | Clear | 2 | 60 | 2473611 | Master Bedroom | 0.0042651
Ceiling Fixture | Compact Fluorescent |  | Twist | 1 | 15 | 2473612 | Bathroom | 0.0042651
Wall Mount | Compact Fluorescent |  | Twist | 2 | 15 | 2473612 | Bathroom | 0.0042651
Ceiling Fixture | Compact Fluorescent |  | Twist | 2 | 15 | 2473613 | Laundry Room | 0.0042651
Wall Mount | Incandescent |  | Mini base | 6 | 40 | 247631 | Bathroom | 0.0053603
Wall Mount | Incandescent |  | Globe | 3 | 60 | 247632 | Bathroom | 0.0053603
Ceiling Fixture | Incandescent |  | Standard A Lamp | 1 | 60 | 247632 | Bathroom | 0.0053603
Exterior | Incandescent |  | Standard A Lamp | 1 | 60 | 247632 | Bathroom | 0.0053603
Chandelier (Hanging) | Incandescent |  | Standard A Lamp | 1 | 60 | 247633 | Master Bedroom | 0.0053603
Table | Incandescent |  | Standard A Lamp | 1 | 60 | 247633 | Master Bedroom | 0.0053603
Table | Incandescent |  | Decorative | 1 | 60 | 247633 | Master Bedroom | 0.0053603
Ceiling Fixture | Incandescent |  | Standard A Lamp | 1 | 60 | 247634 | Closet | 0.0053603
Chandelier (Hanging) | Incandescent |  | Decorative | 1 | 60 | 247635 | Living Room | 0.0053603
Floor lamp | Incandescent |  | 3-Way Incandescent | 1 | 75 | 247635 | Living Room | 0.0053603
Table | Incandescent |  | 3-Way Incandescent | 1 | 200 | 247635 | Living Room | 0.0053603
Ceiling Fixture | Linear Fluorescent | 48 | T-12 | 2 | 40 | 247636 | Kitchen | 0.0053603
Architectural | Linear Fluorescent | 24 | T-12 | 2 | 20 | 247637 | Office | 0.0053603
Ceiling Fixture | Incandescent |  | Standard A Lamp | 2 | 60 | 247637 | Office | 0.0053603
Ceiling Fixture | Incandescent |  | Standard A Lamp | 1 | 60 | 247638 | Hall | 0.0053603
Ceiling Fixture | Incandescent |  | Standard A Lamp | 2 | 60 | 247639 | Bedroom | 0.0053603
Table | Incandescent |  | 3-Way Incandescent | 1 | 75 | 247639 | Bedroom | 0.0053603
Ceiling Fixture | Incandescent |  | Standard A Lamp | 2 | 60 | 2476310 | Laundry Room | 0.0053603
Wall Mount | Incandescent |  | Standard A Lamp | 6 | 100 | 247711 | Bathroom | 0.0022277
Table | Incandescent |  | Standard A Lamp | 1 | 100 | 247712 | Bedroom | 0.0022277
Ceiling Fan | Incandescent |  | Standard A Lamp | 1 | 100 | 247713 | Bedroom | 0.0022277
Floor lamp | Incandescent |  | Standard A Lamp | 1 | 100 | 247713 | Bedroom | 0.0022277
Wall Mount | Incandescent |  | Standard A Lamp | 1 | 100 | 247714 | Hall | 0.0022277
Ceiling Fixture | Incandescent |  | Standard A Lamp | 1 | 100 | 247714 | Hall | 0.0022277
Ceiling Fixture | Incandescent |  | Standard A Lamp | 1 | 60 | 247715 | Kitchen | 0.0022277
Floor lamp | Incandescent |  | Standard A Lamp | 1 | 100 | 247716 | Living Room | 0.0022277
Table | Incandescent |  | Standard A Lamp | 1 | 100 | 247716 | Living Room | 0.0022277
Other | Linear Fluorescent | 6 | T-5 | 1 | 16 | 247716 | Living Room | 0.0022277
Ceiling Fixture | Incandescent |  | Standard A Lamp | 1 | 60 | 247717 | Bedroom | 0.0022277
Table | Incandescent |  | Standard A Lamp | 1 | 40 | 247791 | Bedroom | 0.0022277
Ceiling Fixture | Incandescent |  | Standard A Lamp | 1 | 60 | 247791 | Bedroom | 0.0022277
Ceiling Fixture | Incandescent |  | Standard A Lamp | 1 | 60 | 247792 | Bedroom | 0.0022277
Table | Incandescent |  | Standard A Lamp | 1 | 60 | 247792 | Bedroom | 0.0022277
Ceiling Fixture | Incandescent |  | Standard A Lamp | 1 | 100 | 247793 | Garage | 0.0022277
Garage door opener | Incandescent |  | Standard A Lamp | 2 | 60 | 247793 | Garage | 0.0022277
Chandelier (Hanging) | Compact Fluorescent |  | Twist | 5 | 15 | 247794 | Kitchen | 0.0022277
Ceiling Fixture | Linear Fluorescent | 48 | T-12 | 1 | 40 | 247794 | Kitchen | 0.0022277
Ceiling Fixture | Incandescent |  | Standard A Lamp | 1 | 60 | 247795 | Laundry Room | 0.0022277
Ceiling Fan | Incandescent |  | Standard A Lamp | 4 | 60 | 247796 | Living Room | 0.0022277
Table | Incandescent |  | Standard A Lamp | 1 | 65 | 247796 | Living Room | 0.0022277
Table | Incandescent |  | Standard A Lamp | 1 | 65 | 247796 | Living Room | 0.0022277
Ceiling Fixture | Incandescent |  | Standard A Lamp | 1 | 65 | 247797 | Bedroom | 0.0022277
Ceiling Fan | Incandescent |  | Standard A Lamp | 1 | 60 | 247797 | Bedroom | 0.0022277
Table | Incandescent |  | Standard A Lamp | 1 | 60 | 247797 | Bedroom | 0.0022277
Wall Mount | Compact Fluorescent |  | Twist | 3 | 15 | 247798 | Bathroom | 0.0022277
Wall Mount | Incandescent |  | Standard A Lamp | 1 | 90 | 248471 | Bathroom | 0.0039153
Ceiling Fixture | Incandescent |  | Standard A Lamp | 2 | 60 | 248472 | Bedroom | 0.0039153
Table | Incandescent |  | Standard A Lamp | 1 | 60 | 248472 | Bedroom | 0.0039153
Ceiling Fixture | Incandescent |  | Standard A Lamp | 2 | 60 | 248473 | Bedroom | 0.0039153
Ceiling Fixture | Compact Fluorescent |  | Twist | 2 | 22 | 248474 | Closet | 0.0039153
Chandelier (Hanging) | Incandescent |  | Standard A Lamp | 6 | 60 | 248475 | Dining Room | 0.0039153
Ceiling Fan | Incandescent |  | Standard A Lamp | 4 | 60 | 248476 | Family Room | 0.0039153
Floor lamp | Incandescent |  | Standard A Lamp | 1 | 100 | 248476 | Family Room | 0.0039153
Floor lamp | Incandescent |  | Standard A Lamp | 1 | 60 | 248476 | Family Room | 0.0039153
Ceiling Fixture | Linear Fluorescent | 48 | T-12 | 2 | 40 | 248477 | Garage | 0.0039153
Garage door opener | Incandescent |  | Standard A Lamp | 2 | 60 | 248477 | Garage | 0.0039153
Ceiling Fixture | Halogen |  | MR | 3 | 50 | 248478 | Kitchen | 0.0039153
Recessed Can | Incandescent |  | Standard A Lamp | 1 | 100 | 248478 | Kitchen | 0.0039153
Recessed Can | Compact Fluorescent |  | Twist | 1 | 22 | 248478 | Kitchen | 0.0039153
Ceiling Fixture | Linear Fluorescent | 42 | T-12 | 2 | 40 | 248479 | Laundry Room | 0.0039153
Ceiling Fixture | Incandescent |  | Standard A Lamp | 2 | 90 | 2484710 | Master Bedroom | 0.0039153
Wall Mount | Linear Fluorescent |  | Fluorescent Other | 1 | 20 | 2484710 | Master Bedroom | 0.0039153
Architectural | Linear Fluorescent | 12 | Fluorescent Other | 1 | 15 | 2484711 | Office | 0.0039153
Table | Incandescent |  | Standard A Lamp | 1 | 60 | 2484711 | Office | 0.0039153
Wall Mount | Incandescent |  | Standard A Lamp | 2 | 60 | 2484712 | Bathroom | 0.0039153
Ceiling Fixture | Incandescent |  | Standard A Lamp | 1 | 60 | 248541 | Bathroom | 0.0022277
Ceiling Fixture | Incandescent |  | Standard A Lamp | 2 | 100 | 248542 | Bedroom | 0.0022277
Table | Incandescent |  | 3-Way Incandescent | 1 | 100 | 248542 | Bedroom | 0.0022277
Ceiling Fixture | Incandescent |  | Standard A Lamp | 3 | 60 | 248543 | Dining Room | 0.0022277
Chandelier (Hanging) | Incandescent |  | Standard A Lamp | 5 | 60 | 248544 | Dining Room | 0.0022277
Chandelier (Hanging) | Incandescent |  | Standard A Lamp | 1 | 60 | 248545 | Family Room | 0.0022277
Ceiling Fan | Incandescent |  | Standard A Lamp | 4 | 40 | 248545 | Family Room | 0.0022277
Ceiling Fixture | Incandescent |  | Standard A Lamp | 1 | 75 | 248545 | Family Room | 0.0022277
Table | Incandescent |  | Mini base | 4 | 40 | 248545 | Family Room | 0.0022277
Floor lamp | Compact Fluorescent |  | Twist | 5 | 15 | 248545 | Family Room | 0.0022277
Wall Mount | Incandescent |  | Standard A Lamp | 1 | 60 | 248546 | Garage | 0.0022277
Ceiling Fixture | Linear Fluorescent | 48 | T-12 | 2 | 60 | 248547 | Kitchen | 0.0022277
Ceiling Fixture | Incandescent |  | Standard A Lamp | 1 | 60 | 248548 | Laundry Room | 0.0022277
Ceiling Fan | Incandescent |  | Standard A Lamp | 1 | 60 | 248549 | Living Room | 0.0022277
Ceiling Fixture | Incandescent |  | Standard A Lamp | 1 | 60 | 2485410 | Bathroom | 0.0022277
Wall Mount | Incandescent |  | Mini base | 4 | 40 | 2485410 | Bathroom | 0.0022277
Ceiling Fan | Incandescent |  | Standard A Lamp | 1 | 75 | 2485411 | Master Bedroom | 0.0022277
Table | Incandescent |  | Mini base | 3 | 40 | 2485411 | Master Bedroom | 0.0022277
Ceiling Fixture | Incandescent |  | Standard A Lamp | 2 | 100 | 2485412 | Bedroom | 0.0022277
Table | Linear Fluorescent | 18 | T-8 | 2 | 16 | 2485412 | Bedroom | 0.0022277
Table | Incandescent |  | Standard A Lamp | 1 | 60 | 2485412 | Bedroom | 0.0022277

## DPCache_MF Lighting Inventory - (hidden)
LightingFixtureType | LightingLampCategory | LightingLampLength | LightingLampType | LightingLampsPerFixture | LightingWattsPerLamp | SiteID+room_it | RoomType | Weight
Ceiling Fixture | Compact Fluorescent |  | Twist | 1 | 13 | 1281 | Living Room | 0.003323
Wall Mount | Incandescent |  | Globe | 4 | 40 | 1281 | Living Room | 0.003323
Recessed Can | Incandescent |  | Heat Lamp | 1 | 250 | 1281 | Living Room | 0.003323
Ceiling Fixture | Incandescent |  | Standard A Lamp | 1 | 60 | 1281 | Living Room | 0.003323
Ceiling Fixture | Incandescent |  | Standard A Lamp | 1 | 60 | 1281 | Living Room | 0.003323
Ceiling Fixture | Incandescent |  | Standard A Lamp | 1 | 60 | 1281 | Living Room | 0.003323
Recessed - other | Incandescent |  | Mini base | 1 | 40 | 1281 | Living Room | 0.003323
Ceiling Fixture | Incandescent |  | Standard A Lamp | 1 | 60 | 1281 | Living Room | 0.003323
Wall Mount | Incandescent |  | Globe | 4 | 40 | 1282 | Bathroom | 0.003323
Recessed Can | Incandescent |  | Heat Lamp | 1 | 250 | 1282 | Bathroom | 0.003323
Ceiling Fixture | Compact Fluorescent |  | Twist | 1 | 23 | 1282 | Bathroom | 0.003323
Ceiling Fixture | Incandescent |  | Clear | 2 | 60 | 1282 | Bathroom | 0.003323
Recessed - other | Incandescent |  | Mini base | 1 | 40 | 1282 | Bathroom | 0.003323
Table | Compact Fluorescent |  | Twist | 1 | 26 | 1282 | Bathroom | 0.003323
Floor lamp | Compact Fluorescent |  | Pin base | 1 | 27 | 1282 | Bathroom | 0.003323
Ceiling Fixture | Compact Fluorescent |  | Twist | 1 | 23 | 1282 | Bathroom | 0.003323
Ceiling Fixture | Incandescent |  | Standard A Lamp | 1 | 60 | 1282 | Bathroom | 0.003323
Ceiling Fixture | Incandescent |  | Standard A Lamp | 1 | 60 | 1282 | Bathroom | 0.003323
Wall Mount | Incandescent |  | Globe | 4 | 40 | 1283 | Bathroom | 0.003323
Recessed Can | Incandescent |  | Heat Lamp | 1 | 250 | 1283 | Bathroom | 0.003323
Ceiling Fixture | Incandescent |  | Standard A Lamp | 1 | 60 | 1283 | Bathroom | 0.003323
Ceiling Fixture | Incandescent |  | Standard A Lamp | 1 | 60 | 1283 | Bathroom | 0.003323
Ceiling Fixture | Incandescent |  | Standard A Lamp | 1 | 100 | 1283 | Bathroom | 0.003323
Ceiling Fixture | Incandescent |  | Standard A Lamp | 1 | 100 | 1283 | Bathroom | 0.003323
Recessed - other | Incandescent |  | Mini base | 1 | 40 | 1283 | Bathroom | 0.003323
Floor lamp | Compact Fluorescent |  | Twist | 3 | 20 | 1283 | Bathroom | 0.003323
Ceiling Fixture | Incandescent |  | Standard A Lamp | 1 | 60 | 1283 | Bathroom | 0.003323
Table | Compact Fluorescent |  | Twist | 1 | 20 | 1283 | Bathroom | 0.003323
Ceiling Fixture | Incandescent |  | Standard A Lamp | 1 | 100 | 1283 | Bathroom | 0.003323
Recessed - other | Incandescent |  | Heat Lamp | 1 | 250 | 101371 | Bathroom | 0.003174
Wall Mount | Compact Fluorescent |  | Globe | 4 | 14 | 101371 | Bathroom | 0.003174
Table | Incandescent |  | Standard A Lamp | 1 | 120 | 101371 | Bathroom | 0.003174
Ceiling Fixture | Incandescent |  | Standard A Lamp | 1 | 60 | 101371 | Bathroom | 0.003174
Ceiling Fixture | Compact Fluorescent |  | Twist | 1 | 14 | 101371 | Bathroom | 0.003174
Ceiling Fixture | Linear Fluorescent | 3 | T-8 | 2 | 32 | 101371 | Bathroom | 0.003174
Other | Compact Fluorescent |  | Twist | 1 | 14 | 101371 | Bathroom | 0.003174
Ceiling Fixture | Compact Fluorescent |  | Twist | 2 | 14 | 101371 | Bathroom | 0.003174
Ceiling Fixture | Compact Fluorescent |  | Twist | 1 | 14 | 101371 | Bathroom | 0.003174
Ceiling Fixture | Compact Fluorescent |  | Reflector | 3 | 14 | 101371 | Bathroom | 0.003174
Table | Compact Fluorescent |  | Twist | 1 | 20 | 101371 | Bathroom | 0.003174
Torchiere | Incandescent |  | Globe | 1 | 100 | 101371 | Bathroom | 0.003174
Table | Incandescent |  | Standard A Lamp | 1 | 100 | 101371 | Bathroom | 0.003174
Wall Mount | Incandescent |  | Reflector | 4 | 30 | 101372 | Bathroom | 0.003174
Recessed - other | Incandescent |  | Heat Lamp | 1 | 250 | 101372 | Bathroom | 0.003174
Table | Incandescent |  | Globe | 1 | 60 | 101372 | Bathroom | 0.003174
Ceiling Fixture | Incandescent |  | Clear | 1 | 60 | 101372 | Bathroom | 0.003174
Ceiling Fixture | Incandescent |  | Standard A Lamp | 1 | 100 | 101372 | Bathroom | 0.003174
Ceiling Fan | Compact Fluorescent |  | Twist | 4 | 14 | 101372 | Bathroom | 0.003174
Ceiling Fixture | Linear Fluorescent | 3 | T-8 | 2 | 32 | 101372 | Bathroom | 0.003174
Other | Compact Fluorescent |  | Twist | 1 | 14 | 101372 | Bathroom | 0.003174
Ceiling Fixture | Incandescent |  | Standard A Lamp | 1 | 60 | 101372 | Bathroom | 0.003174
Ceiling Fixture | Incandescent |  | Reflector | 3 | 65 | 101372 | Bathroom | 0.003174
Torchiere | Compact Fluorescent |  | Twist | 1 | 15 | 101372 | Bathroom | 0.003174
Wall Mount | Compact Fluorescent |  | Twist | 3 | 15 | 102381 | Bathroom | 0.002116
Ceiling Fixture | Compact Fluorescent |  | Twist | 2 | 15 | 102381 | Bathroom | 0.002116
Chandelier (Hanging) | Incandescent |  | Decorative | 3 | 40 | 102381 | Bathroom | 0.002116
Ceiling Fixture | Incandescent |  | Standard A Lamp | 2 | 60 | 102381 | Bathroom | 0.002116
Ceiling Fixture | Linear Fluorescent | 4 | T-12 | 2 | 40 | 102381 | Bathroom | 0.002116
Ceiling Fixture | Incandescent |  | Standard A Lamp | 2 | 60 | 102381 | Bathroom | 0.002116
Wall Mount | Compact Fluorescent |  | Twist | 3 | 15 | 102381 | Bathroom | 0.002116
Recessed - other | Incandescent |  | Heat Lamp | 1 | 250 | 102381 | Bathroom | 0.002116
Ceiling Fixture | Compact Fluorescent |  | Twist | 2 | 15 | 102381 | Bathroom | 0.002116
Table | Incandescent |  | Standard A Lamp | 1 | 60 | 102381 | Bathroom | 0.002116
Wall Mount | Incandescent |  | Globe | 3 | 40 | 102382 | Bathroom | 0.002116
Ceiling Fixture | Compact Fluorescent |  | Twist | 2 | 15 | 102382 | Bathroom | 0.002116
Ceiling Fixture | Compact Fluorescent |  | Twist | 2 | 15 | 102382 | Bathroom | 0.002116
Ceiling Fan | Incandescent |  | Decorative | 3 | 25 | 102382 | Bathroom | 0.002116
Ceiling Fixture | Compact Fluorescent |  | Twist | 1 | 15 | 102382 | Bathroom | 0.002116
Ceiling Fixture | Linear Fluorescent | 4 | T-12 | 2 | 40 | 102382 | Bathroom | 0.002116
Ceiling Fixture | Compact Fluorescent |  | Pin base | 1 | 15 | 102382 | Bathroom | 0.002116
Track | Compact Fluorescent |  | Twist | 3 | 15 | 102382 | Bathroom | 0.002116
Ceiling Fixture | Compact Fluorescent |  | Twist | 1 | 15 | 102382 | Bathroom | 0.002116
Ceiling Fixture | Compact Fluorescent |  | Twist | 2 | 15 | 102382 | Bathroom | 0.002116
Wall Mount | Incandescent |  | Globe | 3 | 40 | 102383 | Bathroom | 0.002116
Ceiling Fan | Incandescent |  | Heat Lamp | 1 | 250 | 102383 | Bathroom | 0.002116
Ceiling Fan | Compact Fluorescent |  | Twist | 1 | 15 | 102383 | Bathroom | 0.002116
Chandelier (Hanging) | Incandescent |  | Decorative | 3 | 40 | 102383 | Bathroom | 0.002116
Ceiling Fixture | Incandescent |  | Standard A Lamp | 2 | 60 | 102383 | Bathroom | 0.002116
Ceiling Fixture | Linear Fluorescent | 4 | T-12 | 2 | 40 | 102383 | Bathroom | 0.002116
Floor lamp | Incandescent |  | Standard A Lamp | 1 | 60 | 102383 | Bathroom | 0.002116
Ceiling Fixture | Compact Fluorescent |  | Twist | 2 | 15 | 102383 | Bathroom | 0.002116
Wall Mount | Compact Fluorescent |  | Twist | 3 | 15 | 102383 | Bathroom | 0.002116
Ceiling Fixture | Compact Fluorescent |  | Twist | 2 | 15 | 102383 | Bathroom | 0.002116
Recessed - other | Incandescent |  | Heat Lamp | 1 | 250 | 102383 | Bathroom | 0.002116
Ceiling Fixture | Compact Fluorescent |  | Twist | 2 | 15 | 102383 | Bathroom | 0.002116
Table | Incandescent |  | Standard A Lamp | 1 | 60 | 102383 | Bathroom | 0.002116
Floor lamp | Incandescent |  | Standard A Lamp | 1 | 60 | 102383 | Bathroom | 0.002116
Wall Mount | Compact Fluorescent |  | Twist | 3 | 15 | 102601 | Bathroom | 0.002116
Ceiling Fixture | Incandescent |  | Standard A Lamp | 2 | 60 | 102601 | Bathroom | 0.002116
Chandelier (Hanging) | Compact Fluorescent |  | Twist | 1 | 15 | 102601 | Bathroom | 0.002116
Ceiling Fixture | Compact Fluorescent |  | Twist | 1 | 15 | 102601 | Bathroom | 0.002116
Ceiling Fixture | Linear Fluorescent | 2 | T-12 | 2 | 16 | 102601 | Bathroom | 0.002116
Ceiling Fan | Incandescent |  | Standard A Lamp | 2 | 60 | 102601 | Bathroom | 0.002116
Torchiere | Incandescent |  | Standard A Lamp | 1 | 60 | 102601 | Bathroom | 0.002116
Track | Compact Fluorescent |  | Twist | 3 | 15 | 102601 | Bathroom | 0.002116
Wall Mount | Compact Fluorescent |  | Twist | 2 | 15 | 102601 | Bathroom | 0.002116
Ceiling Fixture | Compact Fluorescent |  | Twist | 1 | 15 | 102601 | Bathroom | 0.002116
Wall Mount | Compact Fluorescent |  | Twist | 3 | 15 | 102602 | Bathroom | 0.002116
Ceiling Fixture | Incandescent |  | Standard A Lamp | 2 | 60 | 102602 | Bathroom | 0.002116
Ceiling Fixture | Incandescent |  | Standard A Lamp | 1 | 60 | 102602 | Bathroom | 0.002116
Ceiling Fixture | Compact Fluorescent |  | Twist | 1 | 60 | 102602 | Bathroom | 0.002116
Ceiling Fixture | Incandescent |  | Standard A Lamp | 1 | 60 | 102602 | Bathroom | 0.002116
Wall Mount | Incandescent |  | Standard A Lamp | 2 | 60 | 102603 | Bathroom | 0.002116
Ceiling Fixture | Compact Fluorescent |  | Twist | 1 | 22 | 102603 | Bathroom | 0.002116
Chandelier (Hanging) | Compact Fluorescent |  | Twist | 1 | 22 | 102603 | Bathroom | 0.002116
Ceiling Fixture | Compact Fluorescent |  | Twist | 1 | 15 | 102603 | Bathroom | 0.002116
Track | Compact Fluorescent |  | Twist | 3 | 15 | 102603 | Bathroom | 0.002116
Track | Compact Fluorescent |  | Twist | 3 | 15 | 102603 | Bathroom | 0.002116
Wall Mount | Compact Fluorescent |  | Twist | 2 | 15 | 102603 | Bathroom | 0.002116
Track | Compact Fluorescent |  | Twist | 3 | 15 | 102603 | Bathroom | 0.002116
Ceiling Fixture | Incandescent |  | Standard A Lamp | 1 | 60 | 102603 | Bathroom | 0.002116
Wall Mount | Compact Fluorescent |  | Twist | 2 | 23 | 103231 | Bathroom | 0.00079002
Ceiling Fixture | Incandescent |  | Standard A Lamp | 1 | 65 | 103231 | Bathroom | 0.00079002
Ceiling Fixture | Incandescent |  | Standard A Lamp | 1 | 65 | 103231 | Bathroom | 0.00079002
Ceiling Fixture | Incandescent |  | Standard A Lamp | 1 | 60 | 103231 | Bathroom | 0.00079002
Wall Mount | Compact Fluorescent |  | Twist | 1 | 23 | 103231 | Bathroom | 0.00079002
Wall Mount | Linear Fluorescent | 2 | T-12 | 1 | 15 | 103231 | Bathroom | 0.00079002
Ceiling Fixture | Compact Fluorescent |  | Twist | 2 | 23 | 103231 | Bathroom | 0.00079002
Table | Incandescent |  | Standard A Lamp | 2 | 60 | 103231 | Bathroom | 0.00079002
Table | Compact Fluorescent |  | Twist | 1 | 23 | 103231 | Bathroom | 0.00079002
Wall Mount | Incandescent |  | Standard A Lamp | 2 | 60 | 103232 | Bathroom | 0.00079002
Ceiling Fixture | Incandescent |  | Standard A Lamp | 2 | 60 | 103232 | Bathroom | 0.00079002
Ceiling Fixture | Incandescent |  | Standard A Lamp | 1 | 60 | 103232 | Bathroom | 0.00079002
Wall Mount | Incandescent |  | Standard A Lamp | 1 | 60 | 103232 | Bathroom | 0.00079002
Table | Incandescent |  | Standard A Lamp | 3 | 100 | 103232 | Bathroom | 0.00079002
Ceiling Fixture | Incandescent |  | Standard A Lamp | 2 | 60 | 103232 | Bathroom | 0.00079002
Ceiling Fixture | Incandescent |  | Standard A Lamp | 1 | 60 | 103232 | Bathroom | 0.00079002
Wall Mount | Incandescent |  | Standard A Lamp | 2 | 75 | 103233 | Bathroom | 0.00079002
Ceiling Fixture | Incandescent |  | Standard A Lamp | 1 | 100 | 103233 | Bathroom | 0.00079002
Table | Halogen |  | Other | 1 | 20 | 103233 | Bathroom | 0.00079002
Table | Compact Fluorescent |  | Pin base | 1 | 27 | 103233 | Bathroom | 0.00079002
Table | Incandescent |  | Standard A Lamp | 1 | 60 | 103233 | Bathroom | 0.00079002
Ceiling Fixture | Incandescent |  | Standard A Lamp | 1 | 100 | 103233 | Bathroom | 0.00079002
Wall Mount | Incandescent |  | Other | 1 | 60 | 103233 | Bathroom | 0.00079002
Wall Mount | Linear Fluorescent | 2 | T-12 | 1 | 15 | 103233 | Bathroom | 0.00079002
Ceiling Fixture | Incandescent |  | Standard A Lamp | 1 | 75 | 103233 | Bathroom | 0.00079002
Ceiling Fixture | Incandescent |  | Standard A Lamp | 3 | 75 | 103233 | Bathroom | 0.00079002
Ceiling Fixture | Compact Fluorescent |  | Twist | 2 | 13 | 104001 | Bathroom | 0.00090764
Ceiling Fan | Incandescent |  | Standard A Lamp | 2 | 60 | 104001 | Bathroom | 0.00090764
Recessed Can | Incandescent |  | Heat Lamp | 1 | 500 | 104001 | Bathroom | 0.00090764
Ceiling Fixture | Compact Fluorescent |  | Twist | 1 | 13 | 104001 | Bathroom | 0.00090764
Floor lamp | Compact Fluorescent |  | Twist | 5 | 13 | 104001 | Bathroom | 0.00090764
Ceiling Fixture | Compact Fluorescent |  | Twist | 1 | 13 | 104001 | Bathroom | 0.00090764
Ceiling Fixture | Compact Fluorescent |  | Twist | 2 | 23 | 104001 | Bathroom | 0.00090764
Other | Compact Fluorescent |  | Twist | 1 | 13 | 104001 | Bathroom | 0.00090764
Chandelier (Hanging) | Compact Fluorescent |  | Twist | 1 | 23 | 104001 | Bathroom | 0.00090764
Floor lamp | Compact Fluorescent |  | Twist | 1 | 23 | 104001 | Bathroom | 0.00090764
Ceiling Fixture | Incandescent |  | Standard A Lamp | 1 | 100 | 104001 | Bathroom | 0.00090764
Floor lamp | Compact Fluorescent |  | Twist | 1 | 23 | 104001 | Bathroom | 0.00090764
Ceiling Fixture | Compact Fluorescent |  | Twist | 1 | 23 | 104001 | Bathroom | 0.00090764
Table | Compact Fluorescent |  | Twist | 1 | 13 | 104001 | Bathroom | 0.00090764
Ceiling Fixture | Incandescent |  | Standard A Lamp | 2 | 25 | 104002 | Closet | 0.00090764
Wall Mount | Incandescent |  | Standard A Lamp | 4 | 40 | 104002 | Closet | 0.00090764
Ceiling Fixture | Incandescent |  | Heat Lamp | 1 | 250 | 104002 | Closet | 0.00090764
Table | Incandescent |  | Standard A Lamp | 1 | 60 | 104002 | Closet | 0.00090764
Ceiling Fixture | Incandescent |  | Standard A Lamp | 4 | 40 | 104002 | Closet | 0.00090764
Other | Incandescent |  | Standard A Lamp | 1 | 25 | 104002 | Closet | 0.00090764
Ceiling Fixture | Linear Fluorescent | 2 | T-8 | 2 | 20 | 104002 | Closet | 0.00090764
Other | Compact Fluorescent |  | Twist | 1 | 13 | 104002 | Closet | 0.00090764
Ceiling Fixture | Incandescent |  | Standard A Lamp | 1 | 60 | 104002 | Closet | 0.00090764
Floor lamp | Incandescent |  | Standard A Lamp | 1 | 60 | 104002 | Closet | 0.00090764
Table | Incandescent |  | Standard A Lamp | 1 | 40 | 104002 | Closet | 0.00090764
Ceiling Fixture | Incandescent |  | Reflector | 1 | 250 | 104003 | Bathroom | 0.00090764
Wall Mount | Incandescent |  | Standard A Lamp | 5 | 40 | 104003 | Bathroom | 0.00090764
Floor lamp | Incandescent |  | 3-Way Incandescent | 1 | 90 | 104003 | Bathroom | 0.00090764
Table | Halogen |  | PAR | 1 | 50 | 104003 | Bathroom | 0.00090764
Ceiling Fixture | Incandescent |  | Standard A Lamp | 1 | 60 | 104003 | Bathroom | 0.00090764
Track | Halogen |  | PAR | 5 | 50 | 104003 | Bathroom | 0.00090764
Chandelier (Hanging) | Incandescent |  | Standard A Lamp | 6 | 25 | 104003 | Bathroom | 0.00090764
Floor lamp | Incandescent |  | Standard A Lamp | 1 | 60 | 104003 | Bathroom | 0.00090764
Floor lamp | Halogen |  | PAR | 1 | 40 | 104003 | Bathroom | 0.00090764
Table | Incandescent |  | Standard A Lamp | 1 | 60 | 104003 | Bathroom | 0.00090764
Ceiling Fixture | Incandescent |  | Standard A Lamp | 1 | 60 | 104003 | Bathroom | 0.00090764
Wall Mount | Incandescent |  | Standard A Lamp | 4 | 40 | 104771 | Bathroom | 0.00048239
Table | Compact Fluorescent |  | Twist | 1 | 15 | 104771 | Bathroom | 0.00048239
Ceiling Fixture | Compact Fluorescent |  | Twist | 1 | 15 | 104771 | Bathroom | 0.00048239
Chandelier (Hanging) | Compact Fluorescent |  | Twist | 1 | 22 | 104771 | Bathroom | 0.00048239
Floor lamp | Compact Fluorescent |  | Twist | 2 | 15 | 104771 | Bathroom | 0.00048239
Ceiling Fixture | Compact Fluorescent |  | Twist | 1 | 15 | 104771 | Bathroom | 0.00048239
Ceiling Fixture | Compact Fluorescent |  | Twist | 2 | 15 | 104771 | Bathroom | 0.00048239
Chandelier (Hanging) | Compact Fluorescent |  | Twist | 1 | 15 | 104771 | Bathroom | 0.00048239
Ceiling Fixture | Compact Fluorescent |  | A shape bulb | 2 | 15 | 104772 | Kitchen | 0.00048239
Floor lamp | Compact Fluorescent |  | Twist | 2 | 15 | 104772 | Kitchen | 0.00048239
Ceiling Fixture | Compact Fluorescent |  | Twist | 1 | 15 | 104772 | Kitchen | 0.00048239
Wall Mount | Compact Fluorescent |  | Twist | 4 | 15 | 104772 | Kitchen | 0.00048239
Recessed - other | Incandescent |  | Heat Lamp | 1 | 150 | 104772 | Kitchen | 0.00048239
Wall Mount | Incandescent |  | Standard A Lamp | 4 | 60 | 104773 | Bathroom | 0.00048239
Recessed - other | Incandescent |  | Heat Lamp | 1 | 150 | 104773 | Bathroom | 0.00048239
Wall Mount | Incandescent |  | Standard A Lamp | 4 | 60 | 104773 | Bathroom | 0.00048239
Table | Incandescent |  | Standard A Lamp | 1 | 60 | 104773 | Bathroom | 0.00048239
Chandelier (Hanging) | Incandescent |  | Standard A Lamp | 1 | 60 | 104773 | Bathroom | 0.00048239
Ceiling Fixture | Compact Fluorescent |  | Twist | 1 | 15 | 104773 | Bathroom | 0.00048239
Ceiling Fixture | Incandescent |  | Standard A Lamp | 1 | 60 | 104773 | Bathroom | 0.00048239
Table | Incandescent |  | Standard A Lamp | 1 | 100 | 104773 | Bathroom | 0.00048239
Ceiling Fixture | Incandescent |  | Mini base | 3 | 24 | 104801 | Bathroom | 0.003174
Wall Mount | Other |  | LED Interior | 3 | 2 | 104801 | Bathroom | 0.003174
Ceiling Fixture | Incandescent |  | Standard A Lamp | 2 | 60 | 104801 | Bathroom | 0.003174
Table | Compact Fluorescent |  | Circline (Screw Base) | 2 | 32 | 104801 | Bathroom | 0.003174
Recessed - other | Incandescent |  | Mini base | 2 | 40 | 104801 | Bathroom | 0.003174
Ceiling Fixture | Incandescent |  | Standard A Lamp | 1 | 60 | 104801 | Bathroom | 0.003174
Floor lamp | Incandescent |  | Standard A Lamp | 1 | 150 | 104801 | Bathroom | 0.003174
Table | Incandescent |  | Standard A Lamp | 1 | 150 | 104801 | Bathroom | 0.003174
Table | Incandescent |  | Standard A Lamp | 1 | 60 | 104801 | Bathroom | 0.003174
Chandelier (Hanging) | Other |  | LED Interior | 5 | 2 | 104801 | Bathroom | 0.003174
Ceiling Fixture | Incandescent |  | Standard A Lamp | 2 | 60 | 104801 | Bathroom | 0.003174
Chandelier (Hanging) | Other |  | LED Interior | 5 | 2 | 104801 | Bathroom | 0.003174
Table | Incandescent |  | Standard A Lamp | 1 | 40 | 104801 | Bathroom | 0.003174
Wall Mount | Incandescent |  | Standard A Lamp | 4 | 60 | 104802 | Bathroom | 0.003174
Ceiling Fixture | Incandescent |  | Standard A Lamp | 1 | 75 | 104802 | Bathroom | 0.003174
Ceiling Fixture | Compact Fluorescent |  | Twist | 1 | 125 | 104802 | Bathroom | 0.003174
Recessed - other | Incandescent |  | Standard A Lamp | 1 | 40 | 104802 | Bathroom | 0.003174
Ceiling Fixture | Compact Fluorescent |  | Twist | 2 | 13 | 104802 | Bathroom | 0.003174
Floor lamp | Compact Fluorescent |  | Twist | 1 | 26 | 104802 | Bathroom | 0.003174
Ceiling Fixture | Compact Fluorescent |  | Twist | 1 | 13 | 104802 | Bathroom | 0.003174
Wall Mount | Compact Fluorescent |  | Globe | 4 | 9 | 104951 | Bathroom | 0.00090764
Wall Mount | Compact Fluorescent |  | Globe | 4 | 9 | 104951 | Bathroom | 0.00090764
Table | Compact Fluorescent |  | Mini base | 1 | 9 | 104951 | Bathroom | 0.00090764
Chandelier (Hanging) | Incandescent |  | Globe | 1 | 60 | 104951 | Bathroom | 0.00090764
Table | Incandescent |  | Standard A Lamp | 1 | 60 | 104951 | Bathroom | 0.00090764
Wall Mount | Compact Fluorescent |  | Twist | 1 | 9 | 104951 | Bathroom | 0.00090764
Ceiling Fixture | Compact Fluorescent |  | Twist | 2 | 23 | 104951 | Bathroom | 0.00090764
Ceiling Fixture | Linear Fluorescent | 4 | T-12 | 2 | 40 | 104951 | Bathroom | 0.00090764
Other | Compact Fluorescent |  | Twist | 1 | 14 | 104951 | Bathroom | 0.00090764
Table | Compact Fluorescent |  | Twist | 1 | 13 | 104951 | Bathroom | 0.00090764
Floor lamp | Compact Fluorescent |  | Twist | 13 | 13 | 104951 | Bathroom | 0.00090764
Chandelier (Hanging) | Incandescent |  | Globe | 1 | 150 | 104951 | Bathroom | 0.00090764
Ceiling Fixture | Compact Fluorescent |  | Twist | 2 | 23 | 104951 | Bathroom | 0.00090764
Wall Mount | Compact Fluorescent |  | Globe | 4 | 9 | 104952 | Bathroom | 0.00090764
Table | Compact Fluorescent |  | Twist | 1 | 9 | 104952 | Bathroom | 0.00090764
Ceiling Fixture | Compact Fluorescent |  | Twist | 1 | 13 | 104952 | Bathroom | 0.00090764
Ceiling Fixture | Compact Fluorescent |  | Twist | 1 | 13 | 104952 | Bathroom | 0.00090764
Ceiling Fixture | Linear Fluorescent | 4 | T-12 | 2 | 40 | 104952 | Bathroom | 0.00090764
Chandelier (Hanging) | Compact Fluorescent |  | A shape bulb | 1 | 14 | 104952 | Bathroom | 0.00090764
Table | Compact Fluorescent |  | A shape bulb | 1 | 14 | 104952 | Bathroom | 0.00090764
Wall Mount | Incandescent |  | Globe | 4 | 9 | 104953 | Bathroom | 0.00090764
Wall Mount | Compact Fluorescent |  | Globe | 4 | 9 | 104953 | Bathroom | 0.00090764
Floor lamp | Compact Fluorescent |  | A shape bulb | 5 | 14 | 104953 | Bathroom | 0.00090764
Table | Compact Fluorescent |  | Twist | 2 | 23 | 104953 | Bathroom | 0.00090764
Floor lamp | Incandescent |  | Twist | 5 | 60 | 104953 | Bathroom | 0.00090764
Table | Incandescent |  | Decorative | 1 | 40 | 104953 | Bathroom | 0.00090764
Table | Halogen |  | Other | 1 | 50 | 104953 | Bathroom | 0.00090764
Ceiling Fixture | Compact Fluorescent |  | Twist | 1 | 20 | 104953 | Bathroom | 0.00090764
Ceiling Fixture | Linear Fluorescent | 4 | T-12 | 2 | 40 | 104953 | Bathroom | 0.00090764
Other | Incandescent |  | Standard A Lamp | 1 | 40 | 104953 | Bathroom | 0.00090764
Table | Compact Fluorescent |  | Mini base | 1 | 7 | 104953 | Bathroom | 0.00090764
Other | Incandescent |  | Decorative | 1 | 25 | 104953 | Bathroom | 0.00090764
Floor lamp | Incandescent |  | 3-Way Incandescent | 1 | 150 | 104953 | Bathroom | 0.00090764
Ceiling Fixture | Compact Fluorescent |  | A shape bulb | 1 | 14 | 104953 | Bathroom | 0.00090764
Ceiling Fixture | Compact Fluorescent |  | Twist | 1 | 20 | 104953 | Bathroom | 0.00090764
Recessed - other | Incandescent |  | Heat Lamp | 1 | 250 | 105191 | Bathroom | 0.00048239
Wall Mount | Incandescent |  | Standard A Lamp | 3 | 60 | 105191 | Bathroom | 0.00048239
Wall Mount | Incandescent |  | Standard A Lamp | 3 | 60 | 105191 | Bathroom | 0.00048239
Recessed - other | Incandescent |  | Heat Lamp | 1 | 250 | 105191 | Bathroom | 0.00048239
Table | Compact Fluorescent |  | Twist | 1 | 13 | 105191 | Bathroom | 0.00048239
Floor lamp | Compact Fluorescent |  | Twist | 1 | 13 | 105191 | Bathroom | 0.00048239
Ceiling Fixture | Incandescent |  | Standard A Lamp | 2 | 60 | 105191 | Bathroom | 0.00048239
Wall Mount | Incandescent |  | Standard A Lamp | 1 | 60 | 105191 | Bathroom | 0.00048239
Other | Incandescent |  | Mini base | 1 | 40 | 105191 | Bathroom | 0.00048239
Ceiling Fixture | Linear Fluorescent | 4 | T-8 | 2 | 32 | 105191 | Bathroom | 0.00048239
Ceiling Fixture | Incandescent |  | Standard A Lamp | 2 | 60 | 105191 | Bathroom | 0.00048239
Track | Halogen |  | MR | 5 | 50 | 105191 | Bathroom | 0.00048239
Wall Mount | Incandescent |  | Globe | 3 | 40 | 105192 | Bathroom | 0.00048239
Recessed - other | Incandescent |  | Heat Lamp | 1 | 250 | 105192 | Bathroom | 0.00048239
Table | Incandescent |  | Standard A Lamp | 2 | 60 | 105192 | Bathroom | 0.00048239
Ceiling Fixture | Compact Fluorescent |  | Twist | 2 | 13 | 105192 | Bathroom | 0.00048239
Wall Mount | Incandescent |  | Standard A Lamp | 1 | 60 | 105192 | Bathroom | 0.00048239
Table | Compact Fluorescent |  | Twist | 1 | 11 | 105192 | Bathroom | 0.00048239
Other | Incandescent |  | Standard A Lamp | 1 | 40 | 105192 | Bathroom | 0.00048239
Ceiling Fixture | Linear Fluorescent | 4 | T-8 | 2 | 32 | 105192 | Bathroom | 0.00048239
Ceiling Fixture | Compact Fluorescent |  | Twist | 2 | 13 | 105192 | Bathroom | 0.00048239
Table | Compact Fluorescent |  | Mini base | 2 | 10 | 105192 | Bathroom | 0.00048239
Floor lamp | Compact Fluorescent |  | Mini base | 5 | 10 | 105192 | Bathroom | 0.00048239
Other | Other |  | Other | 1 | 25 | 105192 | Bathroom | 0.00048239
Track | Halogen |  | MR | 4 | 50 | 105192 | Bathroom | 0.00048239
Wall Mount | Incandescent |  | Globe | 3 | 40 | 105193 | Bathroom | 0.00048239
Recessed - other | Incandescent |  | Heat Lamp | 1 | 250 | 105193 | Bathroom | 0.00048239
Table | Incandescent |  | Standard A Lamp | 1 | 150 | 105193 | Bathroom | 0.00048239
Ceiling Fixture | Compact Fluorescent |  | Twist | 2 | 13 | 105193 | Bathroom | 0.00048239
Floor lamp | Incandescent |  | Standard A Lamp | 1 | 60 | 105193 | Bathroom | 0.00048239
Table | Incandescent |  | 3-Way Incandescent | 1 | 150 | 105193 | Bathroom | 0.00048239
Wall Mount | Incandescent |  | Standard A Lamp | 1 | 60 | 105193 | Bathroom | 0.00048239
Other | Incandescent |  | Standard A Lamp | 1 | 40 | 105193 | Bathroom | 0.00048239
Ceiling Fixture | Linear Fluorescent | 2 | T-8 | 1 | 32 | 105193 | Bathroom | 0.00048239
Ceiling Fixture | Compact Fluorescent |  | Twist | 2 | 13 | 105193 | Bathroom | 0.00048239
Floor lamp | Incandescent |  | 3-Way Incandescent | 1 | 150 | 105193 | Bathroom | 0.00048239
Track | Halogen |  | MR | 3 | 50 | 105193 | Bathroom | 0.00048239
Wall Mount | Compact Fluorescent |  | Twist | 3 | 13 | 105871 | Bathroom | 0.003174
Ceiling Fixture | Compact Fluorescent |  | Twist | 1 | 14 | 105871 | Bathroom | 0.003174
Floor lamp | Compact Fluorescent |  | Twist | 1 | 12 | 105871 | Bathroom | 0.003174
Chandelier (Hanging) | Compact Fluorescent |  | Twist | 3 | 13 | 105871 | Bathroom | 0.003174
Ceiling Fixture | Compact Fluorescent |  | Twist | 1 | 13 | 105871 | Bathroom | 0.003174
Ceiling Fixture | Linear Fluorescent | 4 | T-8 | 2 | 32 | 105871 | Bathroom | 0.003174
Other | Incandescent |  | Decorative | 1 | 40 | 105871 | Bathroom | 0.003174
Floor lamp | Incandescent |  | Standard A Lamp | 2 | 75 | 105871 | Bathroom | 0.003174
Wall Mount | Compact Fluorescent |  | Twist | 3 | 13 | 105872 | Bathroom | 0.003174
Table | Compact Fluorescent |  | Twist | 1 | 13 | 105872 | Bathroom | 0.003174
Table | Compact Fluorescent |  | Twist | 1 | 13 | 105872 | Bathroom | 0.003174
Chandelier (Hanging) | Compact Fluorescent |  | Twist | 3 | 14 | 105872 | Bathroom | 0.003174
Ceiling Fixture | Compact Fluorescent |  | Twist | 1 | 14 | 105872 | Bathroom | 0.003174
Ceiling Fixture | Linear Fluorescent | 4 | T-8 | 2 | 32 | 105872 | Bathroom | 0.003174
Other | Incandescent |  | Standard A Lamp | 1 | 40 | 105872 | Bathroom | 0.003174
Floor lamp | Compact Fluorescent |  | Twist | 1 | 14 | 105872 | Bathroom | 0.003174
Ceiling Fixture | Halogen |  | PAR | 1 | 40 | 105872 | Bathroom | 0.003174
Wall Mount | Incandescent |  | Globe | 6 | 40 | 106141 | Bathroom | 0.002116
Recessed - other | Incandescent |  | Reflector | 1 | 150 | 106141 | Bathroom | 0.002116
Recessed - other | Incandescent |  | Heat Lamp | 1 | 250 | 106141 | Bathroom | 0.002116
Recessed - other | Incandescent |  | Reflector | 1 | 150 | 106141 | Bathroom | 0.002116
Recessed - other | Incandescent |  | Heat Lamp | 1 | 250 | 106141 | Bathroom | 0.002116
Table | Compact Fluorescent |  | Twist | 1 | 13 | 106141 | Bathroom | 0.002116
Table | Incandescent |  | 3-Way Incandescent | 1 | 150 | 106141 | Bathroom | 0.002116
Table | Incandescent |  | Standard A Lamp | 1 | 60 | 106141 | Bathroom | 0.002116
Ceiling Fixture | Compact Fluorescent |  | Twist | 1 | 13 | 106141 | Bathroom | 0.002116
Ceiling Fan | Compact Fluorescent |  | Twist | 2 | 13 | 106141 | Bathroom | 0.002116
Other | Incandescent |  | Decorative | 1 | 40 | 106141 | Bathroom | 0.002116
Floor lamp | Incandescent |  | 3-Way Incandescent | 1 | 150 | 106141 | Bathroom | 0.002116
Floor lamp | Incandescent |  | Standard A Lamp | 1 | 77 | 106141 | Bathroom | 0.002116
Ceiling Fixture | Compact Fluorescent |  | Twist | 1 | 13 | 106141 | Bathroom | 0.002116
Ceiling Fixture | Incandescent |  | Standard A Lamp | 1 | 60 | 106141 | Bathroom | 0.002116
Recessed - other | Incandescent |  | Heat Lamp | 1 | 250 | 106142 | Bathroom | 0.002116
Wall Mount | Compact Fluorescent |  | Globe | 3 | 15 | 106142 | Bathroom | 0.002116
Recessed - other | Incandescent |  | Reflector | 1 | 75 | 106142 | Bathroom | 0.002116
Table | Compact Fluorescent |  | Twist | 1 | 13 | 106142 | Bathroom | 0.002116
Ceiling Fixture | Incandescent |  | Standard A Lamp | 1 | 60 | 106142 | Bathroom | 0.002116
Table | Compact Fluorescent |  | Twist | 1 | 13 | 106142 | Bathroom | 0.002116
Ceiling Fixture | Incandescent |  | Standard A Lamp | 1 | 60 | 106142 | Bathroom | 0.002116
Other | Incandescent |  | Decorative | 1 | 40 | 106142 | Bathroom | 0.002116
Table | Compact Fluorescent |  | Twist | 1 | 13 | 106142 | Bathroom | 0.002116
Floor lamp | Incandescent |  | Standard A Lamp | 1 | 150 | 106142 | Bathroom | 0.002116
Ceiling Fixture | Incandescent |  | Standard A Lamp | 1 | 60 | 106142 | Bathroom | 0.002116
Recessed - other | Incandescent |  | Reflector | 1 | 150 | 106143 | Bathroom | 0.002116
Recessed - other | Incandescent |  | Heat Lamp | 1 | 250 | 106143 | Bathroom | 0.002116
Wall Mount | Compact Fluorescent |  | Globe | 6 | 14 | 106143 | Bathroom | 0.002116
Recessed - other | Incandescent |  | Reflector | 1 | 150 | 106143 | Bathroom | 0.002116
Recessed - other | Incandescent |  | Heat Lamp | 1 | 250 | 106143 | Bathroom | 0.002116
Wall Mount | Incandescent |  | Globe | 6 | 40 | 106143 | Bathroom | 0.002116
Chandelier (Hanging) | Incandescent |  | Standard A Lamp | 1 | 100 | 106143 | Bathroom | 0.002116
Table | Incandescent |  | Standard A Lamp | 1 | 40 | 106143 | Bathroom | 0.002116
Ceiling Fixture | Compact Fluorescent |  | Twist | 2 | 13 | 106143 | Bathroom | 0.002116
Other | Incandescent |  | Decorative | 1 | 40 | 106143 | Bathroom | 0.002116
Table | Incandescent |  | Standard A Lamp | 1 | 60 | 106143 | Bathroom | 0.002116
Ceiling Fixture | Incandescent |  | Standard A Lamp | 2 | 75 | 106143 | Bathroom | 0.002116
Floor lamp | Compact Fluorescent |  | Twist | 1 | 23 | 106143 | Bathroom | 0.002116
Ceiling Fixture | Incandescent |  | Standard A Lamp | 1 | 100 | 106143 | Bathroom | 0.002116
Chandelier (Hanging) | Compact Fluorescent |  | Twist | 1 | 23 | 106143 | Bathroom | 0.002116
Table | Incandescent |  | 3-Way Incandescent | 1 | 150 | 106143 | Bathroom | 0.002116
Table | Compact Fluorescent |  | Twist | 1 | 15 | 106143 | Bathroom | 0.002116
Table | Incandescent |  | Globe | 1 | 25 | 106143 | Bathroom | 0.002116
Table | Compact Fluorescent |  | Twist | 1 | 19 | 106143 | Bathroom | 0.002116
Track | Compact Fluorescent |  | Twist | 3 | 16 | 106143 | Bathroom | 0.002116
Ceiling Fixture | Incandescent |  | Standard A Lamp | 1 | 60 | 106143 | Bathroom | 0.002116
Wall Mount | Compact Fluorescent |  | Circline (Screw Base) | 1 | 22 | 106231 | Bathroom | 0.00048239
Ceiling Fixture | Compact Fluorescent |  | Twist | 1 | 22 | 106231 | Bathroom | 0.00048239
Ceiling Fixture | Compact Fluorescent |  | Circline (Screw Base) | 1 | 22 | 106231 | Bathroom | 0.00048239
Wall Mount | Compact Fluorescent |  | Circline (Screw Base) | 1 | 22 | 106232 | Bathroom | 0.00048239
Ceiling Fixture | Compact Fluorescent |  | Twist | 1 | 15 | 106232 | Bathroom | 0.00048239
Ceiling Fixture | Compact Fluorescent |  | Twist | 2 | 15 | 106232 | Bathroom | 0.00048239
Table | Compact Fluorescent |  | Straight Tube | 1 | 15 | 106232 | Bathroom | 0.00048239
Ceiling Fixture | Compact Fluorescent |  | Twist | 1 | 15 | 106232 | Bathroom | 0.00048239
Ceiling Fixture | Compact Fluorescent |  | Twist | 2 | 15 | 106232 | Bathroom | 0.00048239
Floor lamp | Compact Fluorescent |  | Twist | 1 | 15 | 106232 | Bathroom | 0.00048239
Ceiling Fixture | Compact Fluorescent |  | Twist | 2 | 15 | 106232 | Bathroom | 0.00048239
Wall Mount | Compact Fluorescent |  | Circline (Screw Base) | 1 | 15 | 106232 | Bathroom | 0.00048239
Ceiling Fixture | Compact Fluorescent |  | Twist | 2 | 15 | 106232 | Bathroom | 0.00048239
Ceiling Fixture | Compact Fluorescent |  | Twist | 1 | 15 | 106232 | Bathroom | 0.00048239
Ceiling Fixture | Compact Fluorescent |  | Twist | 2 | 15 | 106232 | Bathroom | 0.00048239
Wall Mount | Compact Fluorescent |  | Circline (Screw Base) | 1 | 22 | 106233 | Bathroom | 0.00048239
Ceiling Fixture | Compact Fluorescent |  | Twist | 2 | 15 | 106233 | Bathroom | 0.00048239
Ceiling Fixture | Compact Fluorescent |  | Twist | 1 | 15 | 106233 | Bathroom | 0.00048239
Ceiling Fixture | Compact Fluorescent |  | Twist | 2 | 15 | 106233 | Bathroom | 0.00048239
Wall Mount | Compact Fluorescent |  | Twist | 1 | 15 | 106233 | Bathroom | 0.00048239
Wall Mount | Compact Fluorescent |  | Twist | 1 | 15 | 106233 | Bathroom | 0.00048239
Ceiling Fixture | Compact Fluorescent |  | Twist | 2 | 15 | 106233 | Bathroom | 0.00048239
Ceiling Fixture | Compact Fluorescent |  | Twist | 2 | 15 | 106233 | Bathroom | 0.00048239
Ceiling Fixture | Compact Fluorescent |  | Twist | 2 | 15 | 106233 | Bathroom | 0.00048239
Ceiling Fixture | Compact Fluorescent |  | Twist | 1 | 15 | 106233 | Bathroom | 0.00048239
Ceiling Fixture | Compact Fluorescent |  | Twist | 2 | 7 | 106233 | Bathroom | 0.00048239
Table | Compact Fluorescent |  | Twist | 1 | 15 | 106233 | Bathroom | 0.00048239
Wall Mount | Compact Fluorescent |  | Twist | 2 | 13 | 108051 | Bathroom | 0.002116
Table | Compact Fluorescent |  | Twist | 1 | 14 | 108051 | Bathroom | 0.002116
Ceiling Fixture | Compact Fluorescent |  | Twist | 2 | 14 | 108051 | Bathroom | 0.002116
Ceiling Fixture | Compact Fluorescent |  | Twist | 2 | 13 | 108051 | Bathroom | 0.002116
Ceiling Fixture | Compact Fluorescent |  | Twist | 1 | 26 | 108051 | Bathroom | 0.002116
Ceiling Fixture | Compact Fluorescent |  | Twist | 1 | 14 | 108051 | Bathroom | 0.002116
Ceiling Fan | Compact Fluorescent |  | Twist | 4 | 13 | 108051 | Bathroom | 0.002116
Ceiling Fixture | Linear Fluorescent | 4 | T-12 | 4 | 40 | 108051 | Bathroom | 0.002116
Other | Incandescent |  | Other | 1 | 36 | 108051 | Bathroom | 0.002116
Other | Incandescent |  | Standard A Lamp | 1 | 60 | 108051 | Bathroom | 0.002116
Ceiling Fixture | Compact Fluorescent |  | Twist | 2 | 14 | 108051 | Bathroom | 0.002116
Wall Mount | Incandescent |  | Globe | 4 | 60 | 108052 | Bathroom | 0.002116
Ceiling Fixture | Incandescent |  | Standard A Lamp | 2 | 60 | 108052 | Bathroom | 0.002116
Ceiling Fixture | Incandescent |  | Standard A Lamp | 2 | 60 | 108052 | Bathroom | 0.002116
Table | Compact Fluorescent |  | Twist | 1 | 10 | 108052 | Bathroom | 0.002116
Ceiling Fixture | Incandescent |  | Standard A Lamp | 2 | 60 | 108052 | Bathroom | 0.002116
Ceiling Fixture | Linear Fluorescent | 4 | T-12 | 4 | 40 | 108052 | Bathroom | 0.002116
Ceiling Fixture | Incandescent |  | Standard A Lamp | 2 | 60 | 108052 | Bathroom | 0.002116
Other | Incandescent |  | Standard A Lamp | 1 | 36 | 108052 | Bathroom | 0.002116
Other | Incandescent |  | Standard A Lamp | 1 | 60 | 108052 | Bathroom | 0.002116
Floor lamp | Incandescent |  | Standard A Lamp | 5 | 40 | 108052 | Bathroom | 0.002116
Other | Incandescent |  | Heat Lamp | 1 | 75 | 108052 | Bathroom | 0.002116
Wall Mount | Incandescent |  | Globe | 4 | 40 | 108053 | Bathroom | 0.002116
Ceiling Fixture | Compact Fluorescent |  | Twist | 2 | 13 | 108053 | Bathroom | 0.002116
Table | Compact Fluorescent |  | Straight Tube | 1 | 10 | 108053 | Bathroom | 0.002116
Ceiling Fixture | Compact Fluorescent |  | Twist | 2 | 15 | 108053 | Bathroom | 0.002116
Table | Incandescent |  | Standard A Lamp | 1 | 25 | 108053 | Bathroom | 0.002116
Ceiling Fixture | Compact Fluorescent |  | Twist | 2 | 15 | 108053 | Bathroom | 0.002116
Ceiling Fixture | Linear Fluorescent | 4 | T-12 | 4 | 40 | 108053 | Bathroom | 0.002116
Other | Incandescent |  | Other | 1 | 36 | 108053 | Bathroom | 0.002116
Other | Incandescent |  | Standard A Lamp | 1 | 60 | 108053 | Bathroom | 0.002116
Ceiling Fixture | Compact Fluorescent |  | Twist | 2 | 15 | 108053 | Bathroom | 0.002116
Table | Incandescent |  | Standard A Lamp | 1 | 100 | 108053 | Bathroom | 0.002116
Table | Compact Fluorescent |  | Twist | 1 | 15 | 108053 | Bathroom | 0.002116
Wall Mount | Incandescent |  | Globe | 5 | 60 | 108621 | Bathroom | 0.0013615
Recessed - other | Incandescent |  | Heat Lamp | 1 | 150 | 108621 | Bathroom | 0.0013615
Ceiling Fixture | Compact Fluorescent |  | Twist | 1 | 13 | 108621 | Bathroom | 0.0013615
Ceiling Fixture | Compact Fluorescent |  | Twist | 1 | 13 | 108621 | Bathroom | 0.0013615
Ceiling Fixture | Compact Fluorescent |  | Twist | 1 | 13 | 108621 | Bathroom | 0.0013615
Chandelier (Hanging) | Compact Fluorescent |  | Twist | 5 | 13 | 108621 | Bathroom | 0.0013615
Ceiling Fixture | Compact Fluorescent |  | Twist | 1 | 13 | 108621 | Bathroom | 0.0013615
Ceiling Fixture | Incandescent |  | Standard A Lamp | 1 | 30 | 108621 | Bathroom | 0.0013615
Ceiling Fixture | Linear Fluorescent | 3 | T-8 | 2 | 32 | 108621 | Bathroom | 0.0013615
Torchiere | Incandescent |  | 3-Way Incandescent | 1 | 150 | 108621 | Bathroom | 0.0013615
Floor lamp | Compact Fluorescent |  | Twist | 1 | 15 | 108621 | Bathroom | 0.0013615
Wall Mount | Incandescent |  | Globe | 5 | 60 | 108621 | Bathroom | 0.0013615
Recessed - other | Incandescent |  | Reflector | 2 | 60 | 108621 | Bathroom | 0.0013615
Torchiere | Compact Fluorescent |  | Twist | 1 | 32 | 108621 | Bathroom | 0.0013615
Wall Mount | Compact Fluorescent |  | Globe | 4 | 11 | 108622 | Bathroom | 0.0013615
Ceiling Fixture | Compact Fluorescent |  | Twist | 2 | 13 | 108622 | Bathroom | 0.0013615
Ceiling Fixture | Compact Fluorescent |  | Twist | 2 | 13 | 108622 | Bathroom | 0.0013615
Chandelier (Hanging) | Compact Fluorescent |  | Globe | 6 | 11 | 108622 | Bathroom | 0.0013615
Recessed Can | Compact Fluorescent |  | Globe | 1 | 11 | 108622 | Bathroom | 0.0013615
Ceiling Fan | Compact Fluorescent |  | Twist | 2 | 13 | 108622 | Bathroom | 0.0013615
Torchiere | Compact Fluorescent |  | Twist | 1 | 13 | 108622 | Bathroom | 0.0013615
Ceiling Fixture | Compact Fluorescent |  | Twist | 1 | 13 | 108622 | Bathroom | 0.0013615
Recessed Can | Compact Fluorescent |  | Globe | 1 | 11 | 108622 | Bathroom | 0.0013615
Wall Mount | Compact Fluorescent |  | Twist | 2 | 13 | 108622 | Bathroom | 0.0013615
Recessed - other | Compact Fluorescent |  | Reflector | 1 | 18 | 108622 | Bathroom | 0.0013615
Recessed - other | Incandescent |  | Heat Lamp | 1 | 150 | 108622 | Bathroom | 0.0013615
Torchiere | Compact Fluorescent |  | Twist | 1 | 13 | 108622 | Bathroom | 0.0013615
Table | Compact Fluorescent |  | Twist | 1 | 13 | 108622 | Bathroom | 0.0013615
Floor lamp | Halogen |  | Quartz Tube | 1 | 50 | 108711 | Master Bedroom | 0.002116
Torchiere | Halogen |  | Quartz Tube | 1 | 100 | 108711 | Master Bedroom | 0.002116
Recessed - other | Incandescent |  | Heat Lamp | 1 | 250 | 108711 | Master Bedroom | 0.002116
Wall Mount | Incandescent |  | Globe | 2 | 60 | 108711 | Master Bedroom | 0.002116
Ceiling Fixture | Incandescent |  | Standard A Lamp | 1 | 60 | 108711 | Master Bedroom | 0.002116
Table | Compact Fluorescent |  | Twist | 1 | 15 | 108711 | Master Bedroom | 0.002116
Table | Compact Fluorescent |  | Twist | 1 | 15 | 108711 | Master Bedroom | 0.002116
Wall Mount | Incandescent |  | Globe | 3 | 40 | 108711 | Master Bedroom | 0.002116
Recessed - other | Incandescent |  | Standard A Lamp | 1 | 60 | 108711 | Master Bedroom | 0.002116
Recessed - other | Linear Fluorescent | 4 | T-12 | 2 | 40 | 108711 | Master Bedroom | 0.002116
Chandelier (Hanging) | Incandescent |  | Mini base | 5 | 40 | 108711 | Master Bedroom | 0.002116
Wall Mount | Incandescent |  | Clear | 5 | 40 | 108712 | Bathroom | 0.002116
Track | Incandescent |  | Reflector | 2 | 65 | 108712 | Bathroom | 0.002116
Table | Incandescent |  | Standard A Lamp | 1 | 75 | 108712 | Bathroom | 0.002116
Chandelier (Hanging) | Incandescent |  | Mini base | 5 | 25 | 108712 | Bathroom | 0.002116
Ceiling Fixture | Compact Fluorescent |  | Globe | 1 | 15 | 108712 | Bathroom | 0.002116
Recessed - other | Incandescent |  | Standard A Lamp | 1 | 60 | 108712 | Bathroom | 0.002116
Recessed - other | Linear Fluorescent |  | T-12 | 2 | 40 | 108712 | Bathroom | 0.002116
Chandelier (Hanging) | Compact Fluorescent |  | Straight Tube | 2 | 15 | 108712 | Bathroom | 0.002116
Floor lamp | Incandescent |  | Mini base | 4 | 25 | 108712 | Bathroom | 0.002116
Wall Mount | Incandescent |  | Clear | 5 | 40 | 108712 | Bathroom | 0.002116
Recessed - other | Incandescent |  | Heat Lamp | 1 | 150 | 108712 | Bathroom | 0.002116
Table | Incandescent |  | Standard A Lamp | 1 | 65 | 108712 | Bathroom | 0.002116
Floor lamp | Compact Fluorescent |  | Twist | 2 | 22 | 108712 | Bathroom | 0.002116
Table | Compact Fluorescent |  | Twist | 2 | 28 | 108712 | Bathroom | 0.002116
Wall Mount | Incandescent |  | Clear | 5 | 40 | 108713 | Bathroom | 0.002116
Table | Incandescent |  | 3-Way Incandescent | 1 | 150 | 108713 | Bathroom | 0.002116
Table | Compact Fluorescent |  | Twist | 1 | 22 | 108713 | Bathroom | 0.002116
Chandelier (Hanging) | Incandescent |  | Mini base | 5 | 40 | 108713 | Bathroom | 0.002116
Ceiling Fixture | Incandescent |  | Standard A Lamp | 1 | 60 | 108713 | Bathroom | 0.002116
Ceiling Fixture | Incandescent |  | Standard A Lamp | 1 | 60 | 108713 | Bathroom | 0.002116
Track | Halogen |  | PAR | 4 | 30 | 108713 | Bathroom | 0.002116
Ceiling Fixture | Linear Fluorescent |  | T-12 | 1 | 20 | 108713 | Bathroom | 0.002116
Floor lamp | Other |  | LED Interior | 7 | 10 | 108713 | Bathroom | 0.002116
Wall Mount | Incandescent |  | Clear | 5 | 40 | 108713 | Bathroom | 0.002116
Table | Incandescent |  | 3-Way Incandescent | 1 | 150 | 108713 | Bathroom | 0.002116
Wall Mount | Halogen |  | PAR | 1 | 20 | 109011 | Bedroom | 0.00090764
Track | Compact Fluorescent |  | Twist | 5 | 23 | 109011 | Bedroom | 0.00090764
Table | Compact Fluorescent |  | Twist | 1 | 13 | 109011 | Bedroom | 0.00090764
Table | Other |  | LED Interior | 1 | 2 | 109011 | Bedroom | 0.00090764
Table | Other |  | LED Interior | 1 | 8 | 109011 | Bedroom | 0.00090764
Floor lamp | Compact Fluorescent |  | Twist | 3 | 7 | 109011 | Bedroom | 0.00090764
Ceiling Fan | Other |  | LED Interior | 3 | 1 | 109011 | Bedroom | 0.00090764
Table | Other |  | LED Interior | 1 | 1 | 109011 | Bedroom | 0.00090764
Table | Incandescent |  | Mini base | 1 | 40 | 109011 | Bedroom | 0.00090764
Recessed Can | Incandescent |  | Reflector | 1 | 65 | 109011 | Bedroom | 0.00090764
Wall Mount | Incandescent |  | Globe | 3 | 60 | 109011 | Bedroom | 0.00090764
Ceiling Fixture | Compact Fluorescent |  | Twist | 1 | 13 | 109011 | Bedroom | 0.00090764
Track | Other |  | LED Interior | 5 | 4 | 109011 | Bedroom | 0.00090764
Track | Other |  | LED Interior | 5 | 4 | 109011 | Bedroom | 0.00090764
Ceiling Fixture | Halogen |  | PAR | 3 | 50 | 109011 | Bedroom | 0.00090764
Wall Mount | Halogen |  | PAR | 3 | 20 | 109011 | Bedroom | 0.00090764
Other | Other |  | LED Interior | 1 | 1 | 109011 | Bedroom | 0.00090764
Other | Incandescent |  | Decorative | 2 | 30 | 109011 | Bedroom | 0.00090764
Floor lamp | Other |  | LED Interior | 2 | 4 | 109011 | Bedroom | 0.00090764
Wall Mount | Compact Fluorescent |  | Twist | 3 | 20 | 109011 | Bedroom | 0.00090764
Recessed Can | Incandescent |  | Heat Lamp | 1 | 250 | 109011 | Bedroom | 0.00090764
Ceiling Fixture | Compact Fluorescent |  | Twist | 1 | 11 | 109011 | Bedroom | 0.00090764
Table | Incandescent |  | Standard A Lamp | 1 | 60 | 109012 | Master Bedroom | 0.00090764
Table | Incandescent |  | Globe | 1 | 25 | 109012 | Master Bedroom | 0.00090764
Table | Incandescent |  | Decorative | 1 | 25 | 109012 | Master Bedroom | 0.00090764
Torchiere | Halogen |  | Quartz Tube | 1 | 300 | 109012 | Master Bedroom | 0.00090764
Table | Compact Fluorescent |  | Twist | 2 | 23 | 109012 | Master Bedroom | 0.00090764
Track | Compact Fluorescent |  | Pin base | 5 | 40 | 109012 | Master Bedroom | 0.00090764
Chandelier (Hanging) | Incandescent |  | Decorative | 5 | 40 | 109012 | Master Bedroom | 0.00090764
Floor lamp | Compact Fluorescent |  | Twist | 1 | 23 | 109012 | Master Bedroom | 0.00090764
Recessed Can |  |  |  | 0 |  | 109012 | Master Bedroom | 0.00090764
Wall Mount | Incandescent |  | Globe | 3 | 40 | 109012 | Master Bedroom | 0.00090764
Recessed Can | Compact Fluorescent |  | Flood | 1 | 14 | 109012 | Master Bedroom | 0.00090764
Recessed Can | Compact Fluorescent |  | Flood | 1 | 14 | 109012 | Master Bedroom | 0.00090764
Track | Halogen |  | PAR | 3 | 50 | 109012 | Master Bedroom | 0.00090764
Ceiling Fixture | Halogen |  | PAR | 3 | 50 | 109012 | Master Bedroom | 0.00090764
Other | Incandescent |  | Decorative | 2 | 30 | 109012 | Master Bedroom | 0.00090764
Table | Compact Fluorescent |  | Twist | 1 | 23 | 109012 | Master Bedroom | 0.00090764
Table | Compact Fluorescent |  | Twist | 1 | 13 | 109012 | Master Bedroom | 0.00090764
Ceiling Fixture | Incandescent |  | Twist | 1 | 40 | 109012 | Master Bedroom | 0.00090764
Wall Mount | Incandescent |  | Decorative | 1 | 25 | 109012 | Master Bedroom | 0.00090764
Recessed Can | Incandescent |  | Heat Lamp | 1 | 250 | 109012 | Master Bedroom | 0.00090764
Wall Mount | Compact Fluorescent |  | Globe | 3 | 14 | 109012 | Master Bedroom | 0.00090764
Ceiling Fixture | Compact Fluorescent |  | Twist | 1 | 23 | 109012 | Master Bedroom | 0.00090764
Recessed Can | Incandescent |  | Heat Lamp | 1 | 250 | 109013 | Bathroom | 0.00090764
Wall Mount | Linear Fluorescent | 3 | T-12 | 2 | 30 | 109013 | Bathroom | 0.00090764
Recessed Can | Incandescent |  | Heat Lamp | 1 | 250 | 109013 | Bathroom | 0.00090764
Ceiling Fixture | Compact Fluorescent |  | Twist | 1 | 13 | 109013 | Bathroom | 0.00090764
Wall Mount | Linear Fluorescent | 2 | T-12 | 2 | 20 | 109013 | Bathroom | 0.00090764
Ceiling Fixture | Compact Fluorescent |  | Twist | 1 | 19 | 109013 | Bathroom | 0.00090764
Table | Incandescent |  | Standard A Lamp | 1 | 60 | 109013 | Bathroom | 0.00090764
Table | Compact Fluorescent |  | Twist | 2 | 23 | 109013 | Bathroom | 0.00090764
Table | Compact Fluorescent |  | Twist | 1 | 20 | 109013 | Bathroom | 0.00090764
Ceiling Fan | Compact Fluorescent |  | Twist | 4 | 13 | 109013 | Bathroom | 0.00090764
Ceiling Fixture | Compact Fluorescent |  | Twist | 1 | 13 | 109013 | Bathroom | 0.00090764
Recessed Can | Compact Fluorescent |  | Twist | 1 | 25 | 109013 | Bathroom | 0.00090764
Recessed Can | Compact Fluorescent |  | Twist | 1 | 13 | 109013 | Bathroom | 0.00090764
Ceiling Fixture | Compact Fluorescent |  | Twist | 2 | 13 | 109013 | Bathroom | 0.00090764
Wall Mount | Compact Fluorescent |  | Twist | 2 | 13 | 109013 | Bathroom | 0.00090764
Other | Incandescent |  | Decorative | 2 | 30 | 109013 | Bathroom | 0.00090764
Table | Compact Fluorescent |  | Twist | 1 | 10 | 109013 | Bathroom | 0.00090764
Table | Compact Fluorescent |  | Twist | 1 | 20 | 109013 | Bathroom | 0.00090764
Ceiling Fixture | Compact Fluorescent |  | Twist | 1 | 13 | 109013 | Bathroom | 0.00090764
Wall Mount | Incandescent |  | Globe | 6 | 40 | 109101 | Bathroom | 0.0013615
Recessed - other | Incandescent |  | Heat Lamp | 1 | 250 | 109101 | Bathroom | 0.0013615
Wall Mount | Incandescent |  | Globe | 2 | 40 | 109101 | Bathroom | 0.0013615
Recessed - other | Incandescent |  | Heat Lamp | 1 | 250 | 109101 | Bathroom | 0.0013615
Wall Mount | Incandescent |  | Globe | 2 | 40 | 109101 | Bathroom | 0.0013615
Recessed - other | Incandescent |  | Heat Lamp | 1 | 250 | 109101 | Bathroom | 0.0013615
Table | Incandescent |  | Standard A Lamp | 1 | 60 | 109101 | Bathroom | 0.0013615
Ceiling Fixture | Incandescent |  | Reflector | 2 | 50 | 109101 | Bathroom | 0.0013615
Table | Incandescent |  | Clear | 1 | 60 | 109101 | Bathroom | 0.0013615
Recessed Can | Incandescent |  | Reflector | 1 | 50 | 109101 | Bathroom | 0.0013615
Ceiling Fixture | Incandescent |  | Standard A Lamp | 1 | 60 | 109101 | Bathroom | 0.0013615
Ceiling Fixture | Linear Fluorescent | 4 | T-8 | 2 | 32 | 109101 | Bathroom | 0.0013615
Ceiling Fixture | Compact Fluorescent |  | Twist | 1 | 15 | 109101 | Bathroom | 0.0013615
Ceiling Fixture | Incandescent |  | Standard A Lamp | 1 | 75 | 109101 | Bathroom | 0.0013615
Ceiling Fixture | Incandescent |  | Standard A Lamp | 1 | 75 | 109101 | Bathroom | 0.0013615
Other | Incandescent |  | Standard A Lamp | 1 | 100 | 109101 | Bathroom | 0.0013615
Ceiling Fixture | Linear Fluorescent | 4 | T-12 | 2 | 40 | 109101 | Bathroom | 0.0013615
Other | Incandescent |  | Standard A Lamp | 1 | 75 | 109101 | Bathroom | 0.0013615
Ceiling Fixture | Incandescent |  | Standard A Lamp | 1 | 75 | 109101 | Bathroom | 0.0013615
Ceiling Fixture | Incandescent |  | Standard A Lamp | 3 | 75 | 109101 | Bathroom | 0.0013615
Ceiling Fixture | Compact Fluorescent |  | Twist | 1 | 26 | 109101 | Bathroom | 0.0013615
Wall Mount | Incandescent |  | Globe | 6 | 60 | 109102 | Bathroom | 0.0013615
Recessed - other | Incandescent |  | Heat Lamp | 2 | 250 | 109102 | Bathroom | 0.0013615
Wall Mount | Incandescent |  | Globe | 3 | 60 | 109102 | Bathroom | 0.0013615
Recessed - other | Incandescent |  | Heat Lamp | 1 | 250 | 109102 | Bathroom | 0.0013615
Wall Mount | Incandescent |  | Globe | 4 | 60 | 109102 | Bathroom | 0.0013615
Recessed - other | Incandescent |  | Heat Lamp | 1 | 250 | 109102 | Bathroom | 0.0013615
Table | Compact Fluorescent |  | Twist | 1 | 13 | 109102 | Bathroom | 0.0013615
Ceiling Fixture | Compact Fluorescent |  | Twist | 2 | 14 | 109102 | Bathroom | 0.0013615
Table | Compact Fluorescent |  | Pin base | 1 | 13 | 109102 | Bathroom | 0.0013615
Ceiling Fixture | Compact Fluorescent |  | Twist | 2 | 13 | 109102 | Bathroom | 0.0013615
Table | Compact Fluorescent |  | Twist | 1 | 10 | 109102 | Bathroom | 0.0013615
Ceiling Fixture | Incandescent |  | Standard A Lamp | 1 | 60 | 109102 | Bathroom | 0.0013615
Ceiling Fixture | Compact Fluorescent |  | Twist | 1 | 14 | 109102 | Bathroom | 0.0013615
Ceiling Fixture | Incandescent |  | Standard A Lamp | 1 | 75 | 109102 | Bathroom | 0.0013615
Ceiling Fixture | Compact Fluorescent |  | Twist | 1 | 14 | 109102 | Bathroom | 0.0013615
Ceiling Fixture | Compact Fluorescent |  | Twist | 1 | 13 | 109102 | Bathroom | 0.0013615
Ceiling Fixture | Linear Fluorescent | 4 | T-12 | 2 | 40 | 109102 | Bathroom | 0.0013615
Other | Incandescent |  | Clear | 1 | 40 | 109102 | Bathroom | 0.0013615
Ceiling Fixture | Compact Fluorescent |  | Twist | 1 | 14 | 109102 | Bathroom | 0.0013615
Floor lamp | Compact Fluorescent |  | Twist | 1 | 15 | 109102 | Bathroom | 0.0013615
Ceiling Fan | Compact Fluorescent |  | Twist | 4 | 14 | 109102 | Bathroom | 0.0013615
Table | Halogen |  | PAR | 1 | 20 | 109102 | Bathroom | 0.0013615
Ceiling Fixture | Incandescent |  | Reflector | 2 | 50 | 109102 | Bathroom | 0.0013615
Ceiling Fixture | Incandescent |  | Standard A Lamp | 1 | 60 | 109102 | Bathroom | 0.0013615
Ceiling Fan | Incandescent |  | Standard A Lamp | 1 | 60 | 109961 | Bathroom | 0.00079002
Wall Mount | Incandescent |  | Decorative | 4 | 40 | 109961 | Bathroom | 0.00079002
Ceiling Fixture | Compact Fluorescent |  | Twist | 1 | 15 | 109961 | Bathroom | 0.00079002
Ceiling Fixture | Compact Fluorescent |  | Twist | 2 | 15 | 109961 | Bathroom | 0.00079002
Ceiling Fixture | Compact Fluorescent |  | Twist | 3 | 15 | 109961 | Bathroom | 0.00079002
Chandelier (Hanging) | Incandescent |  | Standard A Lamp | 1 | 60 | 109961 | Bathroom | 0.00079002
Floor lamp | Compact Fluorescent |  | Twist | 1 | 15 | 109961 | Bathroom | 0.00079002
Ceiling Fixture | Incandescent |  | Standard A Lamp | 3 | 60 | 109961 | Bathroom | 0.00079002
Table | Compact Fluorescent |  | Twist | 1 | 15 | 109961 | Bathroom | 0.00079002
Ceiling Fixture | Compact Fluorescent |  | Twist | 2 | 15 | 109961 | Bathroom | 0.00079002
Table | Incandescent |  | Standard A Lamp | 1 | 60 | 109961 | Bathroom | 0.00079002
Floor lamp | Incandescent |  | Standard A Lamp | 1 | 60 | 109961 | Bathroom | 0.00079002
Table | Halogen |  | Quartz Tube | 1 | 20 | 109961 | Bathroom | 0.00079002
Wall Mount | Compact Fluorescent |  | Twist | 4 | 15 | 109962 | Bathroom | 0.00079002
Ceiling Fan |  |  |  | 2 | 60 | 109962 | Bathroom | 0.00079002
Ceiling Fixture | Compact Fluorescent |  | Twist | 3 | 15 | 109962 | Bathroom | 0.00079002
Ceiling Fixture | Compact Fluorescent |  | Twist | 3 | 15 | 109962 | Bathroom | 0.00079002
Chandelier (Hanging) | Compact Fluorescent |  | Twist | 1 | 15 | 109962 | Bathroom | 0.00079002
Table | Incandescent |  | Decorative | 3 | 25 | 109962 | Bathroom | 0.00079002
Ceiling Fan |  |  |  | 2 | 60 | 109963 | Bathroom | 0.00079002
Wall Mount | Incandescent |  | Standard A Lamp | 3 | 75 | 109963 | Bathroom | 0.00079002
Ceiling Fixture | Compact Fluorescent |  | Twist | 3 | 15 | 109963 | Bathroom | 0.00079002
Ceiling Fixture | Compact Fluorescent |  | Twist | 3 | 15 | 109963 | Bathroom | 0.00079002
Chandelier (Hanging) | Incandescent |  | Standard A Lamp | 1 | 75 | 109963 | Bathroom | 0.00079002
Table | Compact Fluorescent |  | Twist | 1 | 15 | 109963 | Bathroom | 0.00079002
Wall Mount | Incandescent |  | Standard A Lamp | 1 | 60 | 110051 | Bathroom | 0.00079002
Ceiling Fixture | Incandescent |  | Standard A Lamp | 1 | 60 | 110051 | Bathroom | 0.00079002
Ceiling Fixture | Incandescent |  | Standard A Lamp | 1 | 60 | 110051 | Bathroom | 0.00079002
Ceiling Fixture | Compact Fluorescent |  | Twist | 3 | 18 | 110051 | Bathroom | 0.00079002
Wall Mount | Incandescent |  | Standard A Lamp | 1 | 60 | 110051 | Bathroom | 0.00079002
Wall Mount | Compact Fluorescent |  | Twist | 1 | 13 | 110051 | Bathroom | 0.00079002
Ceiling Fixture | Incandescent |  | Standard A Lamp | 1 | 60 | 110051 | Bathroom | 0.00079002
Track | Incandescent |  | Reflector | 4 | 45 | 110051 | Bathroom | 0.00079002
Track | Halogen |  | PAR | 3 | 50 | 110051 | Bathroom | 0.00079002
Table | Compact Fluorescent |  | Twist | 1 | 23 | 110051 | Bathroom | 0.00079002
Table | Incandescent |  | Standard A Lamp | 1 | 60 | 110051 | Bathroom | 0.00079002
Table | Incandescent |  | Other | 1 | 40 | 110051 | Bathroom | 0.00079002
Ceiling Fixture | Incandescent |  | Standard A Lamp | 1 | 60 | 110051 | Bathroom | 0.00079002
Wall Mount | Incandescent |  | Standard A Lamp | 1 | 60 | 110051 | Bathroom | 0.00079002
Table | Incandescent |  | Decorative | 1 | 25 | 110051 | Bathroom | 0.00079002
Track | Halogen |  | PAR | 3 | 20 | 110051 | Bathroom | 0.00079002
Ceiling Fixture | Incandescent |  | Standard A Lamp | 2 | 60 | 110051 | Bathroom | 0.00079002
Track | Halogen |  | PAR | 8 | 50 | 110051 | Bathroom | 0.00079002
Track | Halogen |  | PAR | 3 | 45 | 110051 | Bathroom | 0.00079002
Ceiling Fixture | Incandescent |  | Standard A Lamp | 1 | 60 | 110052 | Bathroom | 0.00079002
Ceiling Fixture | Incandescent |  | Standard A Lamp | 2 | 60 | 110052 | Bathroom | 0.00079002
Table | Incandescent |  | Standard A Lamp | 1 | 60 | 110052 | Bathroom | 0.00079002
Ceiling Fixture | Compact Fluorescent |  | Twist | 1 | 23 | 110052 | Bathroom | 0.00079002
Other | Linear Fluorescent | 2 | T-12 | 1 | 20 | 110052 | Bathroom | 0.00079002
Ceiling Fixture |  |  |  | 1 |  | 110052 | Bathroom | 0.00079002
Floor lamp | Incandescent |  | Standard A Lamp | 2 | 60 | 110052 | Bathroom | 0.00079002
Table | Incandescent |  | Standard A Lamp | 1 | 34 | 110052 | Bathroom | 0.00079002
Table | Halogen |  | PAR | 1 | 20 | 110052 | Bathroom | 0.00079002
Ceiling Fixture | Incandescent |  | Standard A Lamp | 2 | 60 | 110052 | Bathroom | 0.00079002
Ceiling Fixture | Compact Fluorescent |  | Twist | 1 | 23 | 110053 | Bathroom | 0.00079002
Ceiling Fixture | Incandescent |  | Standard A Lamp | 2 | 60 | 110053 | Bathroom | 0.00079002
Ceiling Fixture | Incandescent |  | Standard A Lamp | 1 | 60 | 110053 | Bathroom | 0.00079002
Table | Compact Fluorescent |  | Twist | 1 | 13 | 110053 | Bathroom | 0.00079002
Ceiling Fixture | Incandescent |  | Standard A Lamp | 2 | 60 | 110053 | Bathroom | 0.00079002
Ceiling Fixture | Incandescent |  | Standard A Lamp | 2 | 60 | 110053 | Bathroom | 0.00079002
Ceiling Fixture | Incandescent |  | Decorative | 1 | 60 | 110053 | Bathroom | 0.00079002
Ceiling Fixture | Incandescent |  | Standard A Lamp | 1 | 60 | 110053 | Bathroom | 0.00079002
Floor lamp | Incandescent |  | Standard A Lamp | 3 | 60 | 110053 | Bathroom | 0.00079002
Wall Mount | Incandescent |  | Standard A Lamp | 3 | 75 | 112631 | Bathroom | 0.00090764
Ceiling Fixture | Incandescent |  | Standard A Lamp | 2 | 60 | 112631 | Bathroom | 0.00090764
Ceiling Fixture | Incandescent |  | Standard A Lamp | 1 | 60 | 112631 | Bathroom | 0.00090764
Ceiling Fixture | Compact Fluorescent |  | Twist | 2 | 15 | 112631 | Bathroom | 0.00090764
Other | Incandescent |  | Standard A Lamp | 1 | 40 | 112631 | Bathroom | 0.00090764
Table | Incandescent |  | Standard A Lamp | 1 | 75 | 112631 | Bathroom | 0.00090764
Ceiling Fixture | Incandescent |  | Standard A Lamp | 2 | 60 | 112631 | Bathroom | 0.00090764
Wall Mount | Incandescent |  | Standard A Lamp | 3 | 75 | 112632 | Bathroom | 0.00090764
Ceiling Fixture | Incandescent |  | Standard A Lamp | 2 | 75 | 112632 | Bathroom | 0.00090764
Ceiling Fixture | Incandescent |  | Standard A Lamp | 2 | 40 | 112632 | Bathroom | 0.00090764
Ceiling Fixture | Compact Fluorescent |  | Twist | 2 | 13 | 112632 | Bathroom | 0.00090764
Table | Incandescent |  | Standard A Lamp | 1 | 40 | 112632 | Bathroom | 0.00090764
Floor lamp | Incandescent |  | Standard A Lamp | 1 | 40 | 112632 | Bathroom | 0.00090764
Ceiling Fixture | Incandescent |  | Standard A Lamp | 2 | 60 | 112632 | Bathroom | 0.00090764
Wall Mount | Incandescent |  | Standard A Lamp | 3 | 75 | 112633 | Bathroom | 0.00090764
Ceiling Fixture | Incandescent |  | Standard A Lamp | 2 | 75 | 112633 | Bathroom | 0.00090764
Ceiling Fixture | Incandescent |  | Standard A Lamp | 1 | 75 | 112633 | Bathroom | 0.00090764
Ceiling Fixture | Compact Fluorescent |  | A shape bulb | 1 | 13 | 112633 | Bathroom | 0.00090764
Other | Incandescent |  | Standard A Lamp | 1 | 40 | 112633 | Bathroom | 0.00090764
Table | Incandescent |  | Standard A Lamp | 1 | 75 | 112633 | Bathroom | 0.00090764
Ceiling Fixture | Incandescent |  | Standard A Lamp | 2 | 75 | 112633 | Bathroom | 0.00090764
Table | Incandescent |  | 3-Way Incandescent | 1 | 150 | 112633 | Bathroom | 0.00090764
Wall Mount | Incandescent |  | Globe | 2 | 60 | 112711 | Bathroom | 0.00048239
Ceiling Fixture | Incandescent |  | Standard A Lamp | 2 | 60 | 112711 | Bathroom | 0.00048239
Table | Incandescent |  | Clear | 1 | 60 | 112711 | Bathroom | 0.00048239
Table | Incandescent |  | Standard A Lamp | 1 | 60 | 112711 | Bathroom | 0.00048239
Ceiling Fixture | Incandescent |  | Standard A Lamp | 2 | 60 | 112711 | Bathroom | 0.00048239
Ceiling Fixture | Incandescent |  | Decorative | 3 | 40 | 112711 | Bathroom | 0.00048239
Ceiling Fixture | Incandescent |  | Decorative | 5 | 25 | 112711 | Bathroom | 0.00048239
Wall Mount | Incandescent |  | Decorative | 1 | 25 | 112711 | Bathroom | 0.00048239
Table | Incandescent |  | Clear | 1 | 40 | 112711 | Bathroom | 0.00048239
Table | Incandescent |  | Standard A Lamp | 1 | 60 | 112711 | Bathroom | 0.00048239
Ceiling Fixture | Incandescent |  | Standard A Lamp | 1 | 60 | 112711 | Bathroom | 0.00048239
Ceiling Fixture | Incandescent |  | Globe | 1 | 60 | 112711 | Bathroom | 0.00048239
Wall Mount | Halogen |  | MR | 3 | 50 | 112712 | Bathroom | 0.00048239
Ceiling Fixture | Incandescent |  | Standard A Lamp | 1 | 60 | 112712 | Bathroom | 0.00048239
Other | Compact Fluorescent |  | Twist | 1 | 9 | 112712 | Bathroom | 0.00048239
Ceiling Fixture | Incandescent |  | Standard A Lamp | 1 | 60 | 112712 | Bathroom | 0.00048239
Ceiling Fixture | Incandescent |  | Standard A Lamp | 1 | 60 | 112712 | Bathroom | 0.00048239
Wall Mount | Incandescent |  | Decorative | 2 | 7 | 112712 | Bathroom | 0.00048239
Ceiling Fixture | Incandescent |  | Standard A Lamp | 1 | 60 | 112712 | Bathroom | 0.00048239
Ceiling Fixture | Compact Fluorescent |  | Twist | 1 | 23 | 112712 | Bathroom | 0.00048239
Table | Incandescent |  | Decorative | 1 | 25 | 112712 | Bathroom | 0.00048239
Other | Halogen |  | MR | 1 | 10 | 112712 | Bathroom | 0.00048239
Table | Incandescent |  | Clear | 3 | 40 | 112712 | Bathroom | 0.00048239
Wall Mount | Incandescent |  | Decorative | 1 | 25 | 112712 | Bathroom | 0.00048239
Wall Mount | Incandescent |  | Standard A Lamp | 1 | 60 | 112713 | Bathroom | 0.00048239
Table | Incandescent |  | Mini base | 1 | 40 | 112713 | Bathroom | 0.00048239
Ceiling Fixture | Incandescent |  | Standard A Lamp | 1 | 60 | 112713 | Bathroom | 0.00048239
Ceiling Fixture | Incandescent |  | Standard A Lamp | 1 | 60 | 112713 | Bathroom | 0.00048239
Ceiling Fixture | Incandescent |  | Standard A Lamp | 1 | 60 | 112713 | Bathroom | 0.00048239
Ceiling Fixture | Compact Fluorescent |  | Twist | 1 | 15 | 112713 | Bathroom | 0.00048239
Ceiling Fixture | Incandescent |  | Globe | 3 | 40 | 112713 | Bathroom | 0.00048239
Ceiling Fixture | Incandescent |  | Decorative | 1 | 25 | 112713 | Bathroom | 0.00048239
Table | Incandescent |  | Clear | 1 | 40 | 112713 | Bathroom | 0.00048239
Ceiling Fixture | Incandescent |  | Reflector | 2 | 65 | 112901 | Bathroom | 0.001185
Wall Mount | Incandescent |  | Standard A Lamp | 3 | 75 | 112901 | Bathroom | 0.001185
Ceiling Fixture | Incandescent |  | Standard A Lamp | 2 | 60 | 112901 | Bathroom | 0.001185
Recessed Can | Incandescent |  | Reflector | 1 | 65 | 112901 | Bathroom | 0.001185
Wall Mount | Compact Fluorescent |  | Twist | 1 | 14 | 112901 | Bathroom | 0.001185
Ceiling Fixture | Compact Fluorescent |  | Twist | 2 | 14 | 112901 | Bathroom | 0.001185
Ceiling Fixture | Compact Fluorescent |  | Twist | 3 | 14 | 112901 | Bathroom | 0.001185
Ceiling Fixture | Incandescent |  | Standard A Lamp | 1 | 60 | 112901 | Bathroom | 0.001185
Table | Incandescent |  | 3-Way Incandescent | 1 | 100 | 112901 | Bathroom | 0.001185
Ceiling Fixture | Compact Fluorescent |  | Twist | 2 | 22 | 112901 | Bathroom | 0.001185
Ceiling Fixture | Incandescent |  | Reflector | 2 | 125 | 112902 | Bathroom | 0.001185
Wall Mount | Compact Fluorescent |  | Twist | 3 | 14 | 112902 | Bathroom | 0.001185
Ceiling Fixture | Incandescent |  | Standard A Lamp | 2 | 60 | 112902 | Bathroom | 0.001185
Ceiling Fixture | Incandescent |  | Standard A Lamp | 2 | 60 | 112902 | Bathroom | 0.001185
Table | Incandescent |  | Standard A Lamp | 1 | 60 | 112902 | Bathroom | 0.001185
Ceiling Fixture | Incandescent |  | Standard A Lamp | 2 | 60 | 112902 | Bathroom | 0.001185
Wall Mount | Incandescent |  | Standard A Lamp | 1 | 60 | 112902 | Bathroom | 0.001185
Recessed Can | Compact Fluorescent |  | Twist | 1 | 17 | 112902 | Bathroom | 0.001185
Chandelier (Hanging) | Incandescent |  | Standard A Lamp | 5 | 60 | 112902 | Bathroom | 0.001185
Floor lamp | Incandescent |  | Standard A Lamp | 2 | 60 | 112902 | Bathroom | 0.001185
Table | Incandescent |  | Standard A Lamp | 1 | 20 | 112902 | Bathroom | 0.001185
Ceiling Fixture | Incandescent |  | Standard A Lamp | 1 | 60 | 112902 | Bathroom | 0.001185
Ceiling Fixture | Compact Fluorescent |  | Twist | 1 | 14 | 112902 | Bathroom | 0.001185
Wall Mount | Incandescent |  | Standard A Lamp | 2 | 60 | 112971 | Bathroom | 0.002116
Recessed - other | Incandescent |  | Heat Lamp | 1 | 150 | 112971 | Bathroom | 0.002116
Ceiling Fan | Compact Fluorescent |  | Twist | 3 | 14 | 112971 | Bathroom | 0.002116
Floor lamp | Compact Fluorescent |  | Twist | 1 | 11 | 112971 | Bathroom | 0.002116
Other | Halogen |  | MR | 1 | 20 | 112971 | Bathroom | 0.002116
Ceiling Fixture | Compact Fluorescent |  | Twist | 1 | 14 | 112971 | Bathroom | 0.002116
Chandelier (Hanging) | Compact Fluorescent |  | Twist | 1 | 23 | 112971 | Bathroom | 0.002116
Other | Incandescent |  | Mini base | 1 | 30 | 112971 | Bathroom | 0.002116
Track | Halogen |  | PAR | 1 | 60 | 112971 | Bathroom | 0.002116
Ceiling Fixture | Compact Fluorescent |  | Twist | 1 | 14 | 112971 | Bathroom | 0.002116
Ceiling Fan | Compact Fluorescent |  | Twist | 1 | 14 | 112971 | Bathroom | 0.002116
Ceiling Fixture | Incandescent |  | Standard A Lamp | 1 | 60 | 112971 | Bathroom | 0.002116
Other | Halogen |  | MR | 1 | 20 | 112971 | Bathroom | 0.002116
Recessed - other | Incandescent |  | Heat Lamp | 1 | 250 | 112972 | Bathroom | 0.002116
Wall Mount | Incandescent |  | Globe | 1 | 40 | 112972 | Bathroom | 0.002116
Ceiling Fixture | Incandescent |  | Standard A Lamp | 1 | 40 | 112972 | Bathroom | 0.002116
Ceiling Fixture | Incandescent |  | Standard A Lamp | 2 | 40 | 112972 | Bathroom | 0.002116
Floor lamp | Incandescent |  | Decorative | 1 | 25 | 112972 | Bathroom | 0.002116
Table | Incandescent |  | 3-Way Incandescent | 1 | 250 | 112972 | Bathroom | 0.002116
Table | Incandescent |  | 3-Way Incandescent | 1 | 100 | 112972 | Bathroom | 0.002116
Chandelier (Hanging) | Incandescent |  | Decorative | 1 | 40 | 112972 | Bathroom | 0.002116
Table | Incandescent |  | Standard A Lamp | 1 | 40 | 112972 | Bathroom | 0.002116
Ceiling Fixture | Incandescent |  | Standard A Lamp | 1 | 40 | 112972 | Bathroom | 0.002116
Track | Incandescent |  | Reflector | 3 | 60 | 112972 | Bathroom | 0.002116
Other | Incandescent |  | Mini base | 1 | 30 | 112972 | Bathroom | 0.002116
Chandelier (Hanging) | Incandescent |  | Decorative | 1 | 40 | 112972 | Bathroom | 0.002116
Other | Halogen |  | Other | 1 | 20 | 112972 | Bathroom | 0.002116
Recessed Can | Incandescent |  | Heat Lamp | 1 | 250 | 112973 | Bathroom | 0.002116
Wall Mount | Incandescent |  | Globe | 1 | 40 | 112973 | Bathroom | 0.002116
Table | Incandescent |  | Standard A Lamp | 4 | 40 | 112973 | Bathroom | 0.002116
Ceiling Fixture | Incandescent |  | Standard A Lamp | 1 | 40 | 112973 | Bathroom | 0.002116
Track | Halogen |  | PAR | 1 | 120 | 112973 | Bathroom | 0.002116
Ceiling Fan |  |  |  | 1 |  | 112973 | Bathroom | 0.002116
Floor lamp | Halogen |  | Quartz Tube | 10 | 50 | 112973 | Bathroom | 0.002116
Floor lamp | Halogen |  | Quartz Tube | 1 | 250 | 112973 | Bathroom | 0.002116
Track | Halogen |  | PAR | 2 | 60 | 112973 | Bathroom | 0.002116
Wall Mount | Incandescent |  | Standard A Lamp | 1 | 60 | 112973 | Bathroom | 0.002116
Recessed - other | Incandescent |  | Heat Lamp | 1 | 250 | 112973 | Bathroom | 0.002116
Recessed - other |  |  |  | 1 |  | 112973 | Bathroom | 0.002116
Floor lamp | Incandescent |  | Standard A Lamp | 1 | 25 | 112973 | Bathroom | 0.002116
Floor lamp | Halogen |  | Quartz Tube | 1 | 250 | 112973 | Bathroom | 0.002116
Ceiling Fixture | Compact Fluorescent |  | Twist | 1 | 18 | 112973 | Bathroom | 0.002116
Track | Halogen |  | PAR | 3 | 60 | 112973 | Bathroom | 0.002116
Chandelier (Hanging) | Incandescent |  | Standard A Lamp | 1 | 40 | 112973 | Bathroom | 0.002116
Other | Incandescent |  | Mini base | 1 | 30 | 112973 | Bathroom | 0.002116
Ceiling Fixture | Compact Fluorescent |  | Twist | 1 | 13 | 113451 | Master Bedroom | 0.00048239
Table | Compact Fluorescent |  | Twist | 1 | 13 | 113451 | Master Bedroom | 0.00048239
Ceiling Fixture | Compact Fluorescent |  | Twist | 2 | 23 | 113451 | Master Bedroom | 0.00048239
Other | Compact Fluorescent |  | Twist | 1 | 13 | 113451 | Master Bedroom | 0.00048239
Table | Incandescent |  | Other | 1 | 20 | 113451 | Master Bedroom | 0.00048239
Ceiling Fixture | Compact Fluorescent |  | Twist | 1 | 13 | 113451 | Master Bedroom | 0.00048239
Floor lamp | Compact Fluorescent |  | Twist | 1 | 13 | 113451 | Master Bedroom | 0.00048239
Table | Compact Fluorescent |  | Twist | 1 | 13 | 113451 | Master Bedroom | 0.00048239
Wall Mount | Incandescent |  | Standard A Lamp | 2 | 75 | 113452 | Bathroom | 0.00048239
Other | Incandescent |  | Decorative | 1 | 7 | 113452 | Bathroom | 0.00048239
Ceiling Fixture | Incandescent |  | Standard A Lamp | 2 | 75 | 113452 | Bathroom | 0.00048239
Ceiling Fixture | Incandescent |  | Standard A Lamp | 2 | 60 | 113452 | Bathroom | 0.00048239
Table | Incandescent |  | Standard A Lamp | 1 | 60 | 113452 | Bathroom | 0.00048239
Other | Incandescent |  | Standard A Lamp | 2 | 75 | 113452 | Bathroom | 0.00048239
Ceiling Fixture | Incandescent |  | Standard A Lamp | 2 | 500 | 113452 | Bathroom | 0.00048239
Ceiling Fixture | Incandescent |  | Standard A Lamp | 1 | 60 | 113452 | Bathroom | 0.00048239
Ceiling Fixture | Incandescent |  | Standard A Lamp | 2 | 60 | 113452 | Bathroom | 0.00048239
Floor lamp | Compact Fluorescent |  | Twist | 1 | 26 | 113452 | Bathroom | 0.00048239
Wall Mount | Compact Fluorescent |  | Twist | 2 | 13 | 113453 | Bathroom | 0.00048239
Ceiling Fixture | Compact Fluorescent |  | Twist | 2 | 13 | 113453 | Bathroom | 0.00048239
Table | Compact Fluorescent |  | Twist | 1 | 13 | 113453 | Bathroom | 0.00048239
Ceiling Fixture | Compact Fluorescent |  | Twist | 2 | 13 | 113453 | Bathroom | 0.00048239
Table | Compact Fluorescent |  | Twist | 1 | 13 | 113453 | Bathroom | 0.00048239
Ceiling Fixture | Compact Fluorescent |  | Twist | 1 | 13 | 113453 | Bathroom | 0.00048239
Other | Compact Fluorescent |  | Twist | 2 | 13 | 113453 | Bathroom | 0.00048239
Table | Compact Fluorescent |  | Twist | 1 | 13 | 113453 | Bathroom | 0.00048239
Ceiling Fixture | Compact Fluorescent |  | Twist | 1 | 13 | 113453 | Bathroom | 0.00048239
Ceiling Fixture | Compact Fluorescent |  | Twist | 2 | 13 | 113453 | Bathroom | 0.00048239
Wall Mount | Incandescent |  | Decorative | 6 | 25 | 114131 | Bathroom | 0.003174
Recessed - other | Incandescent |  | Heat Lamp | 1 | 250 | 114131 | Bathroom | 0.003174
Wall Mount | Incandescent |  | Decorative | 6 | 25 | 114131 | Bathroom | 0.003174
Recessed - other | Incandescent |  | Heat Lamp | 1 | 250 | 114131 | Bathroom | 0.003174
Ceiling Fixture | Incandescent |  | Standard A Lamp | 2 | 60 | 114131 | Bathroom | 0.003174
Ceiling Fixture | Incandescent |  | Standard A Lamp | 1 | 60 | 114131 | Bathroom | 0.003174
Track | Incandescent |  | Reflector | 3 | 65 | 114131 | Bathroom | 0.003174
Wall Mount | Incandescent |  | Standard A Lamp | 1 | 60 | 114131 | Bathroom | 0.003174
Track | Incandescent |  | Reflector | 4 | 65 | 114131 | Bathroom | 0.003174
Wall Mount | Incandescent |  | Standard A Lamp | 1 | 40 | 114131 | Bathroom | 0.003174
Floor lamp | Incandescent |  | Standard A Lamp | 1 | 60 | 114131 | Bathroom | 0.003174
Torchiere | Incandescent |  | Standard A Lamp | 1 | 60 | 114131 | Bathroom | 0.003174
Wall Mount | Incandescent |  | Decorative | 4 | 25 | 114132 | Bathroom | 0.003174
Recessed - other | Incandescent |  | Heat Lamp | 1 | 250 | 114132 | Bathroom | 0.003174
Wall Mount | Incandescent |  | Decorative | 4 | 25 | 114132 | Bathroom | 0.003174
Recessed - other | Incandescent |  | Heat Lamp | 1 | 250 | 114132 | Bathroom | 0.003174
Ceiling Fixture | Incandescent |  | Standard A Lamp | 1 | 60 | 114132 | Bathroom | 0.003174
Chandelier (Hanging) | Incandescent |  | Standard A Lamp | 5 | 60 | 114132 | Bathroom | 0.003174
Wall Mount | Compact Fluorescent |  | Twist | 1 | 15 | 114132 | Bathroom | 0.003174
Track | Incandescent |  | Reflector | 3 | 65 | 114132 | Bathroom | 0.003174
Recessed Can | Incandescent |  | Reflector | 1 | 65 | 114132 | Bathroom | 0.003174
Table | Compact Fluorescent |  | Twist | 2 | 22 | 114132 | Bathroom | 0.003174
Table | Incandescent |  | 3-Way Incandescent | 1 | 150 | 114132 | Bathroom | 0.003174
Table | Compact Fluorescent |  | Straight Tube | 1 | 15 | 114132 | Bathroom | 0.003174
Wall Mount | Incandescent |  | Standard A Lamp | 3 | 60 | 115371 | Bathroom | 0.00079002
Ceiling Fixture | Incandescent |  | Standard A Lamp | 1 | 60 | 115371 | Bathroom | 0.00079002
Ceiling Fixture | Incandescent |  | Standard A Lamp | 2 | 60 | 115371 | Bathroom | 0.00079002
Table | Incandescent |  | Standard A Lamp | 1 | 75 | 115371 | Bathroom | 0.00079002
Ceiling Fixture | Incandescent |  | Standard A Lamp | 2 | 60 | 115371 | Bathroom | 0.00079002
Wall Mount | Incandescent |  | Standard A Lamp | 1 | 100 | 115371 | Bathroom | 0.00079002
Ceiling Fixture | Incandescent |  | Standard A Lamp | 2 | 60 | 115371 | Bathroom | 0.00079002
Ceiling Fixture | Incandescent |  | Standard A Lamp | 5 | 75 | 115371 | Bathroom | 0.00079002
Wall Mount | Incandescent |  | Standard A Lamp | 1 | 75 | 115371 | Bathroom | 0.00079002
Table | Incandescent |  | Decorative | 2 | 40 | 115371 | Bathroom | 0.00079002
Ceiling Fixture | Linear Fluorescent | 2 | T-12 | 1 | 20 | 115371 | Bathroom | 0.00079002
Wall Mount | Incandescent |  | Standard A Lamp | 1 | 60 | 115371 | Bathroom | 0.00079002
Ceiling Fixture | Incandescent |  | Standard A Lamp | 2 | 60 | 115371 | Bathroom | 0.00079002
Wall Mount | Incandescent |  | Standard A Lamp | 6 | 40 | 115372 | Bathroom | 0.00079002
Ceiling Fixture | Incandescent |  | Reflector | 2 | 250 | 115372 | Bathroom | 0.00079002
Ceiling Fixture | Incandescent |  | Standard A Lamp | 2 | 60 | 115372 | Bathroom | 0.00079002
Table | Incandescent |  | 3-Way Incandescent | 1 | 100 | 115372 | Bathroom | 0.00079002
Ceiling Fixture | Incandescent |  | Standard A Lamp | 2 | 100 | 115372 | Bathroom | 0.00079002
Ceiling Fixture | Incandescent |  | Standard A Lamp | 1 | 60 | 115372 | Bathroom | 0.00079002
Ceiling Fixture | Incandescent |  | Standard A Lamp | 1 | 100 | 115372 | Bathroom | 0.00079002
Ceiling Fixture | Incandescent |  | Standard A Lamp | 1 | 60 | 115372 | Bathroom | 0.00079002
Table | Incandescent |  | 3-Way Incandescent | 1 | 100 | 115372 | Bathroom | 0.00079002
Ceiling Fixture | Incandescent |  | Standard A Lamp | 2 | 60 | 115372 | Bathroom | 0.00079002
Wall Mount | Incandescent |  | Standard A Lamp | 1 | 60 | 115372 | Bathroom | 0.00079002
Wall Mount | Linear Fluorescent | 2 | T-12 | 1 | 20 | 115372 | Bathroom | 0.00079002
Wall Mount | Incandescent |  | Decorative | 4 | 60 | 115373 | Bathroom | 0.00079002
Ceiling Fixture | Incandescent |  | Reflector | 2 | 250 | 115373 | Bathroom | 0.00079002
Ceiling Fixture | Incandescent |  | Decorative | 5 | 25 | 115373 | Bathroom | 0.00079002
Table | Compact Fluorescent |  | Twist | 1 | 20 | 115373 | Bathroom | 0.00079002
Ceiling Fixture | Incandescent |  | Standard A Lamp | 2 | 100 | 115373 | Bathroom | 0.00079002
Ceiling Fixture |  |  |  | 1 |  | 115373 | Bathroom | 0.00079002
Ceiling Fixture | Other |  | Other | 1 | 22 | 115373 | Bathroom | 0.00079002
Wall Mount | Linear Fluorescent | 2 | T-12 | 1 | 20 | 115373 | Bathroom | 0.00079002
Ceiling Fixture | Incandescent |  | Decorative | 5 | 25 | 115373 | Bathroom | 0.00079002
Table | Incandescent |  | Decorative | 4 | 40 | 115373 | Bathroom | 0.00079002
Ceiling Fixture | Incandescent |  | Decorative | 3 | 40 | 115373 | Bathroom | 0.00079002
Table | Incandescent |  | Standard A Lamp | 2 | 60 | 115373 | Bathroom | 0.00079002
Wall Mount | Compact Fluorescent |  | Globe | 3 | 40 | 115981 | Bathroom | 0.002116
Recessed - other | Incandescent |  | Heat Lamp | 1 | 250 | 115981 | Bathroom | 0.002116
Table | Compact Fluorescent |  | Twist | 1 | 14 | 115981 | Bathroom | 0.002116
Ceiling Fixture | Compact Fluorescent |  | Twist | 1 | 14 | 115981 | Bathroom | 0.002116
Ceiling Fixture | Compact Fluorescent |  | Twist | 1 | 14 | 115981 | Bathroom | 0.002116
Ceiling Fixture | Linear Fluorescent | 4 | T-12 | 2 | 40 | 115981 | Bathroom | 0.002116
Ceiling Fixture | Compact Fluorescent |  | Twist | 1 | 13 | 115981 | Bathroom | 0.002116
Ceiling Fixture | Compact Fluorescent |  | Twist | 3 | 15 | 115981 | Bathroom | 0.002116
Ceiling Fan | Compact Fluorescent |  | Twist | 1 | 14 | 115981 | Bathroom | 0.002116
Table | Compact Fluorescent |  | Twist | 1 | 14 | 115981 | Bathroom | 0.002116
Ceiling Fixture | Compact Fluorescent |  | Twist | 3 | 14 | 115981 | Bathroom | 0.002116
Wall Mount | Compact Fluorescent |  | Globe | 3 | 40 | 115981 | Bathroom | 0.002116
Recessed - other | Incandescent |  | Heat Lamp | 1 | 250 | 115981 | Bathroom | 0.002116
Table | Compact Fluorescent |  | Twist | 1 | 14 | 115981 | Bathroom | 0.002116
Wall Mount | Compact Fluorescent |  | Globe | 3 | 40 | 115982 | Bathroom | 0.002116
Recessed - other | Incandescent |  | Reflector | 1 | 250 | 115982 | Bathroom | 0.002116
Table | Compact Fluorescent |  | Twist | 1 | 14 | 115982 | Bathroom | 0.002116
Table | Compact Fluorescent |  | Twist | 1 | 14 | 115982 | Bathroom | 0.002116
Ceiling Fixture | Compact Fluorescent |  | Twist | 1 | 14 | 115982 | Bathroom | 0.002116
Ceiling Fixture | Linear Fluorescent | 4 | T-12 | 2 | 40 | 115982 | Bathroom | 0.002116
Recessed - other | Compact Fluorescent |  | Twist | 1 | 14 | 115982 | Bathroom | 0.002116
Ceiling Fan | Compact Fluorescent |  | Twist | 1 | 14 | 115982 | Bathroom | 0.002116
Ceiling Fixture | Compact Fluorescent |  | Twist | 1 | 14 | 115982 | Bathroom | 0.002116
Table | Compact Fluorescent |  | Twist | 1 | 14 | 115982 | Bathroom | 0.002116
Ceiling Fixture | Compact Fluorescent |  | Twist | 3 | 14 | 115982 | Bathroom | 0.002116
Wall Mount | Compact Fluorescent |  | Globe | 3 | 40 | 115982 | Bathroom | 0.002116
Recessed - other | Incandescent |  | Heat Lamp | 1 | 250 | 115982 | Bathroom | 0.002116
Table | Incandescent |  | Standard A Lamp | 1 | 100 | 115982 | Bathroom | 0.002116
Ceiling Fixture | Linear Fluorescent | 4 | T-12 | 2 | 40 | 115983 | Kitchen | 0.002116
Recessed - other | Compact Fluorescent |  | Twist | 1 | 14 | 115983 | Kitchen | 0.002116
Recessed - other | Incandescent |  | Heat Lamp | 1 | 250 | 115983 | Kitchen | 0.002116
Ceiling Fixture | Incandescent |  | Clear | 1 | 40 | 115983 | Kitchen | 0.002116
Ceiling Fixture | Compact Fluorescent |  | Twist | 2 | 14 | 115983 | Kitchen | 0.002116
Ceiling Fixture | Compact Fluorescent |  | Twist | 1 | 14 | 115983 | Kitchen | 0.002116
Ceiling Fan | Compact Fluorescent |  | A shape bulb | 1 | 14 | 115983 | Kitchen | 0.002116
Recessed Can | Incandescent |  | Heat Lamp | 1 | 250 | 115983 | Kitchen | 0.002116
Floor lamp | Incandescent |  | Standard A Lamp | 1 | 40 | 115983 | Kitchen | 0.002116
Recessed Can | Incandescent |  | Heat Lamp | 1 | 250 | 118791 | Bathroom | 0.003174
Wall Mount | Compact Fluorescent |  | Twist | 5 | 13 | 118791 | Bathroom | 0.003174
Floor lamp | Incandescent |  | Decorative | 5 | 40 | 118791 | Bathroom | 0.003174
Table | Incandescent |  | Decorative | 1 | 40 | 118791 | Bathroom | 0.003174
Ceiling Fixture | Compact Fluorescent |  | Twist | 1 | 13 | 118791 | Bathroom | 0.003174
Ceiling Fixture | Incandescent |  | Standard A Lamp | 1 | 60 | 118791 | Bathroom | 0.003174
Chandelier (Hanging) | Compact Fluorescent |  | Twist | 3 | 13 | 118791 | Bathroom | 0.003174
Recessed Can | Compact Fluorescent |  | Flood | 4 | 23 | 118791 | Bathroom | 0.003174
Recessed - other | Incandescent |  | Mini base | 1 | 40 | 118791 | Bathroom | 0.003174
Table | Incandescent |  | Standard A Lamp | 1 | 100 | 118791 | Bathroom | 0.003174
Table | Compact Fluorescent |  | Twist | 1 | 13 | 118791 | Bathroom | 0.003174
Wall Mount | Compact Fluorescent |  | Twist | 4 | 13 | 118791 | Bathroom | 0.003174
Recessed Can | Incandescent |  | Heat Lamp | 1 | 250 | 118791 | Bathroom | 0.003174
Wall Mount | Compact Fluorescent |  | Twist | 4 | 13 | 118792 | Bathroom | 0.003174
Recessed Can | Incandescent |  | Heat Lamp | 1 | 150 | 118792 | Bathroom | 0.003174
Floor lamp | Incandescent |  | Standard A Lamp | 1 | 75 | 118792 | Bathroom | 0.003174
Floor lamp | Incandescent |  | Standard A Lamp | 1 | 100 | 118792 | Bathroom | 0.003174
Table | Incandescent |  | Mini base | 1 | 25 | 118792 | Bathroom | 0.003174
Ceiling Fixture | Compact Fluorescent |  | Reflector | 1 | 13 | 118792 | Bathroom | 0.003174
Chandelier (Hanging) | Compact Fluorescent |  | Twist | 5 | 13 | 118792 | Bathroom | 0.003174
Recessed Can | Compact Fluorescent |  | Reflector | 1 | 14 | 118792 | Bathroom | 0.003174
Table | Incandescent |  | Standard A Lamp | 1 | 75 | 118792 | Bathroom | 0.003174
Floor lamp | Incandescent |  | Standard A Lamp | 1 | 100 | 118792 | Bathroom | 0.003174
Ceiling Fixture | Incandescent |  | Standard A Lamp | 1 | 60 | 118792 | Bathroom | 0.003174
Recessed Can | Incandescent |  | Reflector | 1 | 60 | 118792 | Bathroom | 0.003174
Recessed - other | Incandescent |  | Mini base | 1 | 40 | 118792 | Bathroom | 0.003174
Wall Mount | Compact Fluorescent |  | Twist | 4 | 13 | 118792 | Bathroom | 0.003174
Recessed Can | Incandescent |  | Heat Lamp | 1 | 250 | 118792 | Bathroom | 0.003174
Wall Mount | Incandescent |  | Standard A Lamp | 4 | 40 | 118871 | Bathroom | 0.002116
Ceiling Fixture | Incandescent |  | Reflector | 1 | 150 | 118871 | Bathroom | 0.002116
Ceiling Fixture | Incandescent |  | Standard A Lamp | 1 | 60 | 118871 | Bathroom | 0.002116
Ceiling Fixture | Incandescent |  | Standard A Lamp | 1 | 60 | 118871 | Bathroom | 0.002116
Table | Compact Fluorescent |  | Twist | 1 | 15 | 118871 | Bathroom | 0.002116
Ceiling Fixture | Compact Fluorescent |  | Twist | 2 | 14 | 118871 | Bathroom | 0.002116
Ceiling Fixture | Compact Fluorescent |  | Twist | 2 | 14 | 118871 | Bathroom | 0.002116
Table | Compact Fluorescent |  | Twist | 1 | 14 | 118871 | Bathroom | 0.002116
Ceiling Fixture | Incandescent |  | Standard A Lamp | 1 | 60 | 118871 | Bathroom | 0.002116
Ceiling Fixture | Compact Fluorescent |  | Twist | 1 | 13 | 118871 | Bathroom | 0.002116
Ceiling Fixture | Linear Fluorescent | 4 | T-8 | 2 | 32 | 118871 | Bathroom | 0.002116
Recessed Can | Compact Fluorescent |  | Twist | 1 | 14 | 118871 | Bathroom | 0.002116
Other | Incandescent |  | Standard A Lamp | 1 | 40 | 118871 | Bathroom | 0.002116
Ceiling Fixture | Linear Fluorescent | 2 | T-4 | 1 | 16 | 118871 | Bathroom | 0.002116
Ceiling Fixture | Compact Fluorescent |  | Twist | 2 | 14 | 118871 | Bathroom | 0.002116
Chandelier (Hanging) | Incandescent |  | Standard A Lamp | 5 | 40 | 118871 | Bathroom | 0.002116
Table | Incandescent |  | Standard A Lamp | 1 | 60 | 118871 | Bathroom | 0.002116
Wall Mount | Incandescent |  | Globe | 4 | 40 | 118871 | Bathroom | 0.002116
Ceiling Fixture | Incandescent |  | Heat Lamp | 1 | 250 | 118871 | Bathroom | 0.002116
Table | Incandescent |  | Standard A Lamp | 1 | 40 | 118871 | Bathroom | 0.002116
Ceiling Fixture | Incandescent |  | Standard A Lamp | 2 | 60 | 118871 | Bathroom | 0.002116
Ceiling Fixture | Incandescent |  | Standard A Lamp | 1 | 60 | 118871 | Bathroom | 0.002116
Ceiling Fixture | Incandescent |  | Reflector | 1 | 125 | 118872 | Bathroom | 0.002116
Wall Mount | Incandescent |  | Globe | 4 | 40 | 118872 | Bathroom | 0.002116
Table | Compact Fluorescent |  | Twist | 1 | 14 | 118872 | Bathroom | 0.002116
Table | Other |  | Other | 1 | 30 | 118872 | Bathroom | 0.002116
Table | Incandescent |  | Standard A Lamp | 1 | 40 | 118872 | Bathroom | 0.002116
Table | Incandescent |  | Globe | 1 | 30 | 118872 | Bathroom | 0.002116
Ceiling Fixture | Incandescent |  | Standard A Lamp | 1 | 60 | 118872 | Bathroom | 0.002116
Ceiling Fixture | Incandescent |  | Standard A Lamp | 1 | 60 | 118872 | Bathroom | 0.002116
Ceiling Fixture | Incandescent |  | Standard A Lamp | 1 | 60 | 118872 | Bathroom | 0.002116
Ceiling Fixture | Linear Fluorescent | 4 | T-8 | 2 | 32 | 118872 | Bathroom | 0.002116
Other | Incandescent |  | Standard A Lamp | 1 | 40 | 118872 | Bathroom | 0.002116
Other | Incandescent |  | Standard A Lamp | 1 | 60 | 118872 | Bathroom | 0.002116
Table | Compact Fluorescent |  | Twist | 1 | 18 | 118872 | Bathroom | 0.002116
Wall Mount | Compact Fluorescent |  | Twist | 4 | 13 | 118873 | Bathroom | 0.002116
Ceiling Fixture | Incandescent |  | Reflector | 1 | 250 | 118873 | Bathroom | 0.002116
Floor lamp | Compact Fluorescent |  | Twist | 1 | 23 | 118873 | Bathroom | 0.002116
Table | Incandescent |  | Decorative | 1 | 40 | 118873 | Bathroom | 0.002116
Floor lamp | Incandescent |  | 3-Way Incandescent | 1 | 150 | 118873 | Bathroom | 0.002116
Ceiling Fixture | Incandescent |  | Standard A Lamp | 1 | 40 | 118873 | Bathroom | 0.002116
Ceiling Fixture | Linear Fluorescent | 4 | T-8 | 2 | 20 | 118873 | Bathroom | 0.002116
Other | Incandescent |  | Standard A Lamp | 1 | 40 | 118873 | Bathroom | 0.002116
Ceiling Fixture | Incandescent |  | Standard A Lamp | 1 | 40 | 118873 | Bathroom | 0.002116
Table | Compact Fluorescent |  | Twist | 1 | 14 | 118873 | Bathroom | 0.002116
Torchiere | Incandescent |  | Standard A Lamp | 2 | 100 | 118873 | Bathroom | 0.002116
Chandelier (Hanging) | Incandescent |  | Decorative | 9 | 25 | 118873 | Bathroom | 0.002116
Ceiling Fixture | Compact Fluorescent |  | Twist | 3 | 25 | 118873 | Bathroom | 0.002116
Ceiling Fixture | Compact Fluorescent |  | Twist | 2 | 14 | 118873 | Bathroom | 0.002116
Wall Mount | Compact Fluorescent |  | Twist | 5 | 13 | 119301 | Bathroom | 0.003174
Recessed Can | Incandescent |  | Heat Lamp | 1 | 250 | 119301 | Bathroom | 0.003174
Wall Mount | Compact Fluorescent |  | Twist | 5 | 13 | 119301 | Bathroom | 0.003174
Recessed Can | Incandescent |  | Heat Lamp | 1 | 250 | 119301 | Bathroom | 0.003174
Table | Incandescent |  | Decorative | 1 | 20 | 119301 | Bathroom | 0.003174
Floor lamp | Incandescent |  | Mini base | 5 | 40 | 119301 | Bathroom | 0.003174
Other | Compact Fluorescent |  | Decorative | 1 | 9 | 119301 | Bathroom | 0.003174
Ceiling Fixture | Compact Fluorescent |  | Twist | 1 | 13 | 119301 | Bathroom | 0.003174
Ceiling Fixture | Compact Fluorescent |  | Twist | 2 | 13 | 119301 | Bathroom | 0.003174
Ceiling Fixture | Linear Fluorescent | 4 | T-12 | 2 | 40 | 119301 | Bathroom | 0.003174
Other | Compact Fluorescent |  | Twist | 1 | 13 | 119301 | Bathroom | 0.003174
Ceiling Fan | Compact Fluorescent |  | Twist | 4 | 13 | 119301 | Bathroom | 0.003174
Wall Mount | Compact Fluorescent |  | Twist | 5 | 13 | 119302 | Bathroom | 0.003174
Recessed Can | Incandescent |  | Heat Lamp | 1 | 250 | 119302 | Bathroom | 0.003174
Wall Mount | Compact Fluorescent |  | Twist | 5 | 13 | 119302 | Bathroom | 0.003174
Recessed Can | Incandescent |  | Heat Lamp | 1 | 250 | 119302 | Bathroom | 0.003174
Wall Mount | Linear Fluorescent | 4 | T-12 | 2 | 40 | 119302 | Bathroom | 0.003174
Floor lamp | Incandescent |  | Decorative | 3 | 20 | 119302 | Bathroom | 0.003174
Wall Mount | Linear Fluorescent | 4 | T-12 | 2 | 40 | 119302 | Bathroom | 0.003174
Ceiling Fixture | Compact Fluorescent |  | Twist | 1 | 13 | 119302 | Bathroom | 0.003174
Ceiling Fixture | Compact Fluorescent |  | Twist | 2 | 13 | 119302 | Bathroom | 0.003174
Ceiling Fixture | Linear Fluorescent | 4 | T-12 | 2 | 40 | 119302 | Bathroom | 0.003174
Other | Compact Fluorescent |  | Twist | 1 | 13 | 119302 | Bathroom | 0.003174
Recessed Can | Incandescent |  | Heat Lamp | 1 | 250 | 119302 | Bathroom | 0.003174
Wall Mount | Linear Fluorescent | 4 | T-12 | 2 | 40 | 119302 | Bathroom | 0.003174
Ceiling Fan | Compact Fluorescent |  | Twist | 4 | 13 | 119302 | Bathroom | 0.003174
Ceiling Fixture | Compact Fluorescent |  | Twist | 1 | 13 | 119302 | Bathroom | 0.003174
Wall Mount | Incandescent |  | Globe | 3 | 60 | 119491 | Bathroom | 0.002116
Recessed - other | Halogen |  | PAR | 1 | 90 | 119491 | Bathroom | 0.002116
Ceiling Fixture | Incandescent |  | Clear | 1 | 60 | 119491 | Bathroom | 0.002116
Ceiling Fixture | Compact Fluorescent |  | Twist | 2 | 14 | 119491 | Bathroom | 0.002116
Ceiling Fixture | Incandescent |  | Clear | 1 | 60 | 119491 | Bathroom | 0.002116
Other | Compact Fluorescent |  | Twist | 1 | 13 | 119491 | Bathroom | 0.002116
Ceiling Fixture | Incandescent |  | Standard A Lamp | 1 | 60 | 119491 | Bathroom | 0.002116
Ceiling Fixture | Incandescent |  | Standard A Lamp | 1 | 60 | 119491 | Bathroom | 0.002116
Wall Mount | Incandescent |  | Globe | 3 | 60 | 119491 | Bathroom | 0.002116
Recessed - other | Incandescent |  | Heat Lamp | 1 | 250 | 119491 | Bathroom | 0.002116
Floor lamp | Compact Fluorescent |  | Twist | 1 | 13 | 119491 | Bathroom | 0.002116
Ceiling Fixture | Compact Fluorescent |  | Twist | 2 | 10 | 119491 | Bathroom | 0.002116
Wall Mount | Incandescent |  | Globe | 3 | 60 | 119492 | Bathroom | 0.002116
Recessed - other | Incandescent |  | Heat Lamp | 1 | 100 | 119492 | Bathroom | 0.002116
Ceiling Fixture | Incandescent |  | Standard A Lamp | 1 | 60 | 119492 | Bathroom | 0.002116
Ceiling Fixture | Incandescent |  | Standard A Lamp | 1 | 60 | 119492 | Bathroom | 0.002116
Ceiling Fixture | Incandescent |  | Standard A Lamp | 1 | 60 | 119492 | Bathroom | 0.002116
Ceiling Fixture | Compact Fluorescent |  | Twist | 1 | 15 | 119492 | Bathroom | 0.002116
Ceiling Fixture | Incandescent |  | Standard A Lamp | 3 | 60 | 119492 | Bathroom | 0.002116
Ceiling Fixture | Compact Fluorescent |  | Twist | 1 | 15 | 119492 | Bathroom | 0.002116
Recessed - other | Incandescent |  | Standard A Lamp | 1 | 60 | 119492 | Bathroom | 0.002116
Ceiling Fan | Incandescent |  | Decorative | 4 | 60 | 119492 | Bathroom | 0.002116
Floor lamp | Compact Fluorescent |  | Twist | 1 | 15 | 119492 | Bathroom | 0.002116
Wall Mount | Incandescent |  | Globe | 3 | 60 | 119492 | Bathroom | 0.002116
Recessed - other | Incandescent |  | Heat Lamp | 1 | 250 | 119492 | Bathroom | 0.002116
Table | Incandescent |  | Standard A Lamp | 1 | 50 | 119492 | Bathroom | 0.002116
Wall Mount | Incandescent |  | Standard A Lamp | 3 | 60 | 119493 | Bathroom | 0.002116
Recessed - other | Incandescent |  | Heat Lamp | 1 | 125 | 119493 | Bathroom | 0.002116
Ceiling Fixture | Incandescent |  | Standard A Lamp | 1 | 60 | 119493 | Bathroom | 0.002116
Ceiling Fixture | Incandescent |  | Standard A Lamp | 1 | 60 | 119493 | Bathroom | 0.002116
Ceiling Fixture | Incandescent |  | Standard A Lamp | 1 | 60 | 119493 | Bathroom | 0.002116
Ceiling Fixture | Compact Fluorescent |  | Pin base | 1 | 26 | 119493 | Bathroom | 0.002116
Ceiling Fixture | Compact Fluorescent |  | Twist | 1 | 26 | 119493 | Bathroom | 0.002116
Recessed - other | Compact Fluorescent |  | Twist | 1 | 26 | 119493 | Bathroom | 0.002116
Ceiling Fan | Incandescent |  | Standard A Lamp | 4 | 60 | 119493 | Bathroom | 0.002116
Wall Mount | Incandescent |  | Clear | 3 | 60 | 119493 | Bathroom | 0.002116
Ceiling Fixture | Incandescent |  | Heat Lamp | 1 | 125 | 119493 | Bathroom | 0.002116
Ceiling Fixture | Incandescent |  | Standard A Lamp | 1 | 60 | 119493 | Bathroom | 0.002116
Wall Mount | Compact Fluorescent |  | Twist | 2 | 13 | 121671 | Bathroom | 0.002116
Recessed - other | Incandescent |  | Heat Lamp | 1 | 250 | 121671 | Bathroom | 0.002116
Ceiling Fan | Compact Fluorescent |  | Twist | 1 | 13 | 121671 | Bathroom | 0.002116
Ceiling Fixture | Compact Fluorescent |  | Twist | 1 | 13 | 121671 | Bathroom | 0.002116
Table | Compact Fluorescent |  | Twist | 1 | 13 | 121671 | Bathroom | 0.002116
Ceiling Fixture | Compact Fluorescent |  | Twist | 1 | 13 | 121671 | Bathroom | 0.002116
Chandelier (Hanging) | Compact Fluorescent |  | Twist | 1 | 13 | 121671 | Bathroom | 0.002116
Ceiling Fixture | Linear Fluorescent | 4 | T-8 | 2 | 32 | 121671 | Bathroom | 0.002116
Other | Compact Fluorescent |  | Twist | 1 | 13 | 121671 | Bathroom | 0.002116
Table | Compact Fluorescent |  | Twist | 1 | 19 | 121671 | Bathroom | 0.002116
Floor lamp | Compact Fluorescent |  | Twist | 1 | 13 | 121671 | Bathroom | 0.002116
Wall Mount | Compact Fluorescent |  | Twist | 2 | 13 | 121672 | Bathroom | 0.002116
Recessed - other | Incandescent |  | Heat Lamp | 1 | 125 | 121672 | Bathroom | 0.002116
Ceiling Fixture | Compact Fluorescent |  | Twist | 2 | 13 | 121672 | Bathroom | 0.002116
Chandelier (Hanging) | Compact Fluorescent |  | Twist | 1 | 13 | 121672 | Bathroom | 0.002116
Ceiling Fixture | Compact Fluorescent |  | Twist | 1 | 13 | 121672 | Bathroom | 0.002116
Ceiling Fixture | Linear Fluorescent | 4 | T-8 | 2 | 32 | 121672 | Bathroom | 0.002116
Other | Incandescent |  | Clear | 1 | 40 | 121672 | Bathroom | 0.002116
Floor lamp | Compact Fluorescent |  | Twist | 1 | 13 | 121672 | Bathroom | 0.002116
Wall Mount | Compact Fluorescent |  | Twist | 2 | 13 | 121672 | Bathroom | 0.002116
Recessed - other | Incandescent |  | Heat Lamp | 1 | 250 | 121672 | Bathroom | 0.002116
Ceiling Fixture | Compact Fluorescent |  | Twist | 2 | 13 | 121672 | Bathroom | 0.002116
Ceiling Fixture | Compact Fluorescent |  | Twist | 1 | 13 | 121672 | Bathroom | 0.002116
Wall Mount | Incandescent |  | Standard A Lamp | 1 | 13 | 121673 | Bathroom | 0.002116
Recessed - other | Incandescent |  | Heat Lamp | 1 | 125 | 121673 | Bathroom | 0.002116
Ceiling Fixture | Compact Fluorescent |  | Twist | 2 | 13 | 121673 | Bathroom | 0.002116
Chandelier (Hanging) | Compact Fluorescent |  | Twist | 1 | 13 | 121673 | Bathroom | 0.002116
Ceiling Fixture | Compact Fluorescent |  | Twist | 1 | 13 | 121673 | Bathroom | 0.002116
Ceiling Fixture | Linear Fluorescent | 4 | T-8 | 2 | 32 | 121673 | Bathroom | 0.002116
Other | Incandescent |  | Standard A Lamp | 1 | 40 | 121673 | Bathroom | 0.002116
Wall Mount | Compact Fluorescent |  | Twist | 1 | 13 | 121673 | Bathroom | 0.002116
Recessed - other | Incandescent |  | Heat Lamp | 1 | 125 | 121673 | Bathroom | 0.002116
Ceiling Fan | Compact Fluorescent |  | Twist | 2 | 13 | 121673 | Bathroom | 0.002116
Table | Incandescent |  | Clear | 1 | 40 | 121673 | Bathroom | 0.002116
Ceiling Fixture | Compact Fluorescent |  | Twist | 1 | 13 | 121673 | Bathroom | 0.002116
Wall Mount | Incandescent |  | Globe | 6 | 40 | 121921 | Bathroom | 0.0013615
Recessed - other | Incandescent |  | Heat Lamp | 2 | 250 | 121921 | Bathroom | 0.0013615
Recessed Can | Incandescent |  | Standard A Lamp | 1 | 65 | 121921 | Bathroom | 0.0013615
Table | Incandescent |  | Standard A Lamp | 1 | 100 | 121921 | Bathroom | 0.0013615
Table | Incandescent |  | 3-Way Incandescent | 1 | 100 | 121921 | Bathroom | 0.0013615
Wall Mount | Compact Fluorescent |  | Twist | 1 | 13 | 121921 | Bathroom | 0.0013615
Ceiling Fixture | Incandescent |  | Standard A Lamp | 1 | 100 | 121921 | Bathroom | 0.0013615
Table | Incandescent |  | 3-Way Incandescent | 1 | 100 | 121921 | Bathroom | 0.0013615
Ceiling Fixture | Incandescent |  | Standard A Lamp | 2 | 60 | 121921 | Bathroom | 0.0013615
Ceiling Fixture | Incandescent |  | Standard A Lamp | 1 | 60 | 121921 | Bathroom | 0.0013615
Chandelier (Hanging) | Incandescent |  | Decorative | 24 | 25 | 121921 | Bathroom | 0.0013615
Ceiling Fixture | Compact Fluorescent |  | Twist | 2 | 13 | 121921 | Bathroom | 0.0013615
Table | Incandescent |  | Standard A Lamp | 1 | 40 | 121921 | Bathroom | 0.0013615
Track | Halogen |  | MR | 6 | 75 | 121921 | Bathroom | 0.0013615
Other | Incandescent |  | Standard A Lamp | 2 | 40 | 121921 | Bathroom | 0.0013615
Ceiling Fixture | Compact Fluorescent |  | Twist | 1 | 20 | 121921 | Bathroom | 0.0013615
Wall Mount | Incandescent |  | Standard A Lamp | 1 | 60 | 121921 | Bathroom | 0.0013615
Table | Incandescent |  | Standard A Lamp | 1 | 100 | 121921 | Bathroom | 0.0013615
Wall Mount | Incandescent |  | Globe | 10 | 40 | 121921 | Bathroom | 0.0013615
Recessed - other | Incandescent |  | Heat Lamp | 2 | 250 | 121921 | Bathroom | 0.0013615
Wall Mount | Incandescent |  | Globe | 4 | 40 | 121922 | Bathroom | 0.0013615
Recessed - other | Incandescent |  | Heat Lamp | 2 | 250 | 121922 | Bathroom | 0.0013615
Ceiling Fixture | Incandescent |  | Decorative | 3 | 40 | 121922 | Bathroom | 0.0013615
Ceiling Fixture | Linear Fluorescent | 4 | T-8 | 4 | 32 | 121922 | Bathroom | 0.0013615
Ceiling Fixture | Compact Fluorescent |  | Twist | 1 | 26 | 121922 | Bathroom | 0.0013615
Other | Incandescent |  | Standard A Lamp | 2 | 40 | 121922 | Bathroom | 0.0013615
Track | Halogen |  | MR | 3 | 50 | 121922 | Bathroom | 0.0013615
Table | Compact Fluorescent |  | Twist | 1 | 26 | 121922 | Bathroom | 0.0013615
Table | Compact Fluorescent |  | Twist | 1 | 20 | 121922 | Bathroom | 0.0013615
Ceiling Fan | Incandescent |  | Standard A Lamp | 1 | 100 | 121922 | Bathroom | 0.0013615
Floor lamp | Incandescent |  | 3-Way Incandescent | 1 | 150 | 121922 | Bathroom | 0.0013615
Table | Incandescent |  | Decorative | 1 | 40 | 121922 | Bathroom | 0.0013615
Ceiling Fixture | Incandescent |  | Standard A Lamp | 2 | 60 | 121922 | Bathroom | 0.0013615
Ceiling Fixture | Linear Fluorescent | 4 | T-12 | 2 | 40 | 121922 | Bathroom | 0.0013615
Ceiling Fixture | Halogen |  | Quartz Tube | 1 | 75 | 121922 | Bathroom | 0.0013615
Wall Mount | Incandescent |  | Globe | 4 | 15 | 124051 | Bathroom | 0.002116
Floor lamp | Compact Fluorescent |  | Twist | 1 | 13 | 124051 | Bathroom | 0.002116
Floor lamp | Compact Fluorescent |  | Twist | 1 | 13 | 124051 | Bathroom | 0.002116
Ceiling Fixture | Compact Fluorescent |  | Twist | 1 | 13 | 124051 | Bathroom | 0.002116
Ceiling Fixture | Linear Fluorescent | 4 | T-8 | 2 | 32 | 124051 | Bathroom | 0.002116
Chandelier (Hanging) | Compact Fluorescent |  | Twist | 3 | 13 | 124051 | Bathroom | 0.002116
Ceiling Fixture | Incandescent |  | Standard A Lamp | 1 | 75 | 124051 | Bathroom | 0.002116
Wall Mount | Incandescent |  | Globe | 4 | 15 | 124052 | Bathroom | 0.002116
Table | Compact Fluorescent |  | Twist | 1 | 13 | 124052 | Bathroom | 0.002116
Ceiling Fixture | Incandescent |  | Globe | 1 | 60 | 124052 | Bathroom | 0.002116
Ceiling Fixture | Linear Fluorescent | 4 | T-8 | 2 | 32 | 124052 | Bathroom | 0.002116
Table | Compact Fluorescent |  | Twist | 2 | 13 | 124052 | Bathroom | 0.002116
Wall Mount | Incandescent |  | Globe | 4 | 15 | 124053 | Bathroom | 0.002116
Table | Compact Fluorescent |  | Twist | 1 | 13 | 124053 | Bathroom | 0.002116
Table | Compact Fluorescent |  | Twist | 1 | 13 | 124053 | Bathroom | 0.002116
Ceiling Fixture | Linear Fluorescent | 4 | T-8 | 2 | 32 | 124053 | Bathroom | 0.002116
Chandelier (Hanging) | Compact Fluorescent |  | Twist | 3 | 13 | 124053 | Bathroom | 0.002116
Floor lamp | Compact Fluorescent |  | Twist | 1 | 13 | 124053 | Bathroom | 0.002116
Ceiling Fixture | Incandescent |  | Standard A Lamp | 1 | 60 | 125111 | Bathroom | 0.00079002
Wall Mount | Compact Fluorescent |  | Twist | 4 | 15 | 125111 | Bathroom | 0.00079002
Recessed Can | Incandescent |  | Reflector | 1 | 65 | 125111 | Bathroom | 0.00079002
Table | Compact Fluorescent |  | Twist | 1 | 13 | 125111 | Bathroom | 0.00079002
Ceiling Fixture | Incandescent |  | Standard A Lamp | 2 | 60 | 125111 | Bathroom | 0.00079002
Wall Mount | Compact Fluorescent |  | Twist | 1 | 15 | 125111 | Bathroom | 0.00079002
Recessed Can | Incandescent |  | Reflector | 1 | 65 | 125111 | Bathroom | 0.00079002
Ceiling Fixture | Compact Fluorescent |  | Twist | 2 | 13 | 125111 | Bathroom | 0.00079002
Table | Compact Fluorescent |  | Twist | 1 | 13 | 125111 | Bathroom | 0.00079002
Floor lamp | Compact Fluorescent |  | Twist | 1 | 22 | 125111 | Bathroom | 0.00079002
Ceiling Fixture | Incandescent |  | Standard A Lamp | 1 | 60 | 125112 | Bathroom | 0.00079002
Wall Mount | Incandescent |  | Standard A Lamp | 4 | 60 | 125112 | Bathroom | 0.00079002
Table | Incandescent |  | Mini base | 1 | 15 | 125112 | Bathroom | 0.00079002
Recessed Can | Incandescent |  | Reflector | 1 | 65 | 125112 | Bathroom | 0.00079002
Table | Compact Fluorescent |  | Twist | 1 | 25 | 125112 | Bathroom | 0.00079002
Ceiling Fixture | Incandescent |  | Standard A Lamp | 2 | 60 | 125112 | Bathroom | 0.00079002
Wall Mount | Incandescent |  | Standard A Lamp | 1 | 60 | 125112 | Bathroom | 0.00079002
Recessed Can | Incandescent |  | Reflector | 1 | 65 | 125112 | Bathroom | 0.00079002
Ceiling Fan | Compact Fluorescent |  | Twist | 3 | 22 | 125112 | Bathroom | 0.00079002
Ceiling Fixture | Incandescent |  | Standard A Lamp | 2 | 60 | 125112 | Bathroom | 0.00079002
Floor lamp | Compact Fluorescent |  | Twist | 1 | 22 | 125112 | Bathroom | 0.00079002
Ceiling Fixture | Incandescent |  | Standard A Lamp | 1 | 75 | 125113 | Bathroom | 0.00079002
Wall Mount | Compact Fluorescent |  | Twist | 4 | 15 | 125113 | Bathroom | 0.00079002
Table | Compact Fluorescent |  | Twist | 1 | 15 | 125113 | Bathroom | 0.00079002
Recessed Can | Compact Fluorescent |  | Twist | 1 | 15 | 125113 | Bathroom | 0.00079002
Table | Incandescent |  | Standard A Lamp | 1 | 75 | 125113 | Bathroom | 0.00079002
Ceiling Fixture | Incandescent |  | Standard A Lamp | 2 | 60 | 125113 | Bathroom | 0.00079002
Wall Mount | Compact Fluorescent |  | Twist | 1 | 15 | 125113 | Bathroom | 0.00079002
Recessed Can | Compact Fluorescent |  | Twist | 1 | 15 | 125113 | Bathroom | 0.00079002
Ceiling Fixture | Incandescent |  | Standard A Lamp | 2 | 60 | 125113 | Bathroom | 0.00079002
Table | Compact Fluorescent |  | Twist | 1 | 22 | 125113 | Bathroom | 0.00079002
Table | Incandescent |  | Standard A Lamp | 1 | 75 | 125113 | Bathroom | 0.00079002
Wall Mount | Incandescent |  | Standard A Lamp | 5 | 60 | 126231 | Bathroom | 0.003174
Recessed - other | Incandescent |  | Heat Lamp | 1 | 250 | 126231 | Bathroom | 0.003174
Chandelier (Hanging) | Compact Fluorescent |  | Twist | 3 | 13 | 126231 | Bathroom | 0.003174
Ceiling Fixture | Incandescent |  | Standard A Lamp | 2 | 60 | 126231 | Bathroom | 0.003174
Ceiling Fixture | Compact Fluorescent |  | Twist | 2 | 20 | 126231 | Bathroom | 0.003174
Other | Halogen |  | Other | 1 | 60 | 126231 | Bathroom | 0.003174
Table | Compact Fluorescent |  | A shape bulb | 1 | 13 | 126231 | Bathroom | 0.003174
Table | Compact Fluorescent |  | Twist | 1 | 13 | 126231 | Bathroom | 0.003174
Floor lamp | Halogen |  | Quartz Tube | 1 | 300 | 126231 | Bathroom | 0.003174
Table | Compact Fluorescent |  | Twist | 1 | 13 | 126231 | Bathroom | 0.003174
Table | Incandescent |  | 3-Way Incandescent | 1 | 150 | 126231 | Bathroom | 0.003174
Table | Incandescent |  | Standard A Lamp | 1 | 60 | 126231 | Bathroom | 0.003174
Wall Mount | Incandescent |  | Standard A Lamp | 5 | 75 | 126232 | Bathroom | 0.003174
Recessed - other | Incandescent |  | Heat Lamp | 1 | 250 | 126232 | Bathroom | 0.003174
Wall Mount | Linear Fluorescent | 4 | T-12 | 2 | 40 | 126232 | Bathroom | 0.003174
Chandelier (Hanging) | Incandescent |  | Standard A Lamp | 3 | 75 | 126232 | Bathroom | 0.003174
Ceiling Fixture | Incandescent |  | Standard A Lamp | 2 | 75 | 126232 | Bathroom | 0.003174
Ceiling Fixture | Incandescent |  | Standard A Lamp | 2 | 75 | 126232 | Bathroom | 0.003174
Other | Halogen |  | Other | 1 | 60 | 126232 | Bathroom | 0.003174
Wall Mount | Linear Fluorescent | 4 | T-12 | 2 | 40 | 126232 | Bathroom | 0.003174
Wall Mount | Incandescent |  | Standard A Lamp | 3 | 60 | 126232 | Bathroom | 0.003174
Recessed - other | Incandescent |  | Heat Lamp | 1 | 250 | 126232 | Bathroom | 0.003174
Floor lamp | Incandescent |  | Standard A Lamp | 1 | 60 | 126232 | Bathroom | 0.003174
Wall Mount | Incandescent |  | Globe | 4 | 60 | 126511 | Bathroom | 0.002116
Recessed - other | Incandescent |  | Heat Lamp | 1 | 250 | 126511 | Bathroom | 0.002116
Ceiling Fixture | Incandescent |  | Standard A Lamp | 1 | 50 | 126511 | Bathroom | 0.002116
Ceiling Fixture | Incandescent |  | Standard A Lamp | 1 | 60 | 126511 | Bathroom | 0.002116
Ceiling Fixture | Incandescent |  | Standard A Lamp | 1 | 65 | 126511 | Bathroom | 0.002116
Recessed Can | Incandescent |  | Reflector | 1 | 65 | 126511 | Bathroom | 0.002116
Recessed Can | Incandescent |  | Reflector | 1 | 65 | 126511 | Bathroom | 0.002116
Recessed - other | Incandescent |  | Standard A Lamp | 1 | 65 | 126511 | Bathroom | 0.002116
Ceiling Fixture | Linear Fluorescent | 4 | T-12 | 2 | 40 | 126511 | Bathroom | 0.002116
Floor lamp | Incandescent |  | Standard A Lamp | 3 | 60 | 126511 | Bathroom | 0.002116
Table | Incandescent |  | Standard A Lamp | 2 | 60 | 126511 | Bathroom | 0.002116
Ceiling Fixture | Incandescent |  | Standard A Lamp | 1 | 100 | 126511 | Bathroom | 0.002116
Recessed - other | Incandescent |  | Heat Lamp | 1 | 250 | 126511 | Bathroom | 0.002116
Recessed Can | Incandescent |  | Reflector | 1 | 60 | 126511 | Bathroom | 0.002116
Wall Mount | Incandescent |  | Globe | 6 | 60 | 126511 | Bathroom | 0.002116
Table | Incandescent |  | Standard A Lamp | 2 | 60 | 126511 | Bathroom | 0.002116
Table | Incandescent |  | Standard A Lamp | 1 | 60 | 126511 | Bathroom | 0.002116
Ceiling Fixture | Incandescent |  | Standard A Lamp | 1 | 60 | 126511 | Bathroom | 0.002116
Wall Mount | Incandescent |  | Globe | 6 | 40 | 126512 | Bathroom | 0.002116
Recessed - other | Halogen |  | PAR | 1 | 50 | 126512 | Bathroom | 0.002116
Ceiling Fixture | Incandescent |  | Standard A Lamp | 1 | 60 | 126512 | Bathroom | 0.002116
Table | Incandescent |  | Standard A Lamp | 1 | 40 | 126512 | Bathroom | 0.002116
Floor lamp | Incandescent |  | Standard A Lamp | 1 | 75 | 126512 | Bathroom | 0.002116
Table | Incandescent |  | Standard A Lamp | 1 | 25 | 126512 | Bathroom | 0.002116
Ceiling Fixture | Incandescent |  | Standard A Lamp | 1 | 60 | 126512 | Bathroom | 0.002116
Table | Incandescent |  | Standard A Lamp | 1 | 60 | 126512 | Bathroom | 0.002116
Table | Incandescent |  | Standard A Lamp | 1 | 40 | 126512 | Bathroom | 0.002116
Recessed Can | Incandescent |  | Standard A Lamp | 1 | 75 | 126512 | Bathroom | 0.002116
Table | Incandescent |  | Standard A Lamp | 1 | 60 | 126512 | Bathroom | 0.002116
Recessed - other | Incandescent |  | Standard A Lamp | 1 | 60 | 126512 | Bathroom | 0.002116
Table | Incandescent |  | Standard A Lamp | 1 | 40 | 126512 | Bathroom | 0.002116
Table | Incandescent |  | Standard A Lamp | 1 | 75 | 126512 | Bathroom | 0.002116
Table | Incandescent |  | Standard A Lamp | 2 | 40 | 126512 | Bathroom | 0.002116
Table | Incandescent |  | Standard A Lamp | 1 | 40 | 126512 | Bathroom | 0.002116
Chandelier (Hanging) | Incandescent |  | Standard A Lamp | 1 | 75 | 126512 | Bathroom | 0.002116
Table | Incandescent |  | Standard A Lamp | 1 | 100 | 126512 | Bathroom | 0.002116
Table | Incandescent |  | Standard A Lamp | 1 | 60 | 126512 | Bathroom | 0.002116
Wall Mount | Incandescent |  | Decorative | 1 | 40 | 126512 | Bathroom | 0.002116
Ceiling Fixture | Incandescent |  | Standard A Lamp | 1 | 60 | 126512 | Bathroom | 0.002116
Wall Mount | Incandescent |  | Globe | 4 | 60 | 126513 | Bathroom | 0.002116
Recessed - other | Incandescent |  | Heat Lamp | 1 | 250 | 126513 | Bathroom | 0.002116
Ceiling Fixture | Compact Fluorescent |  | Twist | 1 | 40 | 126513 | Bathroom | 0.002116
Ceiling Fixture | Incandescent |  | Standard A Lamp | 1 | 65 | 126513 | Bathroom | 0.002116
Ceiling Fixture | Incandescent |  | Reflector | 1 | 65 | 126513 | Bathroom | 0.002116
Ceiling Fixture | Incandescent |  | Standard A Lamp | 1 | 65 | 126513 | Bathroom | 0.002116
Ceiling Fixture | Linear Fluorescent | 4 | T-12 | 2 | 40 | 126513 | Bathroom | 0.002116
Ceiling Fixture | Halogen |  | PAR | 1 | 75 | 126513 | Bathroom | 0.002116
Floor lamp | Compact Fluorescent |  | Twist | 1 | 40 | 126513 | Bathroom | 0.002116
Chandelier (Hanging) | Incandescent |  | Standard A Lamp | 1 | 60 | 126513 | Bathroom | 0.002116
Recessed - other | Incandescent |  | Heat Lamp | 1 | 250 | 126513 | Bathroom | 0.002116
Wall Mount | Incandescent |  | Globe | 6 | 60 | 126513 | Bathroom | 0.002116
Recessed Can | Incandescent |  | Reflector | 1 | 60 | 126513 | Bathroom | 0.002116
Ceiling Fixture | Compact Fluorescent |  | Twist | 1 | 40 | 126513 | Bathroom | 0.002116
Ceiling Fixture | Incandescent |  | Standard A Lamp | 1 | 60 | 126513 | Bathroom | 0.002116
Wall Mount | Compact Fluorescent |  | Twist | 1 | 15 | 127831 | Bathroom | 0.00048239
Recessed - other | Incandescent |  | Heat Lamp | 1 | 250 | 127831 | Bathroom | 0.00048239
Table | Compact Fluorescent |  | Twist | 1 | 60 | 127831 | Bathroom | 0.00048239
Chandelier (Hanging) | Incandescent |  | Standard A Lamp | 3 | 40 | 127831 | Bathroom | 0.00048239
Chandelier (Hanging) | Incandescent |  | Clear | 5 | 40 | 127831 | Bathroom | 0.00048239
Recessed Can | Compact Fluorescent |  | Reflector | 1 | 22 | 127831 | Bathroom | 0.00048239
Ceiling Fixture | Linear Fluorescent | 4 | T-12 | 2 | 40 | 127831 | Bathroom | 0.00048239
Floor lamp | Compact Fluorescent |  | Twist | 1 | 22 | 127831 | Bathroom | 0.00048239
Floor lamp | Incandescent |  | Standard A Lamp | 3 | 60 | 127831 | Bathroom | 0.00048239
Torchiere | Incandescent |  | Standard A Lamp | 1 | 60 | 127831 | Bathroom | 0.00048239
Wall Mount | Compact Fluorescent |  | Twist | 3 | 22 | 127831 | Bathroom | 0.00048239
Recessed - other | Incandescent |  | Heat Lamp | 1 | 250 | 127831 | Bathroom | 0.00048239
Chandelier (Hanging) | Incandescent |  | Standard A Lamp | 3 | 60 | 127831 | Bathroom | 0.00048239
Wall Mount | Incandescent |  | Globe | 3 | 40 | 127832 | Bathroom | 0.00048239
Ceiling Fixture | Incandescent |  | Standard A Lamp | 2 | 60 | 127832 | Bathroom | 0.00048239
Chandelier (Hanging) | Compact Fluorescent |  | Mini base | 5 | 7 | 127832 | Bathroom | 0.00048239
Ceiling Fixture | Linear Fluorescent | 4 | T-12 | 2 | 40 | 127832 | Bathroom | 0.00048239
Floor lamp | Compact Fluorescent |  | Twist | 1 | 15 | 127832 | Bathroom | 0.00048239
Wall Mount | Incandescent |  | Globe | 3 | 40 | 127833 | Bathroom | 0.00048239
Recessed - other | Incandescent |  | Heat Lamp | 1 | 250 | 127833 | Bathroom | 0.00048239
Chandelier (Hanging) | Incandescent |  | Decorative | 1 | 25 | 127833 | Bathroom | 0.00048239
Ceiling Fixture | Incandescent |  | Standard A Lamp | 2 | 60 | 127833 | Bathroom | 0.00048239
Chandelier (Hanging) | Incandescent |  | Reflector | 1 | 75 | 127833 | Bathroom | 0.00048239
Recessed Can | Compact Fluorescent |  | A shape bulb | 1 | 15 | 127833 | Bathroom | 0.00048239
Ceiling Fixture | Linear Fluorescent | 4 | T-12 | 2 | 40 | 127833 | Bathroom | 0.00048239
Wall Mount | Compact Fluorescent |  | Twist | 1 | 22 | 127833 | Bathroom | 0.00048239
Table | Incandescent |  | Standard A Lamp | 2 | 40 | 127833 | Bathroom | 0.00048239
Floor lamp | Compact Fluorescent |  | Twist | 1 | 15 | 127833 | Bathroom | 0.00048239
Wall Mount | Incandescent |  | Globe | 4 | 40 | 129321 | Bathroom | 0.00090764
Ceiling Fixture | Incandescent |  | Heat Lamp | 1 | 120 | 129321 | Bathroom | 0.00090764
Chandelier (Hanging) | Incandescent |  | Standard A Lamp | 1 | 25 | 129321 | Bathroom | 0.00090764
Wall Mount | Incandescent |  | Standard A Lamp | 1 | 60 | 129321 | Bathroom | 0.00090764
Chandelier (Hanging) | Incandescent |  | Mini base | 6 | 40 | 129321 | Bathroom | 0.00090764
Ceiling Fixture | Incandescent |  | Decorative | 3 | 40 | 129321 | Bathroom | 0.00090764
Wall Mount | Incandescent |  | Decorative | 1 | 40 | 129321 | Bathroom | 0.00090764
Recessed Can | Incandescent |  | Reflector | 1 | 65 | 129321 | Bathroom | 0.00090764
Recessed Can | Compact Fluorescent |  | Reflector | 1 | 20 | 129321 | Bathroom | 0.00090764
Recessed Can | Incandescent |  | Reflector | 1 | 50 | 129321 | Bathroom | 0.00090764
Table | Incandescent |  | Standard A Lamp | 1 | 150 | 129321 | Bathroom | 0.00090764
Floor lamp | Incandescent |  | Standard A Lamp | 1 | 40 | 129321 | Bathroom | 0.00090764
Table | Incandescent |  | Standard A Lamp | 1 | 100 | 129321 | Bathroom | 0.00090764
Floor lamp | Compact Fluorescent |  | Pin base | 1 | 20 | 129321 | Bathroom | 0.00090764
Recessed Can | Incandescent |  | Heat Lamp | 1 | 125 | 129321 | Bathroom | 0.00090764
Wall Mount | Incandescent |  | Globe | 5 | 40 | 129321 | Bathroom | 0.00090764
Floor lamp | Incandescent |  | Standard A Lamp | 1 | 100 | 129321 | Bathroom | 0.00090764
Table | Incandescent |  | Decorative | 1 | 40 | 129321 | Bathroom | 0.00090764
Ceiling Fixture | Incandescent |  | Decorative | 1 | 40 | 129322 | Bathroom | 0.00090764
Ceiling Fixture | Linear Fluorescent | 4 | T-8 | 2 | 32 | 129322 | Bathroom | 0.00090764
Ceiling Fixture | Incandescent |  | Standard A Lamp | 1 | 60 | 129322 | Bathroom | 0.00090764
Wall Mount | Incandescent |  | Standard A Lamp | 1 | 60 | 129322 | Bathroom | 0.00090764
Chandelier (Hanging) | Incandescent |  | Mini base | 5 | 40 | 129322 | Bathroom | 0.00090764
Wall Mount | Incandescent |  | Decorative | 1 | 40 | 129322 | Bathroom | 0.00090764
Ceiling Fixture | Incandescent |  | Decorative | 1 | 25 | 129322 | Bathroom | 0.00090764
Recessed Can | Incandescent |  | Reflector | 1 | 65 | 129322 | Bathroom | 0.00090764
Table | Incandescent |  | Standard A Lamp | 1 | 150 | 129322 | Bathroom | 0.00090764
Table | Incandescent |  | Standard A Lamp | 1 | 60 | 129322 | Bathroom | 0.00090764
Table | Incandescent |  | Standard A Lamp | 1 | 150 | 129322 | Bathroom | 0.00090764
Ceiling Fixture | Incandescent |  | Standard A Lamp | 1 | 60 | 129322 | Bathroom | 0.00090764
Ceiling Fixture | Linear Fluorescent | 4 | T-8 | 2 | 32 | 129322 | Bathroom | 0.00090764
Ceiling Fixture | Incandescent |  | Standard A Lamp | 1 | 60 | 129322 | Bathroom | 0.00090764
Wall Mount | Incandescent |  | Standard A Lamp | 1 | 75 | 129323 | Closet | 0.00090764
Chandelier (Hanging) | Incandescent |  | Decorative | 4 | 40 | 129323 | Closet | 0.00090764
Wall Mount | Compact Fluorescent |  | Twist | 1 | 20 | 129323 | Closet | 0.00090764
Ceiling Fixture | Incandescent |  | Mini base | 3 | 25 | 129323 | Closet | 0.00090764
Recessed Can | Incandescent |  | Reflector | 1 | 65 | 129323 | Closet | 0.00090764
Recessed - other | Incandescent |  | Mini base | 1 | 40 | 129323 | Closet | 0.00090764
Table | Incandescent |  | Standard A Lamp | 1 | 150 | 129323 | Closet | 0.00090764
Floor lamp | Incandescent |  | Standard A Lamp | 1 | 60 | 129323 | Closet | 0.00090764
Floor lamp | Incandescent |  | Reflector | 1 | 50 | 129323 | Closet | 0.00090764
Ceiling Fixture | Incandescent |  | Decorative | 2 | 40 | 129323 | Closet | 0.00090764
Ceiling Fixture | Linear Fluorescent | 4 | T-8 | 2 | 32 | 129323 | Closet | 0.00090764
Ceiling Fixture | Compact Fluorescent |  | Twist | 1 | 14 | 129323 | Closet | 0.00090764
Ceiling Fixture | Compact Fluorescent |  | Twist | 1 | 15 | 129323 | Closet | 0.00090764
Table | Compact Fluorescent |  | Twist | 1 | 23 | 129323 | Closet | 0.00090764
Ceiling Fixture | Halogen |  | PAR | 1 | 50 | 129323 | Closet | 0.00090764
Table | Halogen |  | Quartz Tube | 1 | 20 | 129323 | Closet | 0.00090764
Ceiling Fixture | Incandescent |  | Standard A Lamp | 1 | 40 | 129323 | Closet | 0.00090764
Ceiling Fixture | Linear Fluorescent | 4 | T-8 | 2 | 32 | 129323 | Closet | 0.00090764
Recessed - other | Incandescent |  | Heat Lamp | 1 | 250 | 129861 | Bathroom | 0.0013615
Wall Mount | Linear Fluorescent | 4 | T-8 | 2 | 32 | 129861 | Bathroom | 0.0013615
Ceiling Fixture | Compact Fluorescent |  | Twist | 2 | 13 | 129861 | Bathroom | 0.0013615
Ceiling Fixture | Compact Fluorescent |  | Twist | 2 | 13 | 129861 | Bathroom | 0.0013615
Other | Incandescent |  | Globe | 1 | 40 | 129861 | Bathroom | 0.0013615
Ceiling Fixture | Linear Fluorescent | 4 | T-8 | 2 | 32 | 129861 | Bathroom | 0.0013615
Floor lamp | Incandescent |  | Standard A Lamp | 2 | 50 | 129861 | Bathroom | 0.0013615
Table | Incandescent |  | Globe | 1 | 40 | 129861 | Bathroom | 0.0013615
Ceiling Fixture | Compact Fluorescent |  | Twist | 2 | 13 | 129861 | Bathroom | 0.0013615
Recessed - other | Incandescent |  | Heat Lamp | 1 | 250 | 129862 | Bathroom | 0.0013615
Wall Mount | Linear Fluorescent | 2 | T-8 | 2 | 17 | 129862 | Bathroom | 0.0013615
Ceiling Fixture | Compact Fluorescent |  | Twist | 2 | 13 | 129862 | Bathroom | 0.0013615
Ceiling Fixture | Compact Fluorescent |  | Twist | 2 | 13 | 129862 | Bathroom | 0.0013615
Ceiling Fixture | Compact Fluorescent |  | Twist | 2 | 13 | 129862 | Bathroom | 0.0013615
Ceiling Fixture | Linear Fluorescent | 4 | T-8 | 2 | 32 | 129862 | Bathroom | 0.0013615
Other | Incandescent |  | Globe | 1 | 40 | 129862 | Bathroom | 0.0013615
Ceiling Fixture | Compact Fluorescent |  | Twist | 2 | 13 | 129862 | Bathroom | 0.0013615
Wall Mount | Compact Fluorescent |  | Twist | 4 | 15 | 129981 | Bathroom | 0.00048239
Ceiling Fixture | Compact Fluorescent |  | Twist | 1 | 13 | 129981 | Bathroom | 0.00048239
Ceiling Fixture | Incandescent |  | Heat Lamp | 1 | 250 | 129981 | Bathroom | 0.00048239
Ceiling Fixture | Incandescent |  | Standard A Lamp | 1 | 60 | 129981 | Bathroom | 0.00048239
Wall Mount | Compact Fluorescent |  | Twist | 3 | 15 | 129981 | Bathroom | 0.00048239
Table | Incandescent |  | Standard A Lamp | 1 | 100 | 129981 | Bathroom | 0.00048239
Table | Compact Fluorescent |  | Twist | 1 | 13 | 129981 | Bathroom | 0.00048239
Chandelier (Hanging) | Compact Fluorescent |  | Twist | 2 | 15 | 129981 | Bathroom | 0.00048239
Floor lamp | Halogen |  | Quartz Tube | 1 | 300 | 129981 | Bathroom | 0.00048239
Ceiling Fixture | Incandescent |  | Standard A Lamp | 2 | 60 | 129981 | Bathroom | 0.00048239
Ceiling Fixture | Linear Fluorescent | 4 | T-8 | 2 | 32 | 129981 | Bathroom | 0.00048239
Ceiling Fixture | Linear Fluorescent | 1 | T-8 | 1 | 16 | 129981 | Bathroom | 0.00048239
Ceiling Fixture | Incandescent |  | Standard A Lamp | 3 | 60 | 129981 | Bathroom | 0.00048239
Other | Incandescent |  | Standard A Lamp | 2 | 30 | 129981 | Bathroom | 0.00048239
Ceiling Fan | Incandescent |  | Standard A Lamp | 3 | 40 | 129981 | Bathroom | 0.00048239
Floor lamp | Halogen |  | Quartz Tube | 1 | 300 | 129981 | Bathroom | 0.00048239
Table | Incandescent |  | 3-Way Incandescent | 1 | 150 | 129981 | Bathroom | 0.00048239
Ceiling Fixture | Incandescent |  | Standard A Lamp | 1 | 75 | 129981 | Bathroom | 0.00048239
Floor lamp | Compact Fluorescent |  | Pin base | 1 | 27 | 129981 | Bathroom | 0.00048239
Wall Mount | Incandescent |  | Globe | 6 | 60 | 129982 | Bathroom | 0.00048239
Wall Mount | Incandescent |  | Standard A Lamp | 2 | 60 | 129982 | Bathroom | 0.00048239
Ceiling Fixture | Incandescent |  | Standard A Lamp | 1 | 60 | 129982 | Bathroom | 0.00048239
Ceiling Fixture | Compact Fluorescent |  | Twist | 1 | 13 | 129982 | Bathroom | 0.00048239
Wall Mount | Incandescent |  | Standard A Lamp | 1 | 60 | 129982 | Bathroom | 0.00048239
Floor lamp | Incandescent |  | Standard A Lamp | 2 | 100 | 129982 | Bathroom | 0.00048239
Ceiling Fixture | Incandescent |  | Standard A Lamp | 1 | 60 | 129982 | Bathroom | 0.00048239
Ceiling Fixture | Incandescent |  | Standard A Lamp | 1 | 75 | 129982 | Bathroom | 0.00048239
Ceiling Fixture | Incandescent |  | Standard A Lamp | 1 | 75 | 129982 | Bathroom | 0.00048239
Wall Mount | Incandescent |  | Standard A Lamp | 1 | 60 | 129982 | Bathroom | 0.00048239
Ceiling Fixture | Linear Fluorescent | 2 | T-12 | 4 | 20 | 129982 | Bathroom | 0.00048239
Other | Incandescent |  | Standard A Lamp | 1 | 40 | 129982 | Bathroom | 0.00048239
Chandelier (Hanging) | Incandescent |  | Standard A Lamp | 1 | 60 | 129982 | Bathroom | 0.00048239
Ceiling Fixture | Incandescent |  | Standard A Lamp | 1 | 60 | 129982 | Bathroom | 0.00048239
Floor lamp | Halogen |  | Quartz Tube | 1 | 300 | 129982 | Bathroom | 0.00048239
Wall Mount | Compact Fluorescent |  | Twist | 1 | 13 | 129982 | Bathroom | 0.00048239
Table | Incandescent |  | Standard A Lamp | 2 | 60 | 129982 | Bathroom | 0.00048239
Ceiling Fixture | Compact Fluorescent |  | Twist | 1 | 16 | 129983 | Bathroom | 0.00048239
Wall Mount | Incandescent |  | Globe | 8 | 25 | 129983 | Bathroom | 0.00048239
Table | Compact Fluorescent |  | Twist | 1 | 23 | 129983 | Bathroom | 0.00048239
Table | Incandescent |  | Standard A Lamp | 1 | 100 | 129983 | Bathroom | 0.00048239
Ceiling Fixture | Compact Fluorescent |  | Other | 1 | 20 | 129983 | Bathroom | 0.00048239
Wall Mount | Compact Fluorescent |  | Twist | 2 | 13 | 129983 | Bathroom | 0.00048239
Table | Compact Fluorescent |  | Twist | 1 | 42 | 129983 | Bathroom | 0.00048239
Table | Halogen |  | MR | 1 | 20 | 129983 | Bathroom | 0.00048239
Ceiling Fixture | Compact Fluorescent |  | Twist | 2 | 20 | 129983 | Bathroom | 0.00048239
Ceiling Fixture | Incandescent |  | Standard A Lamp | 1 | 75 | 129983 | Bathroom | 0.00048239
Ceiling Fan | Linear Fluorescent | 4 | T-8 | 2 | 32 | 129983 | Bathroom | 0.00048239
Other | Incandescent |  | Globe | 2 | 40 | 129983 | Bathroom | 0.00048239
Chandelier (Hanging) | Incandescent |  | Decorative | 7 | 25 | 129983 | Bathroom | 0.00048239
Table | Incandescent |  | Decorative | 3 | 25 | 129983 | Bathroom | 0.00048239
Table | Compact Fluorescent |  | Twist | 1 | 42 | 129983 | Bathroom | 0.00048239
Floor lamp | Incandescent |  | Standard A Lamp | 1 | 100 | 129983 | Bathroom | 0.00048239
Wall Mount | Compact Fluorescent |  | Twist | 1 | 14 | 130391 | Bedroom | 0.00090764
Ceiling Fixture | Incandescent |  | Standard A Lamp | 3 | 60 | 130391 | Bedroom | 0.00090764
Table | Incandescent |  | Standard A Lamp | 1 | 60 | 130391 | Bedroom | 0.00090764
Ceiling Fixture | Incandescent |  | Standard A Lamp | 1 | 60 | 130391 | Bedroom | 0.00090764
Chandelier (Hanging) | Incandescent |  | Mini base | 14 | 25 | 130391 | Bedroom | 0.00090764
Other | Incandescent |  | Mini base | 1 | 25 | 130391 | Bedroom | 0.00090764
Wall Mount | Incandescent |  | Standard A Lamp | 3 | 60 | 130391 | Bedroom | 0.00090764
Ceiling Fixture | Linear Fluorescent | 4 | T-12 | 1 | 40 | 130391 | Bedroom | 0.00090764
Ceiling Fixture | Incandescent |  | Decorative | 3 | 40 | 130391 | Bedroom | 0.00090764
Table | Incandescent |  | Decorative | 1 | 25 | 130391 | Bedroom | 0.00090764
Table | Incandescent |  | Mini base | 3 | 25 | 130391 | Bedroom | 0.00090764
Ceiling Fixture | Compact Fluorescent |  | Straight Tube | 1 | 38 | 130391 | Bedroom | 0.00090764
Ceiling Fixture | Incandescent |  | Standard A Lamp | 1 | 40 | 130391 | Bedroom | 0.00090764
Track | Halogen |  | MR | 5 | 20 | 130391 | Bedroom | 0.00090764
Recessed Can | Compact Fluorescent |  | Reflector | 1 | 15 | 130391 | Bedroom | 0.00090764
Other |  |  |  | 22 | 5 | 130391 | Bedroom | 0.00090764
Other | Incandescent |  | Standard A Lamp | 2 | 40 | 130391 | Bedroom | 0.00090764
Wall Mount | Linear Fluorescent | 1.5 | T-8 | 1 | 15 | 130391 | Bedroom | 0.00090764
Wall Mount | Linear Fluorescent | 4 | T-12 | 2 | 40 | 130391 | Bedroom | 0.00090764
Table | Incandescent |  | 3-Way Incandescent | 1 | 150 | 130391 | Bedroom | 0.00090764
Table | Incandescent |  | 3-Way Incandescent | 1 | 150 | 130391 | Bedroom | 0.00090764
Ceiling Fixture | Linear Fluorescent | 4 | T-12 | 1 | 40 | 130391 | Bedroom | 0.00090764
Recessed Can | Incandescent |  | Reflector | 1 | 65 | 130391 | Bedroom | 0.00090764
Ceiling Fixture | Linear Fluorescent | 4 | T-8 | 1 | 32 | 130392 | Bathroom | 0.00090764
Table | Incandescent |  | Standard A Lamp | 1 | 60 | 130392 | Bathroom | 0.00090764
Wall Mount | Incandescent |  | Standard A Lamp | 1 | 60 | 130392 | Bathroom | 0.00090764
Chandelier (Hanging) | Incandescent |  | Mini base | 4 | 40 | 130392 | Bathroom | 0.00090764
Ceiling Fixture | Incandescent |  | Mini base | 2 | 40 | 130392 | Bathroom | 0.00090764
Wall Mount | Incandescent |  | Standard A Lamp | 1 | 60 | 130392 | Bathroom | 0.00090764
Recessed Can | Incandescent |  | Reflector | 1 | 75 | 130392 | Bathroom | 0.00090764
Ceiling Fixture | Linear Fluorescent | 4 | T-8 | 1 | 32 | 130392 | Bathroom | 0.00090764
Wall Mount | Linear Fluorescent | 1.5 | T-8 | 1 | 15 | 130392 | Bathroom | 0.00090764
Ceiling Fixture | Incandescent |  | Decorative | 3 | 40 | 130392 | Bathroom | 0.00090764
Table | Incandescent |  | 3-Way Incandescent | 1 | 150 | 130392 | Bathroom | 0.00090764
Floor lamp | Incandescent |  | Standard A Lamp | 2 | 60 | 130392 | Bathroom | 0.00090764
Ceiling Fixture | Linear Fluorescent | 4 | T-8 | 1 | 32 | 130392 | Bathroom | 0.00090764
Table | Incandescent |  | 3-Way Incandescent | 1 | 150 | 130392 | Bathroom | 0.00090764
Ceiling Fixture | Incandescent |  | Standard A Lamp | 2 | 60 | 130392 | Bathroom | 0.00090764
Wall Mount | Incandescent |  | Standard A Lamp | 1 | 60 | 130392 | Bathroom | 0.00090764
Ceiling Fixture | Linear Fluorescent | 4 | T-12 | 1 | 40 | 130393 | Bathroom | 0.00090764
Ceiling Fixture | Incandescent |  | Standard A Lamp | 1 | 60 | 130393 | Bathroom | 0.00090764
Wall Mount | Incandescent |  | Standard A Lamp | 1 | 60 | 130393 | Bathroom | 0.00090764
Table | Incandescent |  | 3-Way Incandescent | 1 | 150 | 130393 | Bathroom | 0.00090764
Table | Compact Fluorescent |  | Twist | 1 | 18 | 130393 | Bathroom | 0.00090764
Chandelier (Hanging) | Incandescent |  | Decorative | 7 | 40 | 130393 | Bathroom | 0.00090764
Other | Incandescent |  | Other | 2 | 40 | 130393 | Bathroom | 0.00090764
Wall Mount | Incandescent |  | Decorative | 2 | 60 | 130393 | Bathroom | 0.00090764
Ceiling Fixture | Incandescent |  | Globe | 5 | 25 | 130393 | Bathroom | 0.00090764
Recessed Can | Incandescent |  | Reflector | 1 | 500 | 130393 | Bathroom | 0.00090764
Recessed Can | Incandescent |  | Reflector | 1 | 65 | 130393 | Bathroom | 0.00090764
Other | Halogen |  | Quartz Tube | 1 | 50 | 130393 | Bathroom | 0.00090764
Ceiling Fixture | Linear Fluorescent | 4 | T-12 | 2 | 40 | 130393 | Bathroom | 0.00090764
Table | Incandescent |  | 3-Way Incandescent | 1 | 150 | 130393 | Bathroom | 0.00090764
Other |  |  |  | 1 |  | 130393 | Bathroom | 0.00090764
Ceiling Fixture | Linear Fluorescent | 4 | T-12 | 1 | 40 | 130393 | Bathroom | 0.00090764
Recessed Can | Incandescent |  | Reflector | 1 | 65 | 130393 | Bathroom | 0.00090764
Wall Mount | Incandescent |  | Standard A Lamp | 1 | 60 | 130393 | Bathroom | 0.00090764
Table | Incandescent |  | Standard A Lamp | 1 | 60 | 130393 | Bathroom | 0.00090764
Floor lamp | Incandescent |  | Standard A Lamp | 2 | 60 | 130393 | Bathroom | 0.00090764
Floor lamp | Incandescent |  | Standard A Lamp | 1 | 50 | 130393 | Bathroom | 0.00090764
Floor lamp | Incandescent |  | Standard A Lamp | 1 | 100 | 130393 | Bathroom | 0.00090764
Ceiling Fixture | Incandescent |  | Standard A Lamp | 2 | 60 | 130393 | Bathroom | 0.00090764
Wall Mount | Incandescent |  | Standard A Lamp | 5 | 60 | 130481 | Bathroom | 0.002116
Recessed - other | Incandescent |  | Heat Lamp | 1 | 250 | 130481 | Bathroom | 0.002116
Ceiling Fixture | Incandescent |  | Standard A Lamp | 2 | 60 | 130481 | Bathroom | 0.002116
Table | Incandescent |  | Standard A Lamp | 1 | 60 | 130481 | Bathroom | 0.002116
Table | Compact Fluorescent |  | Twist | 1 | 10 | 130481 | Bathroom | 0.002116
Ceiling Fixture | Incandescent |  | Standard A Lamp | 2 | 60 | 130481 | Bathroom | 0.002116
Table | Compact Fluorescent |  | Twist | 1 | 13 | 130481 | Bathroom | 0.002116
Table | Incandescent |  | Standard A Lamp | 1 | 60 | 130481 | Bathroom | 0.002116
Ceiling Fixture | Incandescent |  | Standard A Lamp | 2 | 60 | 130481 | Bathroom | 0.002116
Ceiling Fixture | Incandescent |  | Standard A Lamp | 1 | 60 | 130481 | Bathroom | 0.002116
Other | Incandescent |  | Standard A Lamp | 2 | 40 | 130481 | Bathroom | 0.002116
Ceiling Fixture | Incandescent |  | Standard A Lamp | 2 | 60 | 130481 | Bathroom | 0.002116
Table | Incandescent |  | Standard A Lamp | 1 | 60 | 130481 | Bathroom | 0.002116
Table | Compact Fluorescent |  | Twist | 1 | 15 | 130481 | Bathroom | 0.002116
Wall Mount | Incandescent |  | Standard A Lamp | 5 | 60 | 130482 | Bathroom | 0.002116
Recessed - other | Incandescent |  | Heat Lamp | 1 | 250 | 130482 | Bathroom | 0.002116
Table | Incandescent |  | Standard A Lamp | 1 | 52 | 130482 | Bathroom | 0.002116
Ceiling Fixture | Incandescent |  | Standard A Lamp | 2 | 60 | 130482 | Bathroom | 0.002116
Ceiling Fixture | Incandescent |  | Standard A Lamp | 2 | 60 | 130482 | Bathroom | 0.002116
Ceiling Fixture | Incandescent |  | Standard A Lamp | 2 | 60 | 130482 | Bathroom | 0.002116
Ceiling Fixture | Incandescent |  | Standard A Lamp | 2 | 40 | 130482 | Bathroom | 0.002116
Other | Incandescent |  | Standard A Lamp | 2 | 40 | 130482 | Bathroom | 0.002116
Floor lamp | Incandescent |  | Standard A Lamp | 1 | 90 | 130482 | Bathroom | 0.002116
Ceiling Fixture | Compact Fluorescent |  | Twist | 2 | 13 | 130482 | Bathroom | 0.002116
Recessed - other | Incandescent |  | Heat Lamp | 1 | 250 | 130483 | Bathroom | 0.002116
Table | Incandescent |  | Decorative | 1 | 40 | 130483 | Bathroom | 0.002116
Wall Mount | Incandescent |  | Standard A Lamp | 5 | 40 | 130483 | Bathroom | 0.002116
Ceiling Fixture | Incandescent |  | Standard A Lamp | 2 | 60 | 130483 | Bathroom | 0.002116
Floor lamp | Incandescent |  | Standard A Lamp | 1 | 60 | 130483 | Bathroom | 0.002116
Table | Incandescent |  | Standard A Lamp | 1 | 40 | 130483 | Bathroom | 0.002116
Chandelier (Hanging) | Incandescent |  | Mini base | 5 | 40 | 130483 | Bathroom | 0.002116
Table | Incandescent |  | Standard A Lamp | 1 | 25 | 130483 | Bathroom | 0.002116
Ceiling Fixture | Incandescent |  | Standard A Lamp | 2 | 60 | 130483 | Bathroom | 0.002116
Table | Incandescent |  | Decorative | 1 | 40 | 130483 | Bathroom | 0.002116
Ceiling Fixture | Incandescent |  | Standard A Lamp | 2 | 60 | 130483 | Bathroom | 0.002116
Table | Incandescent |  | Standard A Lamp | 1 | 25 | 130483 | Bathroom | 0.002116
Table | Incandescent |  | Decorative | 1 | 40 | 130483 | Bathroom | 0.002116
Ceiling Fixture | Incandescent |  | Standard A Lamp | 2 | 60 | 130483 | Bathroom | 0.002116
Table | Incandescent |  | Standard A Lamp | 1 | 40 | 130483 | Bathroom | 0.002116
Table | Incandescent |  | Standard A Lamp | 1 | 60 | 130483 | Bathroom | 0.002116
Table | Incandescent |  | Standard A Lamp | 1 | 25 | 130483 | Bathroom | 0.002116
Table | Incandescent |  | Decorative | 1 | 40 | 130483 | Bathroom | 0.002116
Table | Incandescent |  | Decorative | 2 | 40 | 130483 | Bathroom | 0.002116
Wall Mount | Incandescent |  | Standard A Lamp | 3 | 75 | 130541 | Bathroom | 0.001185
Ceiling Fan | Incandescent |  | Heat Lamp | 1 | 250 | 130541 | Bathroom | 0.001185
Ceiling Fixture | Incandescent |  | Standard A Lamp | 2 | 60 | 130541 | Bathroom | 0.001185
Ceiling Fixture | Incandescent |  | Standard A Lamp | 2 | 60 | 130541 | Bathroom | 0.001185
Ceiling Fan | Compact Fluorescent |  | Twist | 4 | 13 | 130541 | Bathroom | 0.001185
Ceiling Fixture | Linear Fluorescent | 4 | T-12 | 2 | 40 | 130541 | Bathroom | 0.001185
Table | Incandescent |  | Standard A Lamp | 1 | 60 | 130541 | Bathroom | 0.001185
Floor lamp | Incandescent |  | 3-Way Incandescent | 1 | 100 | 130541 | Bathroom | 0.001185
Ceiling Fixture | Incandescent |  | Standard A Lamp | 3 | 60 | 130541 | Bathroom | 0.001185
Table | Incandescent |  | Standard A Lamp | 1 | 75 | 130541 | Bathroom | 0.001185
Wall Mount | Incandescent |  | Globe | 3 | 40 | 130542 | Bathroom | 0.001185
Ceiling Fan | Incandescent |  | Heat Lamp | 1 | 250 | 130542 | Bathroom | 0.001185
Ceiling Fixture | Incandescent |  | Standard A Lamp | 1 | 60 | 130542 | Bathroom | 0.001185
Wall Mount | Incandescent |  | Standard A Lamp | 1 | 75 | 130542 | Bathroom | 0.001185
Ceiling Fixture | Linear Fluorescent | 4 | T-12 | 2 | 40 | 130542 | Bathroom | 0.001185
Chandelier (Hanging) | Incandescent |  | Standard A Lamp | 1 | 75 | 130542 | Bathroom | 0.001185
Floor lamp | Compact Fluorescent |  | Twist | 1 | 13 | 130542 | Bathroom | 0.001185
Table | Incandescent |  | Standard A Lamp | 1 | 75 | 130542 | Bathroom | 0.001185
Ceiling Fixture | Incandescent |  | Standard A Lamp | 2 | 60 | 130542 | Bathroom | 0.001185
Table | Incandescent |  | Standard A Lamp | 1 | 75 | 130542 | Bathroom | 0.001185
Table | Incandescent |  | Decorative | 1 | 15 | 130542 | Bathroom | 0.001185
Other | Incandescent |  | Other | 1 | 75 | 130542 | Bathroom | 0.001185
Recessed - other | Incandescent |  | Heat Lamp | 1 | 250 | 130621 | Bathroom | 0.002116
Wall Mount | Compact Fluorescent |  | Globe | 4 | 15 | 130621 | Bathroom | 0.002116
Recessed Can | Incandescent |  | Heat Lamp | 1 | 250 | 130621 | Bathroom | 0.002116
Wall Mount | Compact Fluorescent |  | Globe | 4 | 15 | 130621 | Bathroom | 0.002116
Table | Incandescent |  | Standard A Lamp | 1 | 40 | 130621 | Bathroom | 0.002116
Table | Compact Fluorescent |  | Twist | 1 | 20 | 130621 | Bathroom | 0.002116
Floor lamp | Incandescent |  | Standard A Lamp | 1 | 100 | 130621 | Bathroom | 0.002116
Floor lamp | Incandescent |  | Standard A Lamp | 5 | 40 | 130621 | Bathroom | 0.002116
Floor lamp | Incandescent |  | Standard A Lamp | 5 | 40 | 130621 | Bathroom | 0.002116
Ceiling Fan | Compact Fluorescent |  | Twist | 1 | 13 | 130621 | Bathroom | 0.002116
Ceiling Fixture | Compact Fluorescent |  | Twist | 1 | 13 | 130621 | Bathroom | 0.002116
Ceiling Fixture | Linear Fluorescent | 4 | T-8 | 2 | 32 | 130621 | Bathroom | 0.002116
Recessed - other | Incandescent |  | Heat Lamp | 1 | 250 | 130622 | Bathroom | 0.002116
Wall Mount | Compact Fluorescent |  | Globe | 4 | 15 | 130622 | Bathroom | 0.002116
Recessed - other | Incandescent |  | Heat Lamp | 1 | 250 | 130622 | Bathroom | 0.002116
Wall Mount | Compact Fluorescent |  | Globe | 4 | 15 | 130622 | Bathroom | 0.002116
Table | Incandescent |  | Standard A Lamp | 1 | 40 | 130622 | Bathroom | 0.002116
Table | Incandescent |  | 3-Way Incandescent | 3 | 25 | 130622 | Bathroom | 0.002116
Table | Incandescent |  | Standard A Lamp | 1 | 60 | 130622 | Bathroom | 0.002116
Ceiling Fan | Incandescent |  | Standard A Lamp | 1 | 65 | 130622 | Bathroom | 0.002116
Ceiling Fixture | Compact Fluorescent |  | Twist | 1 | 13 | 130622 | Bathroom | 0.002116
Ceiling Fixture | Linear Fluorescent | 4 | T-8 | 2 | 32 | 130622 | Bathroom | 0.002116
Floor lamp | Incandescent |  | 3-Way Incandescent | 1 | 150 | 130622 | Bathroom | 0.002116
Recessed - other | Incandescent |  | Heat Lamp | 1 | 250 | 130623 | Bathroom | 0.002116
Wall Mount | Compact Fluorescent |  | Globe | 4 | 15 | 130623 | Bathroom | 0.002116
Recessed - other | Incandescent |  | Heat Lamp | 1 | 250 | 130623 | Bathroom | 0.002116
Wall Mount | Compact Fluorescent |  | Globe | 4 | 15 | 130623 | Bathroom | 0.002116
Table | Compact Fluorescent |  | Twist | 1 | 23 | 130623 | Bathroom | 0.002116
Floor lamp | Compact Fluorescent |  | Twist | 1 | 27 | 130623 | Bathroom | 0.002116
Table | Compact Fluorescent |  | Twist | 1 | 23 | 130623 | Bathroom | 0.002116
Floor lamp | Incandescent |  | Standard A Lamp | 1 | 25 | 130623 | Bathroom | 0.002116
Floor lamp | Compact Fluorescent |  | Twist | 1 | 23 | 130623 | Bathroom | 0.002116
Ceiling Fan | Compact Fluorescent |  | Twist | 1 | 13 | 130623 | Bathroom | 0.002116
Ceiling Fixture | Compact Fluorescent |  | Twist | 1 | 13 | 130623 | Bathroom | 0.002116
Ceiling Fixture | Linear Fluorescent | 4 | T-8 | 2 | 32 | 130623 | Bathroom | 0.002116
Table | Compact Fluorescent |  | Twist | 1 | 23 | 130623 | Bathroom | 0.002116
Table | Compact Fluorescent |  | Twist | 1 | 9 | 130623 | Bathroom | 0.002116
Wall Mount | Incandescent |  | Globe | 8 | 25 | 131261 | Bathroom | 0.00072358
Ceiling Fan | Incandescent |  | Standard A Lamp | 2 | 60 | 131261 | Bathroom | 0.00072358
Table | Incandescent |  | Standard A Lamp | 1 | 60 | 131261 | Bathroom | 0.00072358
Table | Compact Fluorescent |  | Pin base | 1 | 27 | 131261 | Bathroom | 0.00072358
Table | Incandescent |  | Decorative | 1 | 40 | 131261 | Bathroom | 0.00072358
Ceiling Fixture | Incandescent |  | Clear | 1 | 60 | 131261 | Bathroom | 0.00072358
Table | Incandescent |  | Decorative | 1 | 20 | 131261 | Bathroom | 0.00072358
Ceiling Fixture | Incandescent |  | Standard A Lamp | 3 | 60 | 131261 | Bathroom | 0.00072358
Recessed - other | Linear Fluorescent | 3 | T-12 | 1 | 32 | 131261 | Bathroom | 0.00072358
Table | Incandescent |  | Standard A Lamp | 1 | 40 | 131261 | Bathroom | 0.00072358
Floor lamp | Compact Fluorescent |  | Twist | 1 | 13 | 131261 | Bathroom | 0.00072358
Chandelier (Hanging) | Incandescent |  | Decorative | 6 | 40 | 131261 | Bathroom | 0.00072358
Floor lamp | Incandescent |  | Standard A Lamp | 1 | 5 | 131261 | Bathroom | 0.00072358
Table | Incandescent |  | Standard A Lamp | 1 | 60 | 131261 | Bathroom | 0.00072358
Table | Incandescent |  | Standard A Lamp | 1 | 150 | 131261 | Bathroom | 0.00072358
Floor lamp | Incandescent |  | Standard A Lamp | 1 | 60 | 131261 | Bathroom | 0.00072358
Wall Mount | Compact Fluorescent |  | Twist | 3 | 13 | 131262 | Bathroom | 0.00072358
Ceiling Fixture | Incandescent |  | Standard A Lamp | 1 | 65 | 131262 | Bathroom | 0.00072358
Ceiling Fixture | Linear Fluorescent | 4 | T-8 | 1 | 32 | 131262 | Bathroom | 0.00072358
Ceiling Fixture | Incandescent |  | Standard A Lamp | 2 | 40 | 131262 | Bathroom | 0.00072358
Track | Halogen |  | PAR | 5 | 50 | 131262 | Bathroom | 0.00072358
Other | Incandescent |  | Standard A Lamp | 2 | 30 | 131262 | Bathroom | 0.00072358
Table | Incandescent |  | Globe | 1 | 25 | 131262 | Bathroom | 0.00072358
Floor lamp | Incandescent |  | Standard A Lamp | 1 | 40 | 131262 | Bathroom | 0.00072358
Floor lamp | Compact Fluorescent |  | Twist | 1 | 23 | 131262 | Bathroom | 0.00072358
Chandelier (Hanging) | Incandescent |  | Standard A Lamp | 3 | 100 | 131262 | Bathroom | 0.00072358
Table | Incandescent |  | Decorative | 1 | 40 | 131262 | Bathroom | 0.00072358
Table | Compact Fluorescent |  | Twist | 1 | 13 | 131262 | Bathroom | 0.00072358
Table | Incandescent |  | Standard A Lamp | 1 | 40 | 131262 | Bathroom | 0.00072358
Wall Mount | Compact Fluorescent |  | Globe | 4 | 15 | 132021 | Bathroom | 0.002116
Recessed - other | Incandescent |  | Heat Lamp | 1 | 150 | 132021 | Bathroom | 0.002116
Ceiling Fan | Incandescent |  | Clear | 3 | 60 | 132021 | Bathroom | 0.002116
Ceiling Fan | Compact Fluorescent |  | Twist | 1 | 15 | 132021 | Bathroom | 0.002116
Chandelier (Hanging) | Incandescent |  | Standard A Lamp | 3 | 60 | 132021 | Bathroom | 0.002116
Ceiling Fixture | Compact Fluorescent |  | Twist | 1 | 15 | 132021 | Bathroom | 0.002116
Ceiling Fixture | Compact Fluorescent |  | Twist | 1 | 15 | 132021 | Bathroom | 0.002116
Ceiling Fixture | Linear Fluorescent |  | T-12 | 2 | 40 | 132021 | Bathroom | 0.002116
Table | Incandescent |  | Standard A Lamp | 1 | 60 | 132021 | Bathroom | 0.002116
Wall Mount | Compact Fluorescent |  | Globe | 4 | 15 | 132021 | Bathroom | 0.002116
Ceiling Fixture | Compact Fluorescent |  | Twist | 1 | 15 | 132021 | Bathroom | 0.002116
Wall Mount | Compact Fluorescent |  | Globe | 4 | 15 | 132022 | Bathroom | 0.002116
Ceiling Fixture | Compact Fluorescent |  | Twist | 2 | 15 | 132022 | Bathroom | 0.002116
Ceiling Fixture | Compact Fluorescent |  | Twist | 2 | 15 | 132022 | Bathroom | 0.002116
Chandelier (Hanging) | Incandescent |  | Standard A Lamp | 1 | 60 | 132022 | Bathroom | 0.002116
Ceiling Fixture | Compact Fluorescent |  | Twist | 2 | 15 | 132022 | Bathroom | 0.002116
Ceiling Fixture | Compact Fluorescent |  | Twist | 1 | 15 | 132022 | Bathroom | 0.002116
Ceiling Fixture | Linear Fluorescent | 4 | T-12 | 1 | 40 | 132022 | Bathroom | 0.002116
Table | Compact Fluorescent |  | Twist | 1 | 15 | 132022 | Bathroom | 0.002116
Wall Mount | Compact Fluorescent |  | Globe | 4 | 15 | 132022 | Bathroom | 0.002116
Ceiling Fixture | Compact Fluorescent |  | Twist | 1 | 15 | 132022 | Bathroom | 0.002116
Wall Mount | Incandescent |  | Globe | 4 | 60 | 132023 | Bathroom | 0.002116
Recessed - other | Incandescent |  | Heat Lamp | 1 | 250 | 132023 | Bathroom | 0.002116
Ceiling Fixture | Incandescent |  | Standard A Lamp | 2 | 100 | 132023 | Bathroom | 0.002116
Ceiling Fixture | Incandescent |  | Standard A Lamp | 2 | 100 | 132023 | Bathroom | 0.002116
Floor lamp | Incandescent |  | Standard A Lamp | 1 | 100 | 132023 | Bathroom | 0.002116
Ceiling Fixture | Compact Fluorescent |  | Twist | 1 | 15 | 132023 | Bathroom | 0.002116
Ceiling Fixture | Linear Fluorescent |  | T-12 | 2 | 40 | 132023 | Bathroom | 0.002116
Ceiling Fixture | Compact Fluorescent |  | Twist | 2 | 15 | 132023 | Bathroom | 0.002116
Table | Incandescent |  | Standard A Lamp | 1 | 75 | 132023 | Bathroom | 0.002116
Wall Mount | Incandescent |  | Standard A Lamp | 2 | 60 | 132181 | Bathroom | 0.00090764
Recessed - other | Incandescent |  | Heat Lamp | 2 | 125 | 132181 | Bathroom | 0.00090764
Ceiling Fixture | Incandescent |  | Standard A Lamp | 2 | 60 | 132181 | Bathroom | 0.00090764
Table | Compact Fluorescent |  | Twist | 1 | 19 | 132181 | Bathroom | 0.00090764
Ceiling Fixture | Incandescent |  | Standard A Lamp | 2 | 60 | 132181 | Bathroom | 0.00090764
Table | Halogen |  | Other | 1 | 5 | 132181 | Bathroom | 0.00090764
Ceiling Fixture | Incandescent |  | Standard A Lamp | 1 | 60 | 132181 | Bathroom | 0.00090764
Ceiling Fixture | Incandescent |  | Standard A Lamp | 3 | 75 | 132181 | Bathroom | 0.00090764
Other | Incandescent |  | Standard A Lamp | 1 | 40 | 132181 | Bathroom | 0.00090764
Other | Incandescent |  | Standard A Lamp | 1 | 40 | 132181 | Bathroom | 0.00090764
Ceiling Fixture | Incandescent |  | Standard A Lamp | 3 | 60 | 132181 | Bathroom | 0.00090764
Table | Compact Fluorescent |  | Twist | 1 | 23 | 132181 | Bathroom | 0.00090764
Floor lamp | Incandescent |  | Standard A Lamp | 1 | 75 | 132181 | Bathroom | 0.00090764
Wall Mount | Incandescent |  | Standard A Lamp | 2 | 40 | 132182 | Bathroom | 0.00090764
Recessed - other | Incandescent |  | Heat Lamp | 2 | 125 | 132182 | Bathroom | 0.00090764
Ceiling Fixture | Incandescent |  | Standard A Lamp | 2 | 60 | 132182 | Bathroom | 0.00090764
Table | Incandescent |  | Standard A Lamp | 1 | 40 | 132182 | Bathroom | 0.00090764
Ceiling Fixture | Incandescent |  | Standard A Lamp | 2 | 60 | 132182 | Bathroom | 0.00090764
Ceiling Fixture | Compact Fluorescent |  | Twist | 1 | 13 | 132182 | Bathroom | 0.00090764
Ceiling Fixture | Compact Fluorescent |  | A shape bulb | 3 | 14 | 132182 | Bathroom | 0.00090764
Other | Incandescent |  | Standard A Lamp | 1 | 40 | 132182 | Bathroom | 0.00090764
Other | Incandescent |  | Standard A Lamp | 1 | 40 | 132182 | Bathroom | 0.00090764
Floor lamp | Compact Fluorescent |  | Straight Tube | 5 | 14 | 132182 | Bathroom | 0.00090764
Wall Mount | Incandescent |  | Standard A Lamp | 2 | 60 | 132183 | Bathroom | 0.00090764
Recessed - other | Incandescent |  | Heat Lamp | 2 | 125 | 132183 | Bathroom | 0.00090764
Ceiling Fixture | Incandescent |  | Standard A Lamp | 2 | 60 | 132183 | Bathroom | 0.00090764
Ceiling Fixture | Incandescent |  | Standard A Lamp | 1 | 60 | 132183 | Bathroom | 0.00090764
Ceiling Fixture | Incandescent |  | Standard A Lamp | 1 | 60 | 132183 | Bathroom | 0.00090764
Other | Incandescent |  | Standard A Lamp | 1 | 60 | 132183 | Bathroom | 0.00090764
Other | Incandescent |  | Standard A Lamp | 1 | 60 | 132183 | Bathroom | 0.00090764
Floor lamp | Compact Fluorescent |  | A shape bulb | 1 | 15 | 132183 | Bathroom | 0.00090764
Ceiling Fan | Incandescent |  | Mini base | 1 | 60 | 132681 | Dining Room | 0.00090764
Wall Mount | Compact Fluorescent |  | Globe | 4 | 9 | 132681 | Dining Room | 0.00090764
Ceiling Fixture | Compact Fluorescent |  | Twist | 1 | 14 | 132681 | Dining Room | 0.00090764
Ceiling Fixture | Compact Fluorescent |  | Twist | 1 | 14 | 132681 | Dining Room | 0.00090764
Ceiling Fixture | Linear Fluorescent | 4 | T-8 | 2 | 32 | 132681 | Dining Room | 0.00090764
Ceiling Fixture | Incandescent |  | Standard A Lamp | 1 | 40 | 132681 | Dining Room | 0.00090764
Floor lamp | Incandescent |  | Standard A Lamp | 1 | 60 | 132681 | Dining Room | 0.00090764
Ceiling Fixture | Compact Fluorescent |  | Twist | 1 | 14 | 132681 | Dining Room | 0.00090764
Wall Mount | Compact Fluorescent |  | Globe | 4 | 9 | 132682 | Bathroom | 0.00090764
Ceiling Fixture | Incandescent |  | Reflector | 1 | 250 | 132682 | Bathroom | 0.00090764
Ceiling Fixture | Compact Fluorescent |  | Twist | 1 | 14 | 132682 | Bathroom | 0.00090764
Table | Compact Fluorescent |  | Twist | 1 | 13 | 132682 | Bathroom | 0.00090764
Ceiling Fan | Compact Fluorescent |  | Twist | 1 | 14 | 132682 | Bathroom | 0.00090764
Ceiling Fixture | Compact Fluorescent |  | Twist | 1 | 14 | 132682 | Bathroom | 0.00090764
Ceiling Fixture | Linear Fluorescent | 4 | T-8 | 2 | 32 | 132682 | Bathroom | 0.00090764
Other | Incandescent |  | Standard A Lamp | 1 | 75 | 132682 | Bathroom | 0.00090764
Ceiling Fixture | Compact Fluorescent |  | Twist | 1 | 14 | 132682 | Bathroom | 0.00090764
Floor lamp | Incandescent |  | Standard A Lamp | 1 | 40 | 132682 | Bathroom | 0.00090764
Ceiling Fixture | Compact Fluorescent |  | Pin base | 1 | 14 | 132682 | Bathroom | 0.00090764
Wall Mount | Compact Fluorescent |  | Globe | 4 | 9 | 132683 | Bathroom | 0.00090764
Ceiling Fixture | Incandescent |  | Reflector | 1 | 250 | 132683 | Bathroom | 0.00090764
Ceiling Fixture | Compact Fluorescent |  | Twist | 1 | 13 | 132683 | Bathroom | 0.00090764
Table | Incandescent |  | Standard A Lamp | 1 | 60 | 132683 | Bathroom | 0.00090764
Table | Incandescent |  | 3-Way Incandescent | 1 | 150 | 132683 | Bathroom | 0.00090764
Ceiling Fan | Incandescent |  | Standard A Lamp | 1 | 60 | 132683 | Bathroom | 0.00090764
Ceiling Fixture | Incandescent |  | Standard A Lamp | 1 | 60 | 132683 | Bathroom | 0.00090764
Ceiling Fixture | Linear Fluorescent | 4 | T-8 | 2 | 32 | 132683 | Bathroom | 0.00090764
Other | Incandescent |  | Standard A Lamp | 1 | 40 | 132683 | Bathroom | 0.00090764
Ceiling Fixture | Incandescent |  | Standard A Lamp | 1 | 75 | 132683 | Bathroom | 0.00090764
Ceiling Fixture | Compact Fluorescent |  | Twist | 1 | 14 | 132683 | Bathroom | 0.00090764
Floor lamp | Incandescent |  | 3-Way Incandescent | 1 | 150 | 132683 | Bathroom | 0.00090764
Ceiling Fixture | Compact Fluorescent |  | Circline (Screw Base) | 2 | 32 | 133211 | Bedroom | 0.003174
Ceiling Fixture | Compact Fluorescent |  | Twist | 1 | 14 | 133211 | Bedroom | 0.003174
Wall Mount | Compact Fluorescent |  | Twist | 3 | 14 | 133211 | Bedroom | 0.003174
Recessed - other | Incandescent |  | Heat Lamp | 2 | 250 | 133211 | Bedroom | 0.003174
Ceiling Fixture | Compact Fluorescent |  | Circline (Screw Base) | 1 | 22 | 133211 | Bedroom | 0.003174
Ceiling Fixture | Compact Fluorescent |  | Circline (Screw Base) | 2 | 32 | 133211 | Bedroom | 0.003174
Ceiling Fixture | Compact Fluorescent |  | Twist | 1 | 14 | 133211 | Bedroom | 0.003174
Other | Incandescent |  | Standard A Lamp | 1 | 40 | 133211 | Bedroom | 0.003174
Recessed - other | Incandescent |  | Heat Lamp | 2 | 250 | 133211 | Bedroom | 0.003174
Ceiling Fan | Incandescent |  | Standard A Lamp | 3 | 60 | 133211 | Bedroom | 0.003174
Floor lamp | Compact Fluorescent |  | Twist | 1 | 14 | 133211 | Bedroom | 0.003174
Table | Compact Fluorescent |  | Twist | 1 | 14 | 133211 | Bedroom | 0.003174
Wall Mount | Compact Fluorescent |  | Twist | 5 | 14 | 133211 | Bedroom | 0.003174
Recessed - other | Incandescent |  | Heat Lamp | 2 | 250 | 133211 | Bedroom | 0.003174
Ceiling Fixture | Compact Fluorescent |  | Circline (Screw Base) | 2 | 32 | 133211 | Bedroom | 0.003174
Table | Compact Fluorescent |  | Twist | 1 | 14 | 133211 | Bedroom | 0.003174
Wall Mount | Compact Fluorescent |  | Twist | 3 | 14 | 133212 | Bathroom | 0.003174
Wall Mount | Compact Fluorescent |  | Twist | 5 | 14 | 133212 | Bathroom | 0.003174
Recessed - other | Incandescent |  | Heat Lamp | 2 | 250 | 133212 | Bathroom | 0.003174
Ceiling Fixture | Compact Fluorescent |  | Circline (Screw Base) | 2 | 32 | 133212 | Bathroom | 0.003174
Ceiling Fixture | Compact Fluorescent |  | Twist | 1 | 14 | 133212 | Bathroom | 0.003174
Ceiling Fixture | Compact Fluorescent |  | Circline (Screw Base) | 1 | 22 | 133212 | Bathroom | 0.003174
Ceiling Fixture | Compact Fluorescent |  | Twist | 1 | 14 | 133212 | Bathroom | 0.003174
Ceiling Fixture | Compact Fluorescent |  | Circline (Screw Base) | 2 | 32 | 133212 | Bathroom | 0.003174
Other | Incandescent |  | Standard A Lamp | 1 | 40 | 133212 | Bathroom | 0.003174
Recessed - other | Incandescent |  | Heat Lamp | 2 | 250 | 133212 | Bathroom | 0.003174
Ceiling Fixture | Compact Fluorescent |  | Twist | 3 | 14 | 133212 | Bathroom | 0.003174
Ceiling Fixture | Compact Fluorescent |  | Circline (Screw Base) | 2 | 32 | 133212 | Bathroom | 0.003174
Wall Mount | Compact Fluorescent |  | Twist | 1 | 14 | 133212 | Bathroom | 0.003174
Wall Mount | Compact Fluorescent |  | Twist | 3 | 15 | 133601 | Bathroom | 0.003174
Ceiling Fixture | Compact Fluorescent |  | Twist | 1 | 15 | 133601 | Bathroom | 0.003174
Recessed - other | Linear Fluorescent | 4 | T-12 | 2 | 40 | 133601 | Bathroom | 0.003174
Table | Compact Fluorescent |  | Twist | 1 | 15 | 133601 | Bathroom | 0.003174
Wall Mount | Incandescent |  | Standard A Lamp | 4 | 40 | 133602 | Bathroom | 0.003174
Ceiling Fixture | Incandescent |  | Standard A Lamp | 2 | 60 | 133602 | Bathroom | 0.003174
Recessed - other | Linear Fluorescent | 4 | T-12 | 2 | 40 | 133602 | Bathroom | 0.003174
Wall Mount | Incandescent |  | Standard A Lamp | 2 | 60 | 133602 | Bathroom | 0.003174
Wall Mount | Compact Fluorescent |  | Globe | 3 | 11 | 133841 | Bathroom | 0.00090764
Recessed - other | Incandescent |  | Heat Lamp | 2 | 250 | 133841 | Bathroom | 0.00090764
Wall Mount | Incandescent |  | Clear | 3 | 60 | 133841 | Bathroom | 0.00090764
Ceiling Fixture | Compact Fluorescent |  | Twist | 2 | 23 | 133841 | Bathroom | 0.00090764
Table | Compact Fluorescent |  | Twist | 1 | 15 | 133841 | Bathroom | 0.00090764
Ceiling Fixture | Compact Fluorescent |  | Twist | 1 | 23 | 133841 | Bathroom | 0.00090764
Other | Incandescent |  | Decorative | 1 | 5 | 133841 | Bathroom | 0.00090764
Ceiling Fixture | Compact Fluorescent |  | Twist | 2 | 23 | 133841 | Bathroom | 0.00090764
Other | Halogen |  | PAR | 2 | 50 | 133841 | Bathroom | 0.00090764
Ceiling Fixture | Linear Fluorescent | 4 | T-12 | 4 | 40 | 133841 | Bathroom | 0.00090764
Chandelier (Hanging) | Incandescent |  | Clear | 3 | 75 | 133841 | Bathroom | 0.00090764
Other | Linear Fluorescent | 1 | T-4 | 1 | 16 | 133841 | Bathroom | 0.00090764
Floor lamp | Halogen |  | Quartz Tube | 1 | 50 | 133841 | Bathroom | 0.00090764
Torchiere | Incandescent |  | Standard A Lamp | 1 | 60 | 133841 | Bathroom | 0.00090764
Floor lamp | Compact Fluorescent |  | Twist | 1 | 15 | 133841 | Bathroom | 0.00090764
Table | Compact Fluorescent |  | Twist | 1 | 15 | 133841 | Bathroom | 0.00090764
Table | Incandescent |  | Standard A Lamp | 1 | 150 | 133841 | Bathroom | 0.00090764
Ceiling Fixture | Compact Fluorescent |  | Twist | 3 | 13 | 133842 | Bathroom | 0.00090764
Recessed - other | Incandescent |  | Heat Lamp | 1 | 125 | 133842 | Bathroom | 0.00090764
Wall Mount | Compact Fluorescent |  | Globe | 2 | 9 | 133842 | Bathroom | 0.00090764
Ceiling Fixture | Incandescent |  | Heat Lamp | 1 | 250 | 133842 | Bathroom | 0.00090764
Ceiling Fixture | Incandescent |  | Reflector | 1 | 150 | 133842 | Bathroom | 0.00090764
Wall Mount | Compact Fluorescent |  | Globe | 2 | 9 | 133842 | Bathroom | 0.00090764
Ceiling Fixture | Incandescent |  | Heat Lamp | 1 | 250 | 133842 | Bathroom | 0.00090764
Ceiling Fixture | Incandescent |  | Reflector | 1 | 150 | 133842 | Bathroom | 0.00090764
Ceiling Fixture | Incandescent |  | Standard A Lamp | 1 | 60 | 133842 | Bathroom | 0.00090764
Table | Incandescent |  | Standard A Lamp | 1 | 40 | 133842 | Bathroom | 0.00090764
Ceiling Fixture | Incandescent |  | Standard A Lamp | 1 | 60 | 133842 | Bathroom | 0.00090764
Ceiling Fixture | Incandescent |  | Standard A Lamp | 1 | 40 | 133842 | Bathroom | 0.00090764
Table | Incandescent |  | Decorative | 1 | 40 | 133842 | Bathroom | 0.00090764
Ceiling Fixture | Incandescent |  | Standard A Lamp | 1 | 52 | 133842 | Bathroom | 0.00090764
Chandelier (Hanging) | Incandescent |  | Standard A Lamp | 6 | 60 | 133842 | Bathroom | 0.00090764
Ceiling Fixture | Linear Fluorescent | 4 | T-12 | 4 | 40 | 133842 | Bathroom | 0.00090764
Ceiling Fixture | Incandescent |  | Standard A Lamp | 1 | 52 | 133842 | Bathroom | 0.00090764
Other | Incandescent |  | Reflector | 2 | 75 | 133842 | Bathroom | 0.00090764
Table | Incandescent |  | Standard A Lamp | 1 | 60 | 133842 | Bathroom | 0.00090764
Wall Mount | Compact Fluorescent |  | Globe | 7 | 25 | 133843 | Bathroom | 0.00090764
Ceiling Fixture | Incandescent |  | Heat Lamp | 2 | 250 | 133843 | Bathroom | 0.00090764
Wall Mount | Compact Fluorescent |  | Globe | 2 | 9 | 133843 | Bathroom | 0.00090764
Ceiling Fixture | Incandescent |  | Heat Lamp | 2 | 250 | 133843 | Bathroom | 0.00090764
Wall Mount | Incandescent |  | Globe | 3 | 60 | 133843 | Bathroom | 0.00090764
Recessed - other | Incandescent |  | Heat Lamp | 1 | 125 | 133843 | Bathroom | 0.00090764
Ceiling Fixture | Halogen |  | PAR | 1 | 60 | 133843 | Bathroom | 0.00090764
Table | Incandescent |  | Decorative | 3 | 25 | 133843 | Bathroom | 0.00090764
Table | Incandescent |  | Standard A Lamp | 1 | 60 | 133843 | Bathroom | 0.00090764
Table | Incandescent |  | Decorative | 1 | 40 | 133843 | Bathroom | 0.00090764
Ceiling Fixture | Incandescent |  | Standard A Lamp | 1 | 60 | 133843 | Bathroom | 0.00090764
Ceiling Fixture | Incandescent |  | Standard A Lamp | 1 | 40 | 133843 | Bathroom | 0.00090764
Ceiling Fixture | Compact Fluorescent |  | Twist | 1 | 13 | 133843 | Bathroom | 0.00090764
Ceiling Fixture | Halogen |  | PAR | 1 | 60 | 133843 | Bathroom | 0.00090764
Ceiling Fixture | Incandescent |  | Standard A Lamp | 1 | 40 | 133843 | Bathroom | 0.00090764
Track | Halogen |  | PAR | 3 | 50 | 133843 | Bathroom | 0.00090764
Other | Halogen |  | PAR | 2 | 50 | 133843 | Bathroom | 0.00090764
Torchiere | Halogen |  | Quartz Tube | 1 | 150 | 133843 | Bathroom | 0.00090764
Track | Incandescent |  | Other | 3 | 40 | 133843 | Bathroom | 0.00090764
Wall Mount | Incandescent |  | Globe | 6 | 25 | 135201 | Bathroom | 0.00090764
Ceiling Fan | Incandescent |  | Globe | 1 | 60 | 135201 | Bathroom | 0.00090764
Table | Incandescent |  | Standard A Lamp | 1 | 60 | 135201 | Bathroom | 0.00090764
Ceiling Fan | Incandescent |  | Globe | 1 | 40 | 135201 | Bathroom | 0.00090764
Ceiling Fixture | Compact Fluorescent |  | Twist | 1 | 20 | 135201 | Bathroom | 0.00090764
Ceiling Fixture | Incandescent |  | Standard A Lamp | 1 | 60 | 135201 | Bathroom | 0.00090764
Ceiling Fixture | Incandescent |  | Standard A Lamp | 2 | 60 | 135201 | Bathroom | 0.00090764
Other | Incandescent |  | Standard A Lamp | 1 | 40 | 135201 | Bathroom | 0.00090764
Chandelier (Hanging) | Incandescent |  | Decorative | 6 | 40 | 135201 | Bathroom | 0.00090764
Table | Incandescent |  | Decorative | 1 | 60 | 135201 | Bathroom | 0.00090764
Table | Halogen |  | Quartz Tube | 1 | 20 | 135201 | Bathroom | 0.00090764
Ceiling Fan | Incandescent |  | Standard A Lamp | 1 | 40 | 135201 | Bathroom | 0.00090764
Table | Incandescent |  | Standard A Lamp | 1 | 60 | 135201 | Bathroom | 0.00090764
Wall Mount | Incandescent |  | Globe | 6 | 50 | 135202 | Bathroom | 0.00090764
Ceiling Fixture | Incandescent |  | Standard A Lamp | 1 | 60 | 135202 | Bathroom | 0.00090764
Ceiling Fan | Incandescent |  | Decorative | 4 | 40 | 135202 | Bathroom | 0.00090764
Ceiling Fixture | Incandescent |  | Standard A Lamp | 1 | 60 | 135202 | Bathroom | 0.00090764
Ceiling Fixture | Compact Fluorescent |  | Twist | 1 | 15 | 135202 | Bathroom | 0.00090764
Other | Incandescent |  | Standard A Lamp | 1 | 40 | 135202 | Bathroom | 0.00090764
Other | Linear Fluorescent | 1.5 | T-12 | 1 | 70 | 135202 | Bathroom | 0.00090764
Table | Compact Fluorescent |  | Twist | 1 | 15 | 135202 | Bathroom | 0.00090764
Floor lamp | Compact Fluorescent |  | Twist | 1 | 15 | 135202 | Bathroom | 0.00090764
Floor lamp | Incandescent |  | Standard A Lamp | 1 | 40 | 135202 | Bathroom | 0.00090764
Ceiling Fan | Incandescent |  | Standard A Lamp | 1 | 60 | 135202 | Bathroom | 0.00090764
Table | Compact Fluorescent |  | Twist | 1 | 23 | 135202 | Bathroom | 0.00090764
Table | Incandescent |  | Colored | 1 | 25 | 135202 | Bathroom | 0.00090764
Wall Mount | Incandescent |  | Globe | 6 | 40 | 135203 | Bathroom | 0.00090764
Ceiling Fixture | Incandescent |  | Standard A Lamp | 1 | 60 | 135203 | Bathroom | 0.00090764
Ceiling Fan | Incandescent |  | Decorative | 4 | 40 | 135203 | Bathroom | 0.00090764
Ceiling Fixture | Incandescent |  | Standard A Lamp | 1 | 52 | 135203 | Bathroom | 0.00090764
Ceiling Fixture | Incandescent |  | Standard A Lamp | 1 | 60 | 135203 | Bathroom | 0.00090764
Other | Incandescent |  | Standard A Lamp | 1 | 52 | 135203 | Bathroom | 0.00090764
Floor lamp | Halogen |  | Quartz Tube | 1 | 500 | 135203 | Bathroom | 0.00090764
Table | Incandescent |  | Standard A Lamp | 1 | 60 | 135203 | Bathroom | 0.00090764
Ceiling Fan | Incandescent |  | Standard A Lamp | 1 | 60 | 135203 | Bathroom | 0.00090764
Table | Incandescent |  | Standard A Lamp | 1 | 60 | 135203 | Bathroom | 0.00090764
Wall Mount | Incandescent |  | Standard A Lamp | 4 | 75 | 136281 | Bathroom | 0.00090764
Recessed - other | Incandescent |  | Heat Lamp | 2 | 125 | 136281 | Bathroom | 0.00090764
Ceiling Fan | Incandescent |  | Standard A Lamp | 1 | 60 | 136281 | Bathroom | 0.00090764
Table | Compact Fluorescent |  | Twist | 1 | 13 | 136281 | Bathroom | 0.00090764
Ceiling Fixture | Incandescent |  | Standard A Lamp | 2 | 60 | 136281 | Bathroom | 0.00090764
Table | Compact Fluorescent |  | Twist | 1 | 14 | 136281 | Bathroom | 0.00090764
Ceiling Fixture | Compact Fluorescent |  | Twist | 1 | 13 | 136281 | Bathroom | 0.00090764
Ceiling Fixture | Incandescent |  | Standard A Lamp | 1 | 40 | 136281 | Bathroom | 0.00090764
Ceiling Fixture | Incandescent |  | Standard A Lamp | 2 | 60 | 136281 | Bathroom | 0.00090764
Ceiling Fixture | Compact Fluorescent |  | Twist | 1 | 14 | 136281 | Bathroom | 0.00090764
Other | Incandescent |  | Standard A Lamp | 1 | 40 | 136281 | Bathroom | 0.00090764
Ceiling Fan | Compact Fluorescent |  | Twist | 1 | 14 | 136281 | Bathroom | 0.00090764
Table | Compact Fluorescent |  | Twist | 1 | 14 | 136281 | Bathroom | 0.00090764
Floor lamp | Halogen |  | Quartz Tube | 1 | 300 | 136281 | Bathroom | 0.00090764
Wall Mount | Incandescent |  | Standard A Lamp | 2 | 60 | 136282 | Bathroom | 0.00090764
Recessed - other | Incandescent |  | Heat Lamp | 2 | 125 | 136282 | Bathroom | 0.00090764
Table | Incandescent |  | Standard A Lamp | 1 | 60 | 136282 | Bathroom | 0.00090764
Ceiling Fixture | Incandescent |  | Standard A Lamp | 1 | 60 | 136282 | Bathroom | 0.00090764
Table | Incandescent |  | Standard A Lamp | 1 | 60 | 136282 | Bathroom | 0.00090764
Ceiling Fixture | Incandescent |  | Standard A Lamp | 1 | 60 | 136282 | Bathroom | 0.00090764
Ceiling Fixture | Incandescent |  | Standard A Lamp | 1 | 60 | 136282 | Bathroom | 0.00090764
Ceiling Fixture | Compact Fluorescent |  | Twist | 1 | 13 | 136282 | Bathroom | 0.00090764
Ceiling Fixture | Incandescent |  | Standard A Lamp | 2 | 60 | 136282 | Bathroom | 0.00090764
Other | Incandescent |  | Standard A Lamp | 1 | 40 | 136282 | Bathroom | 0.00090764
Table | Incandescent |  | Standard A Lamp | 1 | 150 | 136282 | Bathroom | 0.00090764
Chandelier (Hanging) | Incandescent |  | Decorative | 5 | 60 | 136282 | Bathroom | 0.00090764
Wall Mount | Incandescent |  | Standard A Lamp | 2 | 60 | 136283 | Bathroom | 0.00090764
Ceiling Fixture | Incandescent |  | Standard A Lamp | 2 | 60 | 136283 | Bathroom | 0.00090764
Table | Incandescent |  | Standard A Lamp | 1 | 60 | 136283 | Bathroom | 0.00090764
Ceiling Fixture | Incandescent |  | Decorative | 4 | 40 | 136283 | Bathroom | 0.00090764
Ceiling Fixture | Incandescent |  | Standard A Lamp | 1 | 60 | 136283 | Bathroom | 0.00090764
Ceiling Fixture | Linear Fluorescent | 2 | T-12 | 1 | 20 | 136283 | Bathroom | 0.00090764
Other | Incandescent |  | Standard A Lamp | 1 | 40 | 136283 | Bathroom | 0.00090764
Table | Compact Fluorescent |  | Twist | 1 | 13 | 136283 | Bathroom | 0.00090764
Table | Incandescent |  | Decorative | 1 | 40 | 136283 | Bathroom | 0.00090764
Floor lamp | Incandescent |  | Standard A Lamp | 1 | 60 | 136283 | Bathroom | 0.00090764
Track | Incandescent |  | Standard A Lamp | 3 | 75 | 136283 | Bathroom | 0.00090764
Wall Mount | Incandescent |  | Globe | 3 | 40 | 136941 | Bathroom | 0.002116
Ceiling Fan | Incandescent |  | Standard A Lamp | 1 | 100 | 136941 | Bathroom | 0.002116
Ceiling Fixture | Incandescent |  | Standard A Lamp | 1 | 60 | 136941 | Bathroom | 0.002116
Ceiling Fan | Incandescent |  | Standard A Lamp | 1 | 100 | 136941 | Bathroom | 0.002116
Floor lamp | Incandescent |  | Standard A Lamp | 1 | 100 | 136941 | Bathroom | 0.002116
Table | Incandescent |  | Standard A Lamp | 1 | 100 | 136941 | Bathroom | 0.002116
Wall Mount | Incandescent |  | Globe | 4 | 40 | 136941 | Bathroom | 0.002116
Table | Incandescent |  | Standard A Lamp | 1 | 60 | 136941 | Bathroom | 0.002116
Ceiling Fixture | Incandescent |  | Globe | 3 | 40 | 136942 | Bathroom | 0.002116
Floor lamp | Compact Fluorescent |  | Twist | 3 | 60 | 136942 | Bathroom | 0.002116
Chandelier (Hanging) | Compact Fluorescent |  | Twist | 3 | 15 | 136942 | Bathroom | 0.002116
Ceiling Fixture | Compact Fluorescent |  | Twist | 2 | 15 | 136942 | Bathroom | 0.002116
Floor lamp | Compact Fluorescent |  | Twist | 3 | 15 | 136942 | Bathroom | 0.002116
Ceiling Fixture | Compact Fluorescent |  | Twist | 2 | 15 | 136942 | Bathroom | 0.002116
Wall Mount | Incandescent |  | Globe | 3 | 40 | 136943 | Bathroom | 0.002116
Table | Incandescent |  | Standard A Lamp | 1 | 60 | 136943 | Bathroom | 0.002116
Ceiling Fan | Incandescent |  | Clear | 3 | 40 | 136943 | Bathroom | 0.002116
Ceiling Fixture | Compact Fluorescent |  | Twist | 2 | 15 | 136943 | Bathroom | 0.002116
Ceiling Fixture | Compact Fluorescent |  | Twist | 2 | 15 | 136943 | Bathroom | 0.002116
Table | Incandescent |  | Standard A Lamp | 1 | 60 | 136943 | Bathroom | 0.002116
Wall Mount | Incandescent |  | Globe | 3 | 40 | 136943 | Bathroom | 0.002116
Table | Incandescent |  | Standard A Lamp | 1 | 60 | 136943 | Bathroom | 0.002116
Recessed - other | Incandescent |  | Heat Lamp | 1 | 250 | 137121 | Bathroom | 0.00048239
Wall Mount | Incandescent |  | Standard A Lamp | 3 | 75 | 137121 | Bathroom | 0.00048239
Ceiling Fixture | Compact Fluorescent |  | Twist | 1 | 14 | 137121 | Bathroom | 0.00048239
Other | Incandescent |  | Standard A Lamp | 2 | 40 | 137121 | Bathroom | 0.00048239
Recessed Can | Incandescent |  | Standard A Lamp | 1 | 65 | 137121 | Bathroom | 0.00048239
Recessed Can | Incandescent |  | Standard A Lamp | 1 | 40 | 137121 | Bathroom | 0.00048239
Floor lamp | Incandescent |  | 3-Way Incandescent | 1 | 150 | 137121 | Bathroom | 0.00048239
Ceiling Fixture | Incandescent |  | Standard A Lamp | 2 | 75 | 137121 | Bathroom | 0.00048239
Chandelier (Hanging) | Incandescent |  | Standard A Lamp | 3 | 75 | 137121 | Bathroom | 0.00048239
Wall Mount | Compact Fluorescent |  | Twist | 3 | 13 | 137122 | Bathroom | 0.00048239
Recessed - other | Incandescent |  | Heat Lamp | 1 | 250 | 137122 | Bathroom | 0.00048239
Other | Linear Fluorescent | 1 | Fluorescent Other | 1 | 16 | 137122 | Bathroom | 0.00048239
Ceiling Fixture | Incandescent |  | Standard A Lamp | 1 | 100 | 137122 | Bathroom | 0.00048239
Floor lamp | Compact Fluorescent |  | Twist | 1 | 13 | 137122 | Bathroom | 0.00048239
Recessed Can | Incandescent |  | Standard A Lamp | 1 | 60 | 137122 | Bathroom | 0.00048239
Other | Incandescent |  | Standard A Lamp | 1 | 40 | 137122 | Bathroom | 0.00048239
Table | Incandescent |  | Standard A Lamp | 1 | 40 | 137122 | Bathroom | 0.00048239
Ceiling Fan | Incandescent |  | Standard A Lamp | 1 | 60 | 137122 | Bathroom | 0.00048239
Ceiling Fixture | Incandescent |  | Standard A Lamp | 1 | 60 | 137122 | Bathroom | 0.00048239
Ceiling Fixture | Incandescent |  | Standard A Lamp | 1 | 60 | 137122 | Bathroom | 0.00048239
Wall Mount | Incandescent |  | Globe | 6 | 40 | 137123 | Bathroom | 0.00048239
Recessed - other | Incandescent |  | Heat Lamp | 1 | 250 | 137123 | Bathroom | 0.00048239
Ceiling Fixture | Incandescent |  | Standard A Lamp | 1 | 60 | 137123 | Bathroom | 0.00048239
Other | Incandescent |  | Standard A Lamp | 1 | 40 | 137123 | Bathroom | 0.00048239
Other | Incandescent |  | Standard A Lamp | 1 | 60 | 137123 | Bathroom | 0.00048239
Ceiling Fixture | Incandescent |  | Standard A Lamp | 1 | 60 | 137123 | Bathroom | 0.00048239
Architectural | Halogen |  | MR | 1 | 50 | 137123 | Bathroom | 0.00048239
Chandelier (Hanging) | Incandescent |  | Standard A Lamp | 3 | 60 | 137123 | Bathroom | 0.00048239
Ceiling Fixture | Compact Fluorescent |  | Twist | 2 | 18 | 137123 | Bathroom | 0.00048239
Ceiling Fixture | Compact Fluorescent |  | Twist | 1 | 18 | 137123 | Bathroom | 0.00048239
Ceiling Fixture | Compact Fluorescent |  | Twist | 1 | 13 | 137123 | Bathroom | 0.00048239
Other | Incandescent |  | Decorative | 20 | 40 | 138611 | Living Room | 0.00048239
Table | Compact Fluorescent |  | Twist | 1 | 14 | 138611 | Living Room | 0.00048239
Ceiling Fixture | Compact Fluorescent |  | Pin base | 2 | 26 | 138611 | Living Room | 0.00048239
Table | Incandescent |  | Decorative | 1 | 40 | 138611 | Living Room | 0.00048239
Table | Incandescent |  | Standard A Lamp | 1 | 60 | 138611 | Living Room | 0.00048239
Ceiling Fixture | Compact Fluorescent |  | Pin base | 2 | 26 | 138611 | Living Room | 0.00048239
Other | Compact Fluorescent |  | Pin base | 2 | 13 | 138611 | Living Room | 0.00048239
Ceiling Fixture | Compact Fluorescent |  | Pin base | 2 | 13 | 138611 | Living Room | 0.00048239
Table | Compact Fluorescent |  | Twist | 1 | 13 | 138611 | Living Room | 0.00048239
Ceiling Fixture | Compact Fluorescent |  | Pin base | 2 | 13 | 138611 | Living Room | 0.00048239
Other | Incandescent |  | Decorative | 20 | 40 | 138611 | Living Room | 0.00048239
Wall Mount | Linear Fluorescent | 2 | T-4 | 2 | 17 | 138611 | Living Room | 0.00048239
Ceiling Fixture | Compact Fluorescent |  | Pin base | 2 | 13 | 138612 | Living Room | 0.00048239
Table | Compact Fluorescent |  | Twist | 3 | 22 | 138612 | Living Room | 0.00048239
Table | Compact Fluorescent |  | Pin base | 1 | 36 | 138612 | Living Room | 0.00048239
Chandelier (Hanging) | Compact Fluorescent |  | Twist | 1 | 23 | 138612 | Living Room | 0.00048239
Ceiling Fixture | Compact Fluorescent |  | Pin base | 2 | 13 | 138612 | Living Room | 0.00048239
Wall Mount | Compact Fluorescent |  | Pin base | 2 | 13 | 138612 | Living Room | 0.00048239
Table | Incandescent |  | Standard A Lamp | 1 | 60 | 138612 | Living Room | 0.00048239
Wall Mount | Linear Fluorescent | 2 | T-4 | 2 | 17 | 138612 | Living Room | 0.00048239
Ceiling Fixture | Compact Fluorescent |  | Pin base | 2 | 13 | 138613 | Living Room | 0.00048239
Floor lamp | Incandescent |  | Standard A Lamp | 2 | 75 | 138613 | Living Room | 0.00048239
Torchiere | Halogen |  | Quartz Tube | 1 | 300 | 138613 | Living Room | 0.00048239
Table | Compact Fluorescent |  | Twist | 1 | 23 | 138613 | Living Room | 0.00048239
Ceiling Fixture | Compact Fluorescent |  | Pin base | 2 | 13 | 138613 | Living Room | 0.00048239
Wall Mount | Compact Fluorescent |  | Pin base | 2 | 13 | 138613 | Living Room | 0.00048239
Table | Incandescent |  | Standard A Lamp | 1 | 60 | 138613 | Living Room | 0.00048239
Wall Mount | Linear Fluorescent | 2 | T-4 | 2 | 17 | 138613 | Living Room | 0.00048239
Wall Mount | Compact Fluorescent |  | Pin base | 2 | 26 | 138991 | Bathroom | 0.00048239
Ceiling Fixture | Compact Fluorescent |  | Pin base | 1 | 18 | 138991 | Bathroom | 0.00048239
Ceiling Fixture | Compact Fluorescent |  | Twist | 2 | 13 | 138991 | Bathroom | 0.00048239
Table | Incandescent |  | Standard A Lamp | 1 | 75 | 138991 | Bathroom | 0.00048239
Ceiling Fixture | Compact Fluorescent |  | Twist | 2 | 13 | 138991 | Bathroom | 0.00048239
Table | Incandescent |  | Standard A Lamp | 1 | 90 | 138991 | Bathroom | 0.00048239
Ceiling Fixture | Compact Fluorescent |  | Twist | 2 | 13 | 138991 | Bathroom | 0.00048239
Ceiling Fixture | Compact Fluorescent |  | Twist | 2 | 13 | 138991 | Bathroom | 0.00048239
Floor lamp | Incandescent |  | Twist | 1 | 60 | 138991 | Bathroom | 0.00048239
Ceiling Fixture | Compact Fluorescent |  | Twist | 2 | 13 | 138992 | Bedroom | 0.00048239
Wall Mount | Compact Fluorescent |  | Pin base | 2 | 26 | 138992 | Bedroom | 0.00048239
Ceiling Fixture | Compact Fluorescent |  | Pin base | 1 | 18 | 138992 | Bedroom | 0.00048239
Ceiling Fixture | Compact Fluorescent |  | Twist | 2 | 13 | 138992 | Bedroom | 0.00048239
Ceiling Fixture | Compact Fluorescent |  | Twist | 1 | 13 | 138992 | Bedroom | 0.00048239
Ceiling Fixture | Compact Fluorescent |  | Twist | 2 | 23 | 138992 | Bedroom | 0.00048239
Floor lamp | Compact Fluorescent |  | Twist | 1 | 23 | 138992 | Bedroom | 0.00048239
Ceiling Fixture | Compact Fluorescent |  | Twist | 2 | 13 | 138992 | Bedroom | 0.00048239
Wall Mount | Compact Fluorescent |  | Pin base | 2 | 26 | 138993 | Bathroom | 0.00048239
Ceiling Fixture | Compact Fluorescent |  | Pin base | 1 | 18 | 138993 | Bathroom | 0.00048239
Ceiling Fixture | Compact Fluorescent |  | Twist | 2 | 13 | 138993 | Bathroom | 0.00048239
Table | Incandescent |  | Standard A Lamp | 1 | 60 | 138993 | Bathroom | 0.00048239
Ceiling Fixture | Compact Fluorescent |  | Twist | 2 | 13 | 138993 | Bathroom | 0.00048239
Ceiling Fixture | Compact Fluorescent |  | Twist | 3 | 13 | 138993 | Bathroom | 0.00048239
Ceiling Fixture | Compact Fluorescent |  | Twist | 1 | 13 | 138993 | Bathroom | 0.00048239
Other | Compact Fluorescent |  | Twist | 1 | 13 | 138993 | Bathroom | 0.00048239
Ceiling Fixture | Compact Fluorescent |  | Twist | 2 | 13 | 138993 | Bathroom | 0.00048239
Floor lamp | Incandescent |  | Standard A Lamp | 1 | 60 | 138993 | Bathroom | 0.00048239
Wall Mount | Incandescent |  | Clear | 3 | 60 | 139881 | Bathroom | 0.0013615
Wall Mount | Incandescent |  | Standard A Lamp | 1 | 100 | 139881 | Bathroom | 0.0013615
Wall Mount | Linear Fluorescent | 2 | T-8 | 1 | 20 | 139881 | Bathroom | 0.0013615
Chandelier (Hanging) | Incandescent |  | Standard A Lamp | 5 | 60 | 139881 | Bathroom | 0.0013615
Wall Mount | Compact Fluorescent |  | Twist | 3 | 13 | 139882 | Bathroom | 0.0013615
Wall Mount | Compact Fluorescent |  | Twist | 1 | 13 | 139882 | Bathroom | 0.0013615
Wall Mount | Linear Fluorescent | 2 | T-12 | 1 | 15 | 139882 | Bathroom | 0.0013615
Chandelier (Hanging) | Compact Fluorescent |  | Twist | 5 | 13 | 139882 | Bathroom | 0.0013615
Table | Linear Fluorescent | 2 | T-5 | 1 | 20 | 139882 | Bathroom | 0.0013615
Wall Mount | Halogen |  | MR | 2 | 50 | 140141 | Bathroom | 0.0013615
Table | Compact Fluorescent |  | Twist | 1 | 13 | 140141 | Bathroom | 0.0013615
Recessed Can | Compact Fluorescent |  | Reflector | 1 | 14 | 140141 | Bathroom | 0.0013615
Recessed Can | Compact Fluorescent |  | Reflector | 1 | 14 | 140141 | Bathroom | 0.0013615
Recessed Can | Incandescent |  | Reflector | 1 | 75 | 140141 | Bathroom | 0.0013615
Recessed Can | Incandescent |  | Reflector | 1 | 75 | 140141 | Bathroom | 0.0013615
Other | Incandescent |  | Mini base | 1 | 40 | 140141 | Bathroom | 0.0013615
Recessed Can | Incandescent |  | Reflector | 1 | 75 | 140141 | Bathroom | 0.0013615
Table | Incandescent |  | Decorative | 2 | 40 | 140141 | Bathroom | 0.0013615
Wall Mount | Halogen |  | MR | 2 | 50 | 140141 | Bathroom | 0.0013615
Floor lamp | Incandescent |  | Decorative | 3 | 40 | 140141 | Bathroom | 0.0013615
Wall Mount | Halogen |  | PAR | 2 | 50 | 140142 | Bathroom | 0.0013615
Recessed Can | Incandescent |  | Reflector | 1 | 75 | 140142 | Bathroom | 0.0013615
Recessed Can | Incandescent |  | Heat Lamp | 1 | 150 | 140142 | Bathroom | 0.0013615
Recessed Can | Incandescent |  | Reflector | 1 | 75 | 140142 | Bathroom | 0.0013615
Table | Compact Fluorescent |  | Twist | 1 | 9 | 140142 | Bathroom | 0.0013615
Recessed Can | Incandescent |  | Reflector | 1 | 75 | 140142 | Bathroom | 0.0013615
Table | Incandescent |  | 3-Way Incandescent | 1 | 150 | 140142 | Bathroom | 0.0013615
Recessed Can | Incandescent |  | Standard A Lamp | 1 | 40 | 140142 | Bathroom | 0.0013615
Recessed Can | Incandescent |  | Reflector | 1 | 75 | 140142 | Bathroom | 0.0013615
Recessed Can | Compact Fluorescent |  | Reflector | 1 | 15 | 140142 | Bathroom | 0.0013615
Other | Incandescent |  | Mini base | 1 | 90 | 140142 | Bathroom | 0.0013615
Torchiere | Compact Fluorescent |  | Twist | 1 | 20 | 140142 | Bathroom | 0.0013615
Recessed Can | Incandescent |  | Other | 1 | 75 | 140142 | Bathroom | 0.0013615
Other | Incandescent |  | Decorative | 1 | 4 | 140142 | Bathroom | 0.0013615
Wall Mount | Compact Fluorescent |  | Pin base | 3 | 13 | 140201 | Bathroom | 0.00090764
Ceiling Fixture | Compact Fluorescent |  | Pin base | 2 | 13 | 140201 | Bathroom | 0.00090764
Ceiling Fixture | Linear Fluorescent | 4 | T-8 | 2 | 32 | 140201 | Bathroom | 0.00090764
Ceiling Fan | Compact Fluorescent |  | 3-Way CFL | 3 | 13 | 140201 | Bathroom | 0.00090764
Floor lamp | Halogen |  | Quartz Tube | 1 | 300 | 140201 | Bathroom | 0.00090764
Ceiling Fixture | Compact Fluorescent |  | Pin base | 2 | 13 | 140201 | Bathroom | 0.00090764
Table | Compact Fluorescent |  | Twist | 1 | 14 | 140201 | Bathroom | 0.00090764
Floor lamp | Halogen |  | Quartz Tube | 1 | 300 | 140201 | Bathroom | 0.00090764
Ceiling Fixture | Incandescent |  | Standard A Lamp | 1 | 75 | 140201 | Bathroom | 0.00090764
Wall Mount | Compact Fluorescent |  | Pin base | 2 | 13 | 140202 | Bathroom | 0.00090764
Ceiling Fixture | Compact Fluorescent |  | Pin base | 2 | 13 | 140202 | Bathroom | 0.00090764
Ceiling Fixture | Linear Fluorescent | 4 | T-8 | 2 | 32 | 140202 | Bathroom | 0.00090764
Ceiling Fan | Compact Fluorescent |  | Pin base | 3 | 13 | 140202 | Bathroom | 0.00090764
Floor lamp | Halogen |  | Quartz Tube | 1 | 75 | 140202 | Bathroom | 0.00090764
Ceiling Fixture | Compact Fluorescent |  | Pin base | 2 | 13 | 140202 | Bathroom | 0.00090764
Wall Mount | Compact Fluorescent |  | Pin base | 2 | 13 | 140203 | Bathroom | 0.00090764
Ceiling Fixture | Compact Fluorescent |  | Pin base | 2 | 13 | 140203 | Bathroom | 0.00090764
Ceiling Fixture | Linear Fluorescent | 4 | T-8 | 2 | 32 | 140203 | Bathroom | 0.00090764
Ceiling Fan | Compact Fluorescent |  | Pin base | 3 | 13 | 140203 | Bathroom | 0.00090764
Ceiling Fixture | Compact Fluorescent |  | Pin base | 2 | 13 | 140203 | Bathroom | 0.00090764
Ceiling Fixture | Incandescent |  | Standard A Lamp | 1 | 75 | 140203 | Bathroom | 0.00090764
Wall Mount | Incandescent |  | Globe | 3 | 40 | 140591 | Bathroom | 0.00090764
Recessed - other | Incandescent |  | Heat Lamp | 1 | 125 | 140591 | Bathroom | 0.00090764
Torchiere | Incandescent |  | Standard A Lamp | 1 | 40 | 140591 | Bathroom | 0.00090764
Wall Mount | Compact Fluorescent |  | Pin base | 2 | 26 | 140591 | Bathroom | 0.00090764
Ceiling Fixture | Linear Fluorescent | 4 | T-12 | 2 | 40 | 140591 | Bathroom | 0.00090764
Other | Incandescent |  | Clear | 1 | 40 | 140591 | Bathroom | 0.00090764
Floor lamp | Incandescent |  | Standard A Lamp | 1 | 75 | 140591 | Bathroom | 0.00090764
Ceiling Fixture | Compact Fluorescent |  | Other | 1 | 22 | 140591 | Bathroom | 0.00090764
Ceiling Fixture | Compact Fluorescent |  | Other | 1 | 40 | 140591 | Bathroom | 0.00090764
Table | Compact Fluorescent |  | Twist | 1 | 13 | 140591 | Bathroom | 0.00090764
Recessed - other | Incandescent |  | Heat Lamp | 1 | 250 | 140592 | Bathroom | 0.00090764
Wall Mount | Incandescent |  | Standard A Lamp | 3 | 60 | 140592 | Bathroom | 0.00090764
Table | Compact Fluorescent |  | Twist | 1 | 15 | 140592 | Bathroom | 0.00090764
Table | Incandescent |  | Decorative | 1 | 25 | 140592 | Bathroom | 0.00090764
Wall Mount | Compact Fluorescent |  | Twist | 1 | 14 | 140592 | Bathroom | 0.00090764
Ceiling Fixture | Compact Fluorescent |  | Other | 1 | 22 | 140592 | Bathroom | 0.00090764
Other | Incandescent |  | Standard A Lamp | 1 | 40 | 140592 | Bathroom | 0.00090764
Wall Mount | Incandescent |  | Standard A Lamp | 1 | 60 | 140592 | Bathroom | 0.00090764
Ceiling Fixture | Compact Fluorescent |  | Other | 1 | 40 | 140592 | Bathroom | 0.00090764
Ceiling Fixture | Compact Fluorescent |  | Other | 1 | 22 | 140592 | Bathroom | 0.00090764
Floor lamp | Incandescent |  | Globe | 3 | 40 | 140592 | Bathroom | 0.00090764
Table | Compact Fluorescent |  | Twist | 1 | 13 | 140592 | Bathroom | 0.00090764
Ceiling Fixture | Compact Fluorescent |  | Twist | 1 | 18 | 140592 | Bathroom | 0.00090764
Wall Mount | Incandescent |  | Standard A Lamp | 3 | 60 | 140593 | Bathroom | 0.00090764
Wall Mount | Compact Fluorescent |  | Pin base | 2 | 26 | 140593 | Bathroom | 0.00090764
Table | Incandescent |  | Standard A Lamp | 1 | 75 | 140593 | Bathroom | 0.00090764
Ceiling Fixture | Compact Fluorescent |  | Twist | 1 | 26 | 140593 | Bathroom | 0.00090764
Other | Incandescent |  | Standard A Lamp | 1 | 40 | 140593 | Bathroom | 0.00090764
Ceiling Fixture | Compact Fluorescent |  | Other | 1 | 23 | 140593 | Bathroom | 0.00090764
Wall Mount | Compact Fluorescent |  | Pin base | 1 | 18 | 140593 | Bathroom | 0.00090764
Floor lamp | Compact Fluorescent |  | Twist | 1 | 15 | 140593 | Bathroom | 0.00090764
Ceiling Fixture | Compact Fluorescent |  | Other | 1 | 40 | 140593 | Bathroom | 0.00090764
Ceiling Fixture | Compact Fluorescent |  | Other | 1 | 26 | 140593 | Bathroom | 0.00090764
Table | Incandescent |  | 3-Way Incandescent | 1 | 100 | 140593 | Bathroom | 0.00090764
Recessed - other | Incandescent |  | Heat Lamp | 2 | 250 | 141631 | Bathroom | 0.00090764
Wall Mount | Compact Fluorescent |  | Twist | 5 | 13 | 141631 | Bathroom | 0.00090764
Wall Mount | Incandescent |  | Globe | 3 | 75 | 141631 | Bathroom | 0.00090764
Recessed - other | Incandescent |  | Heat Lamp | 2 | 250 | 141631 | Bathroom | 0.00090764
Table | Incandescent |  | Decorative | 1 | 40 | 141631 | Bathroom | 0.00090764
Ceiling Fixture | Incandescent |  | Standard A Lamp | 2 | 60 | 141631 | Bathroom | 0.00090764
Table | Incandescent |  | Standard A Lamp | 1 | 100 | 141631 | Bathroom | 0.00090764
Chandelier (Hanging) | Incandescent |  | Standard A Lamp | 1 | 60 | 141631 | Bathroom | 0.00090764
Ceiling Fixture | Incandescent |  | Twist | 2 | 60 | 141631 | Bathroom | 0.00090764
Other | Incandescent |  | Decorative | 1 | 40 | 141631 | Bathroom | 0.00090764
Chandelier (Hanging) | Compact Fluorescent |  | Globe | 5 | 11 | 141631 | Bathroom | 0.00090764
Ceiling Fixture | Compact Fluorescent |  | Twist | 3 | 13 | 141631 | Bathroom | 0.00090764
Recessed Can | Incandescent |  | Decorative | 1 | 40 | 141631 | Bathroom | 0.00090764
Table | Incandescent |  | Standard A Lamp | 1 | 200 | 141631 | Bathroom | 0.00090764
Table | Incandescent |  | Standard A Lamp | 1 | 150 | 141631 | Bathroom | 0.00090764
Floor lamp | Incandescent |  | Standard A Lamp | 1 | 60 | 141631 | Bathroom | 0.00090764
Table | Incandescent |  | 3-Way Incandescent | 1 | 150 | 141631 | Bathroom | 0.00090764
Table | Incandescent |  | Decorative | 1 | 40 | 141631 | Bathroom | 0.00090764
Ceiling Fixture | Incandescent |  | Standard A Lamp | 2 | 60 | 141631 | Bathroom | 0.00090764
Wall Mount | Incandescent |  | Standard A Lamp | 4 | 60 | 141632 | Bathroom | 0.00090764
Recessed - other | Incandescent |  | Heat Lamp | 1 | 150 | 141632 | Bathroom | 0.00090764
Recessed - other | Incandescent |  | Clear | 1 | 100 | 141632 | Bathroom | 0.00090764
Recessed - other | Incandescent |  | Clear | 2 | 100 | 141632 | Bathroom | 0.00090764
Wall Mount | Incandescent |  | Standard A Lamp | 3 | 60 | 141632 | Bathroom | 0.00090764
Ceiling Fixture | Incandescent |  | Standard A Lamp | 2 | 60 | 141632 | Bathroom | 0.00090764
Table | Incandescent |  | Standard A Lamp | 1 | 40 | 141632 | Bathroom | 0.00090764
Ceiling Fixture | Incandescent |  | Standard A Lamp | 2 | 60 | 141632 | Bathroom | 0.00090764
Floor lamp | Incandescent |  | Standard A Lamp | 1 | 75 | 141632 | Bathroom | 0.00090764
Ceiling Fixture | Incandescent |  | Standard A Lamp | 1 | 60 | 141632 | Bathroom | 0.00090764
Ceiling Fixture | Incandescent |  | Standard A Lamp | 2 | 60 | 141632 | Bathroom | 0.00090764
Other | Incandescent |  | Standard A Lamp | 1 | 60 | 141632 | Bathroom | 0.00090764
Ceiling Fixture | Halogen |  | Quartz Tube | 1 | 250 | 141632 | Bathroom | 0.00090764
Chandelier (Hanging) | Incandescent |  | Standard A Lamp | 5 | 60 | 141632 | Bathroom | 0.00090764
Recessed Can | Incandescent |  | Reflector | 1 | 45 | 141632 | Bathroom | 0.00090764
Floor lamp | Incandescent |  | Standard A Lamp | 1 | 60 | 141632 | Bathroom | 0.00090764
Recessed - other | Compact Fluorescent |  | Flood | 1 | 19 | 141633 | Bathroom | 0.00090764
Recessed - other | Incandescent |  | Heat Lamp | 1 | 250 | 141633 | Bathroom | 0.00090764
Wall Mount | Compact Fluorescent |  | Twist | 5 | 13 | 141633 | Bathroom | 0.00090764
Recessed - other | Incandescent |  | Heat Lamp | 2 | 250 | 141633 | Bathroom | 0.00090764
Wall Mount | Compact Fluorescent |  | Twist | 3 | 13 | 141633 | Bathroom | 0.00090764
Ceiling Fixture | Compact Fluorescent |  | Twist | 2 | 13 | 141633 | Bathroom | 0.00090764
Table | Incandescent |  | Standard A Lamp | 1 | 60 | 141633 | Bathroom | 0.00090764
Ceiling Fixture | Compact Fluorescent |  | Twist | 2 | 13 | 141633 | Bathroom | 0.00090764
Ceiling Fan | Incandescent |  | Standard A Lamp | 1 | 60 | 141633 | Bathroom | 0.00090764
Chandelier (Hanging) | Compact Fluorescent |  | Twist | 2 | 13 | 141633 | Bathroom | 0.00090764
Other | Compact Fluorescent |  | Twist | 1 | 13 | 141633 | Bathroom | 0.00090764
Chandelier (Hanging) | Incandescent |  | Standard A Lamp | 5 | 40 | 141633 | Bathroom | 0.00090764
Ceiling Fixture | Incandescent |  | Standard A Lamp | 2 | 60 | 141633 | Bathroom | 0.00090764
Floor lamp | Incandescent |  | Standard A Lamp | 1 | 40 | 141633 | Bathroom | 0.00090764
Chandelier (Hanging) | Incandescent |  | Standard A Lamp | 1 | 60 | 141633 | Bathroom | 0.00090764
Wall Mount | Incandescent |  | Globe | 3 | 60 | 142401 | Bathroom | 0.003174
Recessed - other | Incandescent |  | Reflector | 1 | 250 | 142401 | Bathroom | 0.003174
Wall Mount | Incandescent |  | Globe | 4 | 60 | 142401 | Bathroom | 0.003174
Recessed Can | Incandescent |  | Reflector | 1 | 250 | 142401 | Bathroom | 0.003174
Ceiling Fixture | Incandescent |  | Standard A Lamp | 1 | 75 | 142401 | Bathroom | 0.003174
Table | Incandescent |  | Standard A Lamp | 1 | 60 | 142401 | Bathroom | 0.003174
Ceiling Fixture | Incandescent |  | Standard A Lamp | 1 | 75 | 142401 | Bathroom | 0.003174
Ceiling Fixture | Incandescent |  | Standard A Lamp | 1 | 75 | 142401 | Bathroom | 0.003174
Ceiling Fixture | Incandescent |  | Standard A Lamp | 1 | 60 | 142401 | Bathroom | 0.003174
Recessed Can | Incandescent |  | Reflector | 1 | 65 | 142401 | Bathroom | 0.003174
Ceiling Fan | Incandescent |  | Standard A Lamp | 1 | 60 | 142401 | Bathroom | 0.003174
Recessed Can | Incandescent |  | Reflector | 1 | 65 | 142401 | Bathroom | 0.003174
Floor lamp | Incandescent |  | Standard A Lamp | 1 | 60 | 142401 | Bathroom | 0.003174
Garage door opener | Incandescent |  | Standard A Lamp | 2 | 60 | 142401 | Bathroom | 0.003174
Ceiling Fixture | Incandescent |  | Standard A Lamp | 1 | 60 | 142401 | Bathroom | 0.003174
Wall Mount | Incandescent |  | Globe | 4 | 40 | 142402 | Bathroom | 0.003174
Recessed - other | Incandescent |  | Reflector | 1 | 250 | 142402 | Bathroom | 0.003174
Wall Mount | Incandescent |  | Globe | 4 | 60 | 142402 | Bathroom | 0.003174
Recessed - other | Incandescent |  | Reflector | 1 | 250 | 142402 | Bathroom | 0.003174
Table | Incandescent |  | 3-Way Incandescent | 1 | 100 | 142402 | Bathroom | 0.003174
Ceiling Fixture | Incandescent |  | Standard A Lamp | 1 | 55 | 142402 | Bathroom | 0.003174
Ceiling Fixture | Incandescent |  | Standard A Lamp | 1 | 60 | 142402 | Bathroom | 0.003174
Table | Compact Fluorescent |  | Twist | 1 | 10 | 142402 | Bathroom | 0.003174
Ceiling Fixture | Incandescent |  | Standard A Lamp | 1 | 75 | 142402 | Bathroom | 0.003174
Table | Incandescent |  | 3-Way Incandescent | 1 | 150 | 142402 | Bathroom | 0.003174
Other | Halogen |  | PAR | 1 | 20 | 142402 | Bathroom | 0.003174
Garage door opener | Incandescent |  | Standard A Lamp | 2 | 60 | 142402 | Bathroom | 0.003174
Ceiling Fixture | Incandescent |  | Standard A Lamp | 1 | 60 | 142402 | Bathroom | 0.003174
Ceiling Fixture | Incandescent |  | Standard A Lamp | 1 | 75 | 142402 | Bathroom | 0.003174
Recessed Can | Compact Fluorescent |  | Reflector | 1 | 15 | 142402 | Bathroom | 0.003174
Ceiling Fixture | Incandescent |  | Standard A Lamp | 3 | 75 | 142402 | Bathroom | 0.003174
Ceiling Fixture | Incandescent |  | Standard A Lamp | 1 | 60 | 142402 | Bathroom | 0.003174
Ceiling Fan | Incandescent |  | Standard A Lamp | 1 | 60 | 142402 | Bathroom | 0.003174
Floor lamp | Incandescent |  | Standard A Lamp | 1 | 40 | 142402 | Bathroom | 0.003174
Table | Incandescent |  | Standard A Lamp | 1 | 25 | 142402 | Bathroom | 0.003174
Table | Incandescent |  | 3-Way Incandescent | 1 | 150 | 142402 | Bathroom | 0.003174
Recessed Can | Incandescent |  | Reflector | 1 | 65 | 142402 | Bathroom | 0.003174
Table | Incandescent |  | Decorative | 1 | 40 | 142402 | Bathroom | 0.003174
Ceiling Fixture | Incandescent |  | Standard A Lamp | 1 | 75 | 142402 | Bathroom | 0.003174
Wall Mount | Compact Fluorescent |  | Globe | 4 | 15 | 142581 | Bathroom | 0.003174
Recessed - other | Incandescent |  | Heat Lamp | 1 | 250 | 142581 | Bathroom | 0.003174
Wall Mount | Compact Fluorescent |  | Globe | 4 | 15 | 142581 | Bathroom | 0.003174
Recessed - other | Incandescent |  | Heat Lamp | 1 | 250 | 142581 | Bathroom | 0.003174
Ceiling Fixture | Compact Fluorescent |  | Twist | 2 | 15 | 142581 | Bathroom | 0.003174
Ceiling Fixture | Compact Fluorescent |  | Twist | 1 | 15 | 142581 | Bathroom | 0.003174
Chandelier (Hanging) | Incandescent |  | Standard A Lamp | 3 | 60 | 142581 | Bathroom | 0.003174
Ceiling Fixture | Compact Fluorescent |  | Twist | 1 | 15 | 142581 | Bathroom | 0.003174
Ceiling Fixture | Compact Fluorescent |  | Twist | 3 | 15 | 142581 | Bathroom | 0.003174
Torchiere | Compact Fluorescent |  | Twist | 1 | 15 | 142581 | Bathroom | 0.003174
Ceiling Fixture | Compact Fluorescent |  | Twist | 1 | 15 | 142581 | Bathroom | 0.003174
Ceiling Fixture | Compact Fluorescent |  | Twist | 2 | 15 | 142581 | Bathroom | 0.003174
Wall Mount | Incandescent |  | Globe | 4 | 40 | 142582 | Bathroom | 0.003174
Ceiling Fixture | Incandescent |  | Standard A Lamp | 2 | 60 | 142582 | Bathroom | 0.003174
Ceiling Fixture | Incandescent |  | Standard A Lamp | 1 | 60 | 142582 | Bathroom | 0.003174
Chandelier (Hanging) | Incandescent |  | Decorative | 3 | 40 | 142582 | Bathroom | 0.003174
Ceiling Fixture | Incandescent |  | Standard A Lamp | 1 | 60 | 142582 | Bathroom | 0.003174
Ceiling Fixture | Compact Fluorescent |  | Twist | 3 | 15 | 142582 | Bathroom | 0.003174
Floor lamp | Compact Fluorescent |  | Twist | 1 | 15 | 142582 | Bathroom | 0.003174
Recessed Can | Incandescent |  | Reflector | 1 | 65 | 142582 | Bathroom | 0.003174
Wall Mount | Incandescent |  | Globe | 4 | 40 | 142582 | Bathroom | 0.003174
Ceiling Fixture | Incandescent |  | Standard A Lamp | 2 | 60 | 142582 | Bathroom | 0.003174
Recessed - other | Incandescent |  | Heat Lamp | 1 | 250 | 142591 | Bathroom | 0.00048239
Wall Mount | Compact Fluorescent |  | Twist | 4 | 13 | 142591 | Bathroom | 0.00048239
Ceiling Fixture | Incandescent |  | Standard A Lamp | 3 | 60 | 142591 | Bathroom | 0.00048239
Table | Compact Fluorescent |  | Twist | 1 | 25 | 142591 | Bathroom | 0.00048239
Ceiling Fixture | Incandescent |  | Standard A Lamp | 2 | 60 | 142591 | Bathroom | 0.00048239
Ceiling Fixture | Incandescent |  | Standard A Lamp | 2 | 60 | 142591 | Bathroom | 0.00048239
Ceiling Fixture | Compact Fluorescent |  | Twist | 1 | 13 | 142591 | Bathroom | 0.00048239
Chandelier (Hanging) | Incandescent |  | Globe | 5 | 40 | 142591 | Bathroom | 0.00048239
Table | Linear Fluorescent | 1.5 | T-4 | 2 | 15 | 142591 | Bathroom | 0.00048239
Other | Incandescent |  | Standard A Lamp | 1 | 52 | 142591 | Bathroom | 0.00048239
Table | Compact Fluorescent |  | Twist | 1 | 14 | 142591 | Bathroom | 0.00048239
Recessed - other | Incandescent |  | Heat Lamp | 1 | 250 | 142592 | Bathroom | 0.00048239
Wall Mount | Incandescent |  | Standard A Lamp | 4 | 40 | 142592 | Bathroom | 0.00048239
Recessed - other | Incandescent |  | Heat Lamp | 1 | 125 | 142592 | Bathroom | 0.00048239
Recessed - other | Incandescent |  | Heat Lamp | 1 | 250 | 142592 | Bathroom | 0.00048239
Wall Mount | Incandescent |  | Standard A Lamp | 4 | 40 | 142592 | Bathroom | 0.00048239
Floor lamp | Incandescent |  | Standard A Lamp | 2 | 60 | 142592 | Bathroom | 0.00048239
Table | Incandescent |  | Standard A Lamp | 1 | 40 | 142592 | Bathroom | 0.00048239
Chandelier (Hanging) | Incandescent |  | Decorative | 3 | 40 | 142592 | Bathroom | 0.00048239
Floor lamp | Compact Fluorescent |  | Pin base | 1 | 27 | 142592 | Bathroom | 0.00048239
Ceiling Fixture | Incandescent |  | Standard A Lamp | 2 | 60 | 142592 | Bathroom | 0.00048239
Ceiling Fixture | Incandescent |  | Standard A Lamp | 2 | 60 | 142592 | Bathroom | 0.00048239
Ceiling Fixture | Incandescent |  | Standard A Lamp | 3 | 60 | 142592 | Bathroom | 0.00048239
Ceiling Fixture | Incandescent |  | Standard A Lamp | 2 | 60 | 142592 | Bathroom | 0.00048239
Floor lamp | Compact Fluorescent |  | Pin base | 1 | 27 | 142592 | Bathroom | 0.00048239
Recessed - other | Incandescent |  | Heat Lamp | 1 | 250 | 142593 | Bathroom | 0.00048239
Wall Mount | Incandescent |  | Globe | 4 | 60 | 142593 | Bathroom | 0.00048239
Recessed - other | Incandescent |  | Heat Lamp | 1 | 250 | 142593 | Bathroom | 0.00048239
Wall Mount | Incandescent |  | Decorative | 4 | 60 | 142593 | Bathroom | 0.00048239
Ceiling Fixture | Incandescent |  | Standard A Lamp | 2 | 60 | 142593 | Bathroom | 0.00048239
Table | Incandescent |  | Standard A Lamp | 1 | 30 | 142593 | Bathroom | 0.00048239
Ceiling Fixture | Incandescent |  | Standard A Lamp | 3 | 60 | 142593 | Bathroom | 0.00048239
Ceiling Fixture | Incandescent |  | Standard A Lamp | 2 | 60 | 142593 | Bathroom | 0.00048239
Recessed Can | Incandescent |  | Reflector | 1 | 65 | 142593 | Bathroom | 0.00048239
Chandelier (Hanging) | Incandescent |  | Decorative | 8 | 40 | 142593 | Bathroom | 0.00048239
Floor lamp | Incandescent |  | Standard A Lamp | 1 | 67 | 142593 | Bathroom | 0.00048239
Other | Incandescent |  | Standard A Lamp | 1 | 56 | 142593 | Bathroom | 0.00048239
Wall Mount | Compact Fluorescent |  | Twist | 2 | 15 | 143461 | Bathroom | 0.003174
Table | Compact Fluorescent |  | Twist | 2 | 15 | 143461 | Bathroom | 0.003174
Chandelier (Hanging) | Incandescent |  | Standard A Lamp | 3 | 40 | 143461 | Bathroom | 0.003174
Ceiling Fixture | Compact Fluorescent |  | Twist | 1 | 15 | 143461 | Bathroom | 0.003174
Ceiling Fixture | Compact Fluorescent |  | Twist | 1 | 15 | 143461 | Bathroom | 0.003174
Chandelier (Hanging) | Incandescent |  | Decorative | 5 | 25 | 143461 | Bathroom | 0.003174
Wall Mount | Compact Fluorescent |  | Twist | 4 | 15 | 143462 | Bathroom | 0.003174
Ceiling Fixture | Compact Fluorescent |  | Twist | 2 | 15 | 143462 | Bathroom | 0.003174
Ceiling Fixture | Incandescent |  | Standard A Lamp | 3 | 60 | 143462 | Bathroom | 0.003174
Ceiling Fixture | Compact Fluorescent |  | Twist | 1 | 15 | 143462 | Bathroom | 0.003174
Ceiling Fixture | Compact Fluorescent |  | Twist | 1 | 15 | 143462 | Bathroom | 0.003174
Chandelier (Hanging) | Incandescent |  | Standard A Lamp | 1 | 75 | 143462 | Bathroom | 0.003174
Wall Mount | Incandescent |  | Globe | 3 | 40 | 145071 | Bathroom | 0.00090764
Recessed Can | Incandescent |  | Reflector | 1 | 250 | 145071 | Bathroom | 0.00090764
Wall Mount | Incandescent |  | Standard A Lamp | 4 | 100 | 145071 | Bathroom | 0.00090764
Recessed Can | Incandescent |  | Reflector | 1 | 150 | 145071 | Bathroom | 0.00090764
Recessed Can | Incandescent |  | Heat Lamp | 1 | 250 | 145071 | Bathroom | 0.00090764
Recessed Can | Incandescent |  | Standard A Lamp | 1 | 100 | 145071 | Bathroom | 0.00090764
Recessed Can | Incandescent |  | Standard A Lamp | 1 | 100 | 145071 | Bathroom | 0.00090764
Floor lamp | Incandescent |  | Mini base | 5 | 40 | 145071 | Bathroom | 0.00090764
Table | Compact Fluorescent |  | Twist | 1 | 22 | 145071 | Bathroom | 0.00090764
Ceiling Fixture | Incandescent |  | Standard A Lamp | 1 | 60 | 145071 | Bathroom | 0.00090764
Ceiling Fixture | Incandescent |  | Clear | 1 | 60 | 145071 | Bathroom | 0.00090764
Chandelier (Hanging) | Compact Fluorescent |  | Twist | 1 | 22 | 145071 | Bathroom | 0.00090764
Ceiling Fixture | Compact Fluorescent |  | Straight Tube | 2 | 15 | 145071 | Bathroom | 0.00090764
Other | Incandescent |  | Standard A Lamp | 2 | 100 | 145071 | Bathroom | 0.00090764
Ceiling Fixture | Incandescent |  | Standard A Lamp | 1 | 75 | 145071 | Bathroom | 0.00090764
Ceiling Fixture | Incandescent |  | Standard A Lamp | 1 | 100 | 145071 | Bathroom | 0.00090764
Floor lamp | Compact Fluorescent |  | Twist | 2 | 23 | 145071 | Bathroom | 0.00090764
Floor lamp | Compact Fluorescent |  | Twist | 1 | 22 | 145071 | Bathroom | 0.00090764
Table | Incandescent |  | 3-Way Incandescent | 1 | 150 | 145071 | Bathroom | 0.00090764
Ceiling Fixture | Incandescent |  | Standard A Lamp | 1 | 60 | 145071 | Bathroom | 0.00090764
Wall Mount | Incandescent |  | Clear | 4 | 40 | 145071 | Bathroom | 0.00090764
Recessed Can | Incandescent |  | Heat Lamp | 1 | 250 | 145071 | Bathroom | 0.00090764
Recessed Can | Incandescent |  | Reflector | 1 | 150 | 145071 | Bathroom | 0.00090764
Ceiling Fixture | Incandescent |  | Standard A Lamp | 1 | 60 | 145071 | Bathroom | 0.00090764
Floor lamp | Incandescent |  | 3-Way Incandescent | 1 | 150 | 145071 | Bathroom | 0.00090764
Table | Incandescent |  | Standard A Lamp | 1 | 60 | 145071 | Bathroom | 0.00090764
Wall Mount | Incandescent |  | Standard A Lamp | 4 | 100 | 145072 | Bathroom | 0.00090764
Other | Incandescent |  | Heat Lamp | 2 | 250 | 145072 | Bathroom | 0.00090764
Recessed Can | Incandescent |  | Standard A Lamp | 1 | 65 | 145072 | Bathroom | 0.00090764
Floor lamp | Incandescent |  | Standard A Lamp | 1 | 100 | 145072 | Bathroom | 0.00090764
Recessed Can | Incandescent |  | Reflector | 1 | 65 | 145072 | Bathroom | 0.00090764
Table | Incandescent |  | Standard A Lamp | 1 | 75 | 145072 | Bathroom | 0.00090764
Ceiling Fixture | Incandescent |  | Standard A Lamp | 1 | 75 | 145072 | Bathroom | 0.00090764
Ceiling Fixture | Incandescent |  | Standard A Lamp | 1 | 60 | 145072 | Bathroom | 0.00090764
Ceiling Fixture | Incandescent |  | Standard A Lamp | 2 | 75 | 145072 | Bathroom | 0.00090764
Other | Compact Fluorescent |  | Twist | 1 | 22 | 145072 | Bathroom | 0.00090764
Chandelier (Hanging) | Incandescent |  | Decorative | 5 | 60 | 145072 | Bathroom | 0.00090764
Wall Mount | Incandescent |  | Standard A Lamp | 4 | 75 | 145073 | Bathroom | 0.00090764
Recessed Can | Incandescent |  | Reflector | 1 | 150 | 145073 | Bathroom | 0.00090764
Recessed Can | Incandescent |  | Heat Lamp | 1 | 5 | 145073 | Bathroom | 0.00090764
Recessed Can | Incandescent |  | Standard A Lamp | 1 | 75 | 145073 | Bathroom | 0.00090764
Table | Incandescent |  | Mini base | 3 | 40 | 145073 | Bathroom | 0.00090764
Recessed Can | Incandescent |  | Reflector | 1 | 65 | 145073 | Bathroom | 0.00090764
Table | Incandescent |  | Standard A Lamp | 1 | 60 | 145073 | Bathroom | 0.00090764
Ceiling Fixture | Incandescent |  | Standard A Lamp | 1 | 100 | 145073 | Bathroom | 0.00090764
Ceiling Fixture | Incandescent |  | Standard A Lamp | 1 | 40 | 145073 | Bathroom | 0.00090764
Other | Compact Fluorescent |  | Twist | 1 | 15 | 145073 | Bathroom | 0.00090764
Ceiling Fixture | Incandescent |  | Standard A Lamp | 1 | 60 | 145073 | Bathroom | 0.00090764
Chandelier (Hanging) | Incandescent |  | Mini base | 8 | 40 | 145073 | Bathroom | 0.00090764
Chandelier (Hanging) | Compact Fluorescent |  | Twist | 1 | 15 | 145073 | Bathroom | 0.00090764
Floor lamp | Incandescent |  | Standard A Lamp | 2 | 100 | 145073 | Bathroom | 0.00090764
Chandelier (Hanging) | Compact Fluorescent |  | Twist | 1 | 15 | 145073 | Bathroom | 0.00090764
Floor lamp | Incandescent |  | Mini base | 3 | 40 | 145073 | Bathroom | 0.00090764
Wall Mount | Compact Fluorescent |  | Globe | 5 | 15 | 146131 | Bathroom | 0.001185
Ceiling Fixture | Incandescent |  | Reflector | 1 | 250 | 146131 | Bathroom | 0.001185
Recessed Can | Incandescent |  | Reflector | 1 | 65 | 146131 | Bathroom | 0.001185
Ceiling Fixture | Compact Fluorescent |  | Twist | 2 | 23 | 146131 | Bathroom | 0.001185
Table | Incandescent |  | Standard A Lamp | 1 | 60 | 146131 | Bathroom | 0.001185
Ceiling Fixture | Compact Fluorescent |  | Twist | 2 | 23 | 146131 | Bathroom | 0.001185
Table | Incandescent |  | Standard A Lamp | 1 | 60 | 146131 | Bathroom | 0.001185
Table | Halogen |  | Other | 1 | 20 | 146131 | Bathroom | 0.001185
Recessed Can | Compact Fluorescent |  | Reflector | 1 | 15 | 146131 | Bathroom | 0.001185
Ceiling Fixture | Incandescent |  | Globe | 1 | 100 | 146131 | Bathroom | 0.001185
Floor lamp | Incandescent |  | 3-Way Incandescent | 1 | 100 | 146131 | Bathroom | 0.001185
Table | Incandescent |  | Standard A Lamp | 1 | 57 | 146131 | Bathroom | 0.001185
Floor lamp | Incandescent |  | Standard A Lamp | 2 | 60 | 146131 | Bathroom | 0.001185
Table | Incandescent |  | 3-Way Incandescent | 1 | 100 | 146131 | Bathroom | 0.001185
Floor lamp | Incandescent |  | Standard A Lamp | 1 | 60 | 146131 | Bathroom | 0.001185
Recessed Can | Compact Fluorescent |  | Reflector | 1 | 15 | 146131 | Bathroom | 0.001185
Ceiling Fixture | Linear Fluorescent | 4 | T-12 | 2 | 40 | 146131 | Bathroom | 0.001185
Wall Mount | Incandescent |  | Standard A Lamp | 1 | 40 | 146131 | Bathroom | 0.001185
Wall Mount | Incandescent |  | Globe | 5 | 60 | 146132 | Bathroom | 0.001185
Ceiling Fixture | Incandescent |  | Reflector | 1 | 250 | 146132 | Bathroom | 0.001185
Recessed Can | Incandescent |  | Reflector | 1 | 65 | 146132 | Bathroom | 0.001185
Ceiling Fixture | Incandescent |  | Decorative | 4 | 40 | 146132 | Bathroom | 0.001185
Table | Incandescent |  | Decorative | 1 | 60 | 146132 | Bathroom | 0.001185
Ceiling Fixture | Incandescent |  | Standard A Lamp | 2 | 60 | 146132 | Bathroom | 0.001185
Table | Incandescent |  | Standard A Lamp | 1 | 75 | 146132 | Bathroom | 0.001185
Recessed Can | Incandescent |  | Reflector | 1 | 65 | 146132 | Bathroom | 0.001185
Ceiling Fixture | Compact Fluorescent |  | Twist | 1 | 26 | 146132 | Bathroom | 0.001185
Floor lamp | Compact Fluorescent |  | Twist | 1 | 26 | 146132 | Bathroom | 0.001185
Ceiling Fixture | Linear Fluorescent | 4 | T-12 | 2 | 40 | 146132 | Bathroom | 0.001185
Wall Mount | Incandescent |  | Standard A Lamp | 1 | 60 | 146132 | Bathroom | 0.001185
Recessed Can | Incandescent |  | Reflector | 1 | 65 | 146132 | Bathroom | 0.001185
Table | Compact Fluorescent |  | Twist | 1 | 26 | 146132 | Bathroom | 0.001185
Wall Mount | Linear Fluorescent | 2 | T-8 | 2 | 17 | 146141 | Bathroom | 0.002116
Floor lamp | Incandescent |  | Standard A Lamp | 1 | 40 | 146141 | Bathroom | 0.002116
Table | Incandescent |  | Mini base | 1 | 40 | 146141 | Bathroom | 0.002116
Wall Mount | Linear Fluorescent | 2 | T-8 | 2 | 16 | 146141 | Bathroom | 0.002116
Ceiling Fixture | Linear Fluorescent | 4 | T-8 | 2 | 32 | 146141 | Bathroom | 0.002116
Ceiling Fan | Incandescent |  | Standard A Lamp | 1 | 60 | 146141 | Bathroom | 0.002116
Table | Incandescent |  | Standard A Lamp | 1 | 60 | 146141 | Bathroom | 0.002116
Wall Mount | Linear Fluorescent | 2 | T-8 | 2 | 17 | 146142 | Bathroom | 0.002116
Table | Incandescent |  | 3-Way Incandescent | 1 | 150 | 146142 | Bathroom | 0.002116
Wall Mount | Linear Fluorescent | 2 | T-8 | 2 | 16 | 146142 | Bathroom | 0.002116
Ceiling Fixture | Linear Fluorescent | 4 | T-8 | 2 | 32 | 146142 | Bathroom | 0.002116
Other | Incandescent |  | Decorative | 1 | 8 | 146142 | Bathroom | 0.002116
Other | Incandescent |  | Standard A Lamp | 1 | 75 | 146142 | Bathroom | 0.002116
Ceiling Fan | Compact Fluorescent |  | Twist | 1 | 23 | 146142 | Bathroom | 0.002116
Floor lamp | Incandescent |  | 3-Way Incandescent | 1 | 150 | 146142 | Bathroom | 0.002116
Table | Incandescent |  | 3-Way Incandescent | 1 | 100 | 146142 | Bathroom | 0.002116
Wall Mount | Linear Fluorescent | 2 | T-8 | 2 | 17 | 146143 | Bedroom | 0.002116
Table | Incandescent |  | 3-Way Incandescent | 1 | 100 | 146143 | Bedroom | 0.002116
Ceiling Fan | Incandescent |  | Standard A Lamp | 1 | 60 | 146143 | Bedroom | 0.002116
Table | Incandescent |  | Standard A Lamp | 0 |  | 146143 | Bedroom | 0.002116
Ceiling Fixture | Linear Fluorescent | 4 | T-8 | 2 | 32 | 146143 | Bedroom | 0.002116
Wall Mount | Linear Fluorescent | 2 | T-8 | 2 | 16 | 146143 | Bedroom | 0.002116
Wall Mount | Incandescent |  | Standard A Lamp | 3 | 60 | 200211 | Bathroom | 0.003323
Wall Mount | Compact Fluorescent |  | Twist | 2 | 15 | 200211 | Bathroom | 0.003323
Table | Incandescent |  | Standard A Lamp | 1 | 75 | 200211 | Bathroom | 0.003323
Ceiling Fixture | Compact Fluorescent |  | Twist | 2 | 15 | 200211 | Bathroom | 0.003323
Wall Mount | Incandescent |  | Standard A Lamp | 1 | 40 | 200211 | Bathroom | 0.003323
Ceiling Fixture | Compact Fluorescent |  | Twist | 2 | 15 | 200211 | Bathroom | 0.003323
Table | Compact Fluorescent |  | Twist | 1 | 15 | 200211 | Bathroom | 0.003323
Wall Mount | Compact Fluorescent |  | Twist | 4 | 15 | 200212 | Bathroom | 0.003323
Wall Mount | Compact Fluorescent |  | Twist | 2 | 15 | 200212 | Bathroom | 0.003323
Chandelier (Hanging) | Incandescent |  | Standard A Lamp | 5 | 25 | 200212 | Bathroom | 0.003323
Ceiling Fixture | Linear Fluorescent | 1.5 | T-12 | 1 | 15 | 200212 | Bathroom | 0.003323
Ceiling Fixture | Compact Fluorescent |  | Twist | 2 | 15 | 200212 | Bathroom | 0.003323
Wall Mount | Compact Fluorescent |  | Twist | 1 | 15 | 200212 | Bathroom | 0.003323
Floor lamp | Compact Fluorescent |  | Twist | 1 | 22 | 200212 | Bathroom | 0.003323
Floor lamp | Incandescent |  | Standard A Lamp | 1 | 60 | 200212 | Bathroom | 0.003323
Ceiling Fixture | Incandescent |  | Standard A Lamp | 1 | 60 | 200212 | Bathroom | 0.003323
Ceiling Fixture | Compact Fluorescent |  | Twist | 1 | 15 | 200212 | Bathroom | 0.003323
Wall Mount | Incandescent |  | Standard A Lamp | 4 | 60 | 200213 | Bathroom | 0.003323
Ceiling Fixture | Incandescent |  | Standard A Lamp | 2 | 60 | 200213 | Bathroom | 0.003323
Wall Mount | Incandescent |  | Standard A Lamp | 1 | 60 | 200213 | Bathroom | 0.003323
Ceiling Fixture | Incandescent |  | Standard A Lamp | 2 | 60 | 200213 | Bathroom | 0.003323
Floor lamp | Incandescent |  | Standard A Lamp | 1 | 40 | 200213 | Bathroom | 0.003323
Wall Mount | Compact Fluorescent |  | Twist | 2 | 15 | 200213 | Bathroom | 0.003323
Ceiling Fixture | Incandescent |  | Clear | 3 | 60 | 201011 | Other | 0.003323
Wall Mount | Linear Fluorescent | 3 | T-8 | 1 | 30 | 201011 | Other | 0.003323
Ceiling Fixture | Incandescent |  | Clear | 2 | 75 | 201011 | Other | 0.003323
Ceiling Fixture | Linear Fluorescent | 4 | T-12 | 2 | 40 | 201011 | Other | 0.003323
Table | Incandescent |  | Clear | 1 | 75 | 201011 | Other | 0.003323
Table | Incandescent |  | Clear | 2 | 75 | 201011 | Other | 0.003323
Ceiling Fixture | Incandescent |  | Clear | 2 | 52 | 201012 | Other | 0.003323
Wall Mount | Linear Fluorescent | 3 | T-8 | 1 | 30 | 201012 | Other | 0.003323
Ceiling Fixture | Incandescent |  | Clear | 1 | 40 | 201013 | Master Bedroom | 0.003323
Table | Incandescent |  | Clear | 1 | 75 | 201013 | Master Bedroom | 0.003323
Wall Mount | Linear Fluorescent | 3 | T-8 | 1 | 30 | 201013 | Master Bedroom | 0.003323
Ceiling Fixture | Incandescent |  | Clear | 2 | 40 | 201013 | Master Bedroom | 0.003323
Wall Mount | Compact Fluorescent |  | Pin base | 2 | 13 | 201191 | Bathroom | 0.003323
Ceiling Fixture | Compact Fluorescent |  | Pin base | 2 | 13 | 201191 | Bathroom | 0.003323
Ceiling Fixture | Compact Fluorescent |  | Pin base | 2 | 13 | 201191 | Bathroom | 0.003323
Ceiling Fixture | Linear Fluorescent | 4 | T-8 | 2 | 32 | 201191 | Bathroom | 0.003323
Ceiling Fixture | Compact Fluorescent |  | Pin base | 2 | 13 | 201191 | Bathroom | 0.003323
Wall Mount | Incandescent |  | Standard A Lamp | 1 | 60 | 201191 | Bathroom | 0.003323
Wall Mount | Compact Fluorescent |  | Pin base | 2 | 13 | 201191 | Bathroom | 0.003323
Table | Compact Fluorescent |  | Twist | 1 | 26 | 201191 | Bathroom | 0.003323
Wall Mount | Compact Fluorescent |  | Pin base | 2 | 13 | 201192 | Bathroom | 0.003323
Ceiling Fixture | Compact Fluorescent |  | Pin base | 2 | 13 | 201192 | Bathroom | 0.003323
Ceiling Fixture | Compact Fluorescent |  | Pin base | 2 | 13 | 201192 | Bathroom | 0.003323
Table | Incandescent |  | Decorative | 3 | 5 | 201192 | Bathroom | 0.003323
Ceiling Fixture | Linear Fluorescent | 4 | T-12 | 2 | 40 | 201192 | Bathroom | 0.003323
Ceiling Fixture | Compact Fluorescent |  | Pin base | 2 | 13 | 201192 | Bathroom | 0.003323
Wall Mount | Compact Fluorescent |  | Twist | 1 | 26 | 201192 | Bathroom | 0.003323
Wall Mount | Compact Fluorescent |  | Pin base | 2 | 13 | 201192 | Bathroom | 0.003323
Table | Compact Fluorescent |  | Twist | 1 | 26 | 201192 | Bathroom | 0.003323
Wall Mount | Compact Fluorescent |  | Pin base | 2 | 13 | 201193 | Bathroom | 0.003323
Ceiling Fixture | Compact Fluorescent |  | Pin base | 2 | 13 | 201193 | Bathroom | 0.003323
Ceiling Fixture | Compact Fluorescent |  | Pin base | 2 | 13 | 201193 | Bathroom | 0.003323
Table | Compact Fluorescent |  | Twist | 1 | 26 | 201193 | Bathroom | 0.003323
Ceiling Fixture | Linear Fluorescent | 4 | T-12 | 2 | 40 | 201193 | Bathroom | 0.003323
Ceiling Fixture | Compact Fluorescent |  | Pin base | 2 | 13 | 201193 | Bathroom | 0.003323
Wall Mount | Incandescent |  | Standard A Lamp | 1 | 60 | 201193 | Bathroom | 0.003323
Wall Mount | Compact Fluorescent |  | Pin base | 2 | 13 | 201193 | Bathroom | 0.003323
Table | Compact Fluorescent |  | Twist | 1 | 26 | 201193 | Bathroom | 0.003323
Wall Mount | Incandescent |  | Globe | 4 | 60 | 201651 | Bathroom | 0.003323
Ceiling Fixture | Incandescent |  | Reflector | 1 | 250 | 201651 | Bathroom | 0.003323
Ceiling Fixture | Incandescent |  | Standard A Lamp | 1 | 65 | 201651 | Bathroom | 0.003323
Ceiling Fixture | Incandescent |  | Standard A Lamp | 2 | 75 | 201651 | Bathroom | 0.003323
Floor lamp | Incandescent |  | Decorative | 6 | 25 | 201651 | Bathroom | 0.003323
Ceiling Fixture | Linear Fluorescent | 4 | T-8 | 2 | 32 | 201651 | Bathroom | 0.003323
Floor lamp | Compact Fluorescent |  | Twist | 1 | 20 | 201651 | Bathroom | 0.003323
Ceiling Fixture | Incandescent |  | Standard A Lamp | 2 | 75 | 201651 | Bathroom | 0.003323
Other | Incandescent |  | Globe | 1 | 60 | 201651 | Bathroom | 0.003323
Wall Mount | Incandescent |  | Globe | 4 | 60 | 201652 | Bathroom | 0.003323
Ceiling Fixture | Incandescent |  | Reflector | 1 | 250 | 201652 | Bathroom | 0.003323
Ceiling Fixture | Incandescent |  | Standard A Lamp | 1 | 65 | 201652 | Bathroom | 0.003323
Ceiling Fixture | Incandescent |  | Standard A Lamp | 2 | 75 | 201652 | Bathroom | 0.003323
Table | Incandescent |  | Standard A Lamp | 1 | 75 | 201652 | Bathroom | 0.003323
Ceiling Fixture | Linear Fluorescent | 4 | T-8 | 2 | 32 | 201652 | Bathroom | 0.003323
Table | Incandescent |  | Standard A Lamp | 1 | 100 | 201652 | Bathroom | 0.003323
Ceiling Fixture | Incandescent |  | Standard A Lamp | 2 | 75 | 201652 | Bathroom | 0.003323
Other | Incandescent |  | Globe | 1 | 60 | 201652 | Bathroom | 0.003323
Wall Mount | Incandescent |  | Standard A Lamp | 4 | 60 | 201653 | Bathroom | 0.003323
Ceiling Fixture | Incandescent |  | Reflector | 1 | 250 | 201653 | Bathroom | 0.003323
Wall Mount | Incandescent |  | Standard A Lamp | 4 | 60 | 201653 | Bathroom | 0.003323
Ceiling Fixture | Incandescent |  | Reflector | 1 | 250 | 201653 | Bathroom | 0.003323
Ceiling Fixture | Incandescent |  | Standard A Lamp | 2 | 75 | 201653 | Bathroom | 0.003323
Table | Compact Fluorescent |  | Twist | 1 | 15 | 201653 | Bathroom | 0.003323
Table | Compact Fluorescent |  | Twist | 1 | 22 | 201653 | Bathroom | 0.003323
Ceiling Fixture | Incandescent |  | Standard A Lamp | 2 | 75 | 201653 | Bathroom | 0.003323
Table | Compact Fluorescent |  | Twist | 1 | 22 | 201653 | Bathroom | 0.003323
Ceiling Fixture | Linear Fluorescent | 4 | T-8 | 2 | 32 | 201653 | Bathroom | 0.003323
Ceiling Fixture | Incandescent |  | Standard A Lamp | 2 | 75 | 201653 | Bathroom | 0.003323
Wall Mount | Incandescent |  | Standard A Lamp | 1 | 60 | 201653 | Bathroom | 0.003323
Floor lamp | Compact Fluorescent |  | Twist | 1 | 22 | 201653 | Bathroom | 0.003323
Ceiling Fixture | Incandescent |  | Standard A Lamp | 1 | 75 | 201653 | Bathroom | 0.003323
Wall Mount | Incandescent |  | Standard A Lamp | 3 | 60 | 201931 | Bathroom | 0.003323
Ceiling Fixture | Incandescent |  | Standard A Lamp | 2 | 100 | 201931 | Bathroom | 0.003323
Ceiling Fixture | Incandescent |  | Standard A Lamp | 2 | 100 | 201931 | Bathroom | 0.003323
Ceiling Fixture | Incandescent |  | Standard A Lamp | 2 | 75 | 201931 | Bathroom | 0.003323
Ceiling Fixture | Incandescent |  | Standard A Lamp | 1 | 40 | 201931 | Bathroom | 0.003323
Wall Mount | Incandescent |  | Standard A Lamp | 1 | 40 | 201931 | Bathroom | 0.003323
Recessed Can | Incandescent |  | Reflector | 1 | 250 | 201932 | Bathroom | 0.003323
Wall Mount | Incandescent |  | Standard A Lamp | 4 | 75 | 201932 | Bathroom | 0.003323
Ceiling Fixture | Incandescent |  | Standard A Lamp | 2 | 75 | 201932 | Bathroom | 0.003323
Table | Incandescent |  | Standard A Lamp | 1 | 75 | 201932 | Bathroom | 0.003323
Ceiling Fixture | Incandescent |  | Standard A Lamp | 2 | 75 | 201932 | Bathroom | 0.003323
Ceiling Fan | Incandescent |  | Standard A Lamp | 2 | 75 | 201932 | Bathroom | 0.003323
Ceiling Fixture | Incandescent |  | Standard A Lamp | 1 | 40 | 201932 | Bathroom | 0.003323
Wall Mount | Incandescent |  | Standard A Lamp | 1 | 40 | 201932 | Bathroom | 0.003323
Wall Mount | Incandescent |  | Standard A Lamp | 4 | 100 | 201933 | Bathroom | 0.003323
Ceiling Fixture | Incandescent |  | Standard A Lamp | 2 | 75 | 201933 | Bathroom | 0.003323
Ceiling Fixture | Incandescent |  | Standard A Lamp | 2 | 75 | 201933 | Bathroom | 0.003323
Ceiling Fixture | Incandescent |  | Standard A Lamp | 1 | 75 | 201933 | Bathroom | 0.003323
Ceiling Fixture | Linear Fluorescent | 4 | T-8 | 2 | 32 | 201951 | Bathroom | 0.0049845
Wall Mount | Linear Fluorescent | 2 | T-8 | 2 | 17 | 201951 | Bathroom | 0.0049845
Wall Mount | Linear Fluorescent | 4 | T-8 | 2 | 32 | 201951 | Bathroom | 0.0049845
Ceiling Fixture | Linear Fluorescent | 4 | T-8 | 2 | 32 | 201951 | Bathroom | 0.0049845
Table | Compact Fluorescent |  | Twist | 1 | 23 | 201951 | Bathroom | 0.0049845
Table | Halogen |  | PAR | 1 | 35 | 201951 | Bathroom | 0.0049845
Ceiling Fixture | Incandescent |  | Standard A Lamp | 1 | 72 | 201951 | Bathroom | 0.0049845
Table | Compact Fluorescent |  | Twist | 1 | 13 | 201951 | Bathroom | 0.0049845
Track | Halogen |  | MR | 1 | 50 | 201951 | Bathroom | 0.0049845
Ceiling Fixture | Other |  | Other | 1 | 20 | 201951 | Bathroom | 0.0049845
Ceiling Fixture | Halogen |  | PAR | 1 | 50 | 201951 | Bathroom | 0.0049845
Ceiling Fixture | Linear Fluorescent | 4 | T-8 | 2 | 32 | 201952 | Bathroom | 0.0049845
Wall Mount | Linear Fluorescent | 2 | T-8 | 2 | 17 | 201952 | Bathroom | 0.0049845
Ceiling Fixture | Linear Fluorescent | 4 | T-8 | 2 | 32 | 201952 | Bathroom | 0.0049845
Table | Incandescent |  | Standard A Lamp | 1 | 100 | 201952 | Bathroom | 0.0049845
Wall Mount | Compact Fluorescent |  | Twist | 4 | 15 | 202411 | Bathroom | 0.003323
Ceiling Fixture | Compact Fluorescent |  | Twist | 1 | 15 | 202411 | Bathroom | 0.003323
Ceiling Fixture | Compact Fluorescent |  | Twist | 2 | 15 | 202411 | Bathroom | 0.003323
Ceiling Fixture | Incandescent |  | Standard A Lamp | 1 | 60 | 202411 | Bathroom | 0.003323
Recessed Can | Incandescent |  | Standard A Lamp | 1 | 40 | 202411 | Bathroom | 0.003323
Ceiling Fixture | Incandescent |  | Standard A Lamp | 1 | 60 | 202411 | Bathroom | 0.003323
Ceiling Fan | Compact Fluorescent |  | Twist | 3 | 22 | 202411 | Bathroom | 0.003323
Table | Compact Fluorescent |  | Twist | 1 | 15 | 202411 | Bathroom | 0.003323
Floor lamp | Compact Fluorescent |  | Twist | 1 | 15 | 202411 | Bathroom | 0.003323
Wall Mount | Incandescent |  | Globe | 4 | 40 | 202412 | Bathroom | 0.003323
Ceiling Fixture | Incandescent |  | Standard A Lamp | 1 | 40 | 202412 | Bathroom | 0.003323
Ceiling Fixture | Compact Fluorescent |  | Twist | 2 | 15 | 202412 | Bathroom | 0.003323
Ceiling Fixture | Compact Fluorescent |  | Twist | 2 | 15 | 202412 | Bathroom | 0.003323
Ceiling Fan | Compact Fluorescent |  | Twist | 3 | 15 | 202412 | Bathroom | 0.003323
Ceiling Fixture | Compact Fluorescent |  | Twist | 1 | 15 | 202412 | Bathroom | 0.003323
Ceiling Fixture | Incandescent |  | Standard A Lamp | 1 | 60 | 202412 | Bathroom | 0.003323
Ceiling Fixture | Compact Fluorescent |  | Twist | 2 | 15 | 202412 | Bathroom | 0.003323
Recessed - other | Compact Fluorescent |  | Twist | 1 | 15 | 202412 | Bathroom | 0.003323
Floor lamp | Incandescent |  | Decorative | 5 | 25 | 202412 | Bathroom | 0.003323
Table | Compact Fluorescent |  | Twist | 1 | 13 | 202412 | Bathroom | 0.003323
Table | Incandescent |  | Standard A Lamp | 1 | 60 | 202412 | Bathroom | 0.003323
Wall Mount | Incandescent |  | Globe | 4 | 40 | 202413 | Bathroom | 0.003323
Ceiling Fixture | Incandescent |  | Standard A Lamp | 1 | 60 | 202413 | Bathroom | 0.003323
Table | Compact Fluorescent |  | Twist | 1 | 15 | 202413 | Bathroom | 0.003323
Ceiling Fixture | Incandescent |  | Standard A Lamp | 1 | 60 | 202413 | Bathroom | 0.003323
Floor lamp | Incandescent |  | Standard A Lamp | 1 | 60 | 202413 | Bathroom | 0.003323
Ceiling Fixture | Incandescent |  | Standard A Lamp | 1 | 60 | 202413 | Bathroom | 0.003323
Ceiling Fixture | Incandescent |  | Standard A Lamp | 2 | 60 | 202413 | Bathroom | 0.003323
Recessed - other | Incandescent |  | Standard A Lamp | 1 | 100 | 202413 | Bathroom | 0.003323
Ceiling Fixture | Compact Fluorescent |  | Twist | 1 | 15 | 202413 | Bathroom | 0.003323
Floor lamp | Incandescent |  | Standard A Lamp | 1 | 60 | 202413 | Bathroom | 0.003323
Wall Mount | Incandescent |  | Standard A Lamp | 4 | 40 | 202891 | Bathroom | 0.003323
Ceiling Fixture | Incandescent |  | Standard A Lamp | 2 | 60 | 202891 | Bathroom | 0.003323
Table | Incandescent |  | Standard A Lamp | 1 | 60 | 202891 | Bathroom | 0.003323
Ceiling Fixture | Incandescent |  | Standard A Lamp | 2 | 60 | 202891 | Bathroom | 0.003323
Ceiling Fan | Incandescent |  | Decorative | 4 | 40 | 202891 | Bathroom | 0.003323
Ceiling Fixture | Incandescent |  | Standard A Lamp | 2 | 60 | 202891 | Bathroom | 0.003323
Wall Mount | Incandescent |  | Standard A Lamp | 1 | 40 | 202891 | Bathroom | 0.003323
Wall Mount | Linear Fluorescent | 2 | T-8 | 1 | 15 | 202891 | Bathroom | 0.003323
Ceiling Fixture | Incandescent |  | Standard A Lamp | 1 | 60 | 202891 | Bathroom | 0.003323
Table | Incandescent |  | 3-Way Incandescent | 1 | 70 | 202891 | Bathroom | 0.003323
Wall Mount | Incandescent |  | Standard A Lamp | 4 | 60 | 202892 | Bathroom | 0.003323
Ceiling Fixture | Incandescent |  | Standard A Lamp | 2 | 60 | 202892 | Bathroom | 0.003323
Table | Incandescent |  | Decorative | 3 | 25 | 202892 | Bathroom | 0.003323
Ceiling Fixture | Incandescent |  | Standard A Lamp | 1 | 60 | 202892 | Bathroom | 0.003323
Ceiling Fan | Incandescent |  | Standard A Lamp | 4 | 60 | 202892 | Bathroom | 0.003323
Floor lamp | Incandescent |  | Standard A Lamp | 4 | 60 | 202892 | Bathroom | 0.003323
Ceiling Fixture | Incandescent |  | Standard A Lamp | 2 | 60 | 202892 | Bathroom | 0.003323
Wall Mount | Incandescent |  | Standard A Lamp | 1 | 60 | 202892 | Bathroom | 0.003323
Wall Mount | Incandescent |  | Standard A Lamp | 4 | 40 | 202893 | Bathroom | 0.003323
Ceiling Fixture | Incandescent |  | Standard A Lamp | 2 | 60 | 202893 | Bathroom | 0.003323
Ceiling Fixture | Incandescent |  | Standard A Lamp | 1 | 60 | 202893 | Bathroom | 0.003323
Ceiling Fan | Compact Fluorescent |  | Twist | 3 | 26 | 202893 | Bathroom | 0.003323
Wall Mount | Incandescent |  | Standard A Lamp | 1 | 40 | 202893 | Bathroom | 0.003323
Wall Mount | Linear Fluorescent | 2 | T-8 | 1 | 15 | 202893 | Bathroom | 0.003323
Ceiling Fixture | Incandescent |  | Standard A Lamp | 1 | 60 | 202893 | Bathroom | 0.003323
Floor lamp | Incandescent |  | Standard A Lamp | 1 | 40 | 202893 | Bathroom | 0.003323
Wall Mount | Incandescent |  | Standard A Lamp | 4 | 75 | 205321 | Bathroom | 0.003323
Ceiling Fixture | Incandescent |  | Standard A Lamp | 2 | 60 | 205321 | Bathroom | 0.003323
Ceiling Fixture | Incandescent |  | Standard A Lamp | 1 | 60 | 205321 | Bathroom | 0.003323
Wall Mount | Incandescent |  | Standard A Lamp | 1 | 60 | 205321 | Bathroom | 0.003323
Ceiling Fixture | Compact Fluorescent |  | Twist | 2 | 13 | 205321 | Bathroom | 0.003323
Ceiling Fixture | Compact Fluorescent |  | Twist | 1 | 13 | 205321 | Bathroom | 0.003323
Ceiling Fixture | Incandescent |  | Standard A Lamp | 2 | 40 | 205321 | Bathroom | 0.003323
Table | Compact Fluorescent |  | Twist | 1 | 13 | 205321 | Bathroom | 0.003323
Ceiling Fixture | Incandescent |  | Standard A Lamp | 2 | 60 | 205322 | Bathroom | 0.003323
Wall Mount | Incandescent |  | Globe | 4 | 60 | 205322 | Bathroom | 0.003323
Ceiling Fixture | Incandescent |  | Standard A Lamp | 2 | 60 | 205322 | Bathroom | 0.003323
Table | Incandescent |  | Standard A Lamp | 1 | 60 | 205322 | Bathroom | 0.003323
Wall Mount | Incandescent |  | Standard A Lamp | 1 | 60 | 205322 | Bathroom | 0.003323
Table | Incandescent |  | Decorative | 1 | 25 | 205322 | Bathroom | 0.003323
Ceiling Fixture | Incandescent |  | Standard A Lamp | 2 | 60 | 205322 | Bathroom | 0.003323
Table | Incandescent |  | Decorative | 1 | 25 | 205322 | Bathroom | 0.003323
Floor lamp | Incandescent |  | Mini base | 2 | 40 | 205322 | Bathroom | 0.003323
Ceiling Fan | Incandescent |  | Decorative | 3 | 40 | 205322 | Bathroom | 0.003323
Ceiling Fixture | Incandescent |  | Standard A Lamp | 1 | 60 | 205323 | Bathroom | 0.003323
Wall Mount | Incandescent |  | Standard A Lamp | 4 | 60 | 205323 | Bathroom | 0.003323
Ceiling Fixture | Incandescent |  | Standard A Lamp | 2 | 60 | 205323 | Bathroom | 0.003323
Wall Mount | Incandescent |  | Standard A Lamp | 1 | 60 | 205323 | Bathroom | 0.003323
Ceiling Fixture | Incandescent |  | Standard A Lamp | 1 | 75 | 205323 | Bathroom | 0.003323
Ceiling Fixture | Incandescent |  | Standard A Lamp | 2 | 75 | 205323 | Bathroom | 0.003323
Ceiling Fixture | Incandescent |  | Heat Lamp | 2 | 250 | 205661 | Bathroom | 0.003323
Wall Mount | Incandescent |  | Standard A Lamp | 2 | 60 | 205661 | Bathroom | 0.003323
Chandelier (Hanging) | Incandescent |  | Standard A Lamp | 4 | 25 | 205661 | Bathroom | 0.003323
Table | Compact Fluorescent |  | Twist | 1 | 8 | 205661 | Bathroom | 0.003323
Wall Mount | Incandescent |  | Standard A Lamp | 2 | 75 | 205661 | Bathroom | 0.003323
Ceiling Fixture | Incandescent |  | Standard A Lamp | 2 | 60 | 205661 | Bathroom | 0.003323
Chandelier (Hanging) | Compact Fluorescent |  | Twist | 4 | 8 | 205661 | Bathroom | 0.003323
Wall Mount | Incandescent |  | Standard A Lamp | 1 | 60 | 205661 | Bathroom | 0.003323
Ceiling Fixture | Compact Fluorescent |  | Twist | 1 | 28 | 205661 | Bathroom | 0.003323
Table | Compact Fluorescent |  | Twist | 1 | 7 | 205661 | Bathroom | 0.003323
Floor lamp | Compact Fluorescent |  | Twist | 1 | 28 | 205661 | Bathroom | 0.003323
Chandelier (Hanging) | Incandescent |  | Decorative | 1 | 25 | 205661 | Bathroom | 0.003323
Ceiling Fixture | Incandescent |  | Heat Lamp | 2 | 250 | 205662 | Bathroom | 0.003323
Wall Mount | Incandescent |  | Standard A Lamp | 2 | 60 | 205662 | Bathroom | 0.003323
Ceiling Fixture | Compact Fluorescent |  | Twist | 2 | 28 | 205662 | Bathroom | 0.003323
Wall Mount | Incandescent |  | Standard A Lamp | 2 | 75 | 205662 | Bathroom | 0.003323
Ceiling Fixture | Incandescent |  | Standard A Lamp | 2 | 60 | 205662 | Bathroom | 0.003323
Chandelier (Hanging) | Incandescent |  | Standard A Lamp | 2 | 60 | 205662 | Bathroom | 0.003323
Wall Mount | Incandescent |  | Standard A Lamp | 1 | 60 | 205662 | Bathroom | 0.003323
Ceiling Fixture | Incandescent |  | Standard A Lamp | 1 | 60 | 205662 | Bathroom | 0.003323
Table | Incandescent |  | Standard A Lamp | 1 | 75 | 205662 | Bathroom | 0.003323
Table | Compact Fluorescent |  | Twist | 1 | 28 | 205662 | Bathroom | 0.003323
Ceiling Fixture | Incandescent |  | Heat Lamp | 2 | 150 | 205663 | Bathroom | 0.003323
Wall Mount | Incandescent |  | Standard A Lamp | 2 | 60 | 205663 | Bathroom | 0.003323
Ceiling Fixture | Incandescent |  | Standard A Lamp | 2 | 60 | 205663 | Bathroom | 0.003323
Table | Incandescent |  | Standard A Lamp | 1 | 60 | 205663 | Bathroom | 0.003323
Wall Mount | Compact Fluorescent |  | Twist | 1 | 8 | 205663 | Bathroom | 0.003323
Wall Mount | Incandescent |  | Standard A Lamp | 2 | 40 | 205663 | Bathroom | 0.003323
Chandelier (Hanging) | Compact Fluorescent |  | Twist | 4 | 8 | 205663 | Bathroom | 0.003323
Ceiling Fixture | Incandescent |  | Standard A Lamp | 1 | 40 | 205663 | Bathroom | 0.003323
Table | Incandescent |  | Standard A Lamp | 1 | 60 | 205663 | Bathroom | 0.003323
Floor lamp | Halogen |  | Other | 1 | 30 | 205663 | Bathroom | 0.003323
Chandelier (Hanging) | Incandescent |  | Decorative | 1 | 40 | 205663 | Bathroom | 0.003323
Wall Mount | Incandescent |  | Standard A Lamp | 3 | 40 | 205811 | Bathroom | 0.0049845
Table | Incandescent |  | Standard A Lamp | 1 | 40 | 205811 | Bathroom | 0.0049845
Ceiling Fixture | Linear Fluorescent | 4 | T-8 | 2 | 40 | 205811 | Bathroom | 0.0049845
Wall Mount | Incandescent |  | Standard A Lamp | 1 | 40 | 205811 | Bathroom | 0.0049845
Floor lamp | Incandescent |  | Standard A Lamp | 1 | 40 | 205811 | Bathroom | 0.0049845
Ceiling Fixture | Incandescent |  | Standard A Lamp | 1 | 40 | 205811 | Bathroom | 0.0049845
Wall Mount | Incandescent |  | Standard A Lamp | 3 | 40 | 205812 | Bathroom | 0.0049845
Table | Incandescent |  | Standard A Lamp | 1 | 40 | 205812 | Bathroom | 0.0049845
Ceiling Fixture | Linear Fluorescent | 4 | T-8 | 2 | 40 | 205812 | Bathroom | 0.0049845
Wall Mount | Compact Fluorescent |  | Twist | 1 | 28 | 205812 | Bathroom | 0.0049845
Floor lamp | Compact Fluorescent |  | Twist | 2 | 13 | 205812 | Bathroom | 0.0049845
Ceiling Fixture | Incandescent |  | Standard A Lamp | 1 | 60 | 205812 | Bathroom | 0.0049845
Table | Compact Fluorescent |  | Twist | 1 | 13 | 205812 | Bathroom | 0.0049845
Wall Mount | Incandescent |  | Standard A Lamp | 3 | 60 | 206651 | Bathroom | 0.003323
Ceiling Fixture | Other |  | Other | 1 | 22 | 206651 | Bathroom | 0.003323
Table | Compact Fluorescent |  | Twist | 1 | 15 | 206651 | Bathroom | 0.003323
Ceiling Fixture | Incandescent |  | Standard A Lamp | 1 | 60 | 206651 | Bathroom | 0.003323
Table | Incandescent |  | Other | 2 | 40 | 206651 | Bathroom | 0.003323
Recessed Can | Compact Fluorescent |  | A shape bulb | 1 | 22 | 206651 | Bathroom | 0.003323
Recessed Can | Incandescent |  | Reflector | 1 | 65 | 206651 | Bathroom | 0.003323
Track | Halogen |  | PAR | 6 | 50 | 206651 | Bathroom | 0.003323
Ceiling Fixture | Incandescent |  | Standard A Lamp | 1 | 60 | 206651 | Bathroom | 0.003323
Wall Mount | Incandescent |  | Standard A Lamp | 1 | 60 | 206651 | Bathroom | 0.003323
Ceiling Fixture | Incandescent |  | Standard A Lamp | 3 | 40 | 206651 | Bathroom | 0.003323
Floor lamp | Compact Fluorescent |  | Twist | 1 | 22 | 206651 | Bathroom | 0.003323
Table | Compact Fluorescent |  | Twist | 1 | 22 | 206651 | Bathroom | 0.003323
Ceiling Fixture | Incandescent |  | Standard A Lamp | 2 | 60 | 206651 | Bathroom | 0.003323
Ceiling Fixture | Other |  | Other | 1 | 22 | 206651 | Bathroom | 0.003323
Floor lamp | Compact Fluorescent |  | Twist | 1 | 15 | 206651 | Bathroom | 0.003323
Floor lamp | Incandescent |  | Standard A Lamp | 2 | 60 | 206651 | Bathroom | 0.003323
Ceiling Fixture | Compact Fluorescent |  | A shape bulb | 2 | 15 | 206651 | Bathroom | 0.003323
Ceiling Fixture | Linear Fluorescent | 4 | T-12 | 2 | 40 | 206651 | Bathroom | 0.003323
Wall Mount | Incandescent |  | Globe | 3 | 40 | 206652 | Bathroom | 0.003323
Ceiling Fixture | Incandescent |  | Standard A Lamp | 2 | 60 | 206652 | Bathroom | 0.003323
Wall Mount | Incandescent |  | Standard A Lamp | 2 | 40 | 206652 | Bathroom | 0.003323
Recessed Can | Incandescent |  | Reflector | 1 | 65 | 206652 | Bathroom | 0.003323
Ceiling Fixture | Incandescent |  | Standard A Lamp | 1 | 60 | 206652 | Bathroom | 0.003323
Chandelier (Hanging) | Incandescent |  | Decorative | 6 | 40 | 206652 | Bathroom | 0.003323
Table | Compact Fluorescent |  | Twist | 1 | 15 | 206652 | Bathroom | 0.003323
Ceiling Fixture | Incandescent |  | Standard A Lamp | 2 | 60 | 206652 | Bathroom | 0.003323
Ceiling Fixture | Linear Fluorescent | 4 | T-12 | 2 | 40 | 206652 | Bathroom | 0.003323
Ceiling Fixture | Incandescent |  | Standard A Lamp | 2 | 60 | 206652 | Bathroom | 0.003323
Ceiling Fixture | Incandescent |  | Standard A Lamp | 1 | 60 | 206652 | Bathroom | 0.003323
Table | Compact Fluorescent |  | Twist | 1 | 15 | 206652 | Bathroom | 0.003323
Wall Mount | Incandescent |  | Standard A Lamp | 3 | 60 | 206653 | Bathroom | 0.003323
Recessed Can | Compact Fluorescent |  | Twist | 1 | 15 | 206653 | Bathroom | 0.003323
Ceiling Fixture | Incandescent |  | Decorative | 1 | 30 | 206653 | Bathroom | 0.003323
Track | Halogen |  | MR | 6 | 60 | 206653 | Bathroom | 0.003323
Table | Incandescent |  | Standard A Lamp | 3 | 40 | 206653 | Bathroom | 0.003323
Ceiling Fan | Halogen |  | MR | 3 | 60 | 206653 | Bathroom | 0.003323
Floor lamp | Incandescent |  | Standard A Lamp | 1 | 60 | 206653 | Bathroom | 0.003323
Floor lamp | Halogen |  | MR | 1 | 150 | 206653 | Bathroom | 0.003323
Ceiling Fixture | Incandescent |  | Other | 4 | 25 | 206653 | Bathroom | 0.003323
Track | Halogen |  | MR | 4 | 60 | 206653 | Bathroom | 0.003323
Ceiling Fixture | Incandescent |  | Other | 4 | 25 | 206653 | Bathroom | 0.003323
Wall Mount | Incandescent |  | Standard A Lamp | 1 | 60 | 206653 | Bathroom | 0.003323
Table | Incandescent |  | Standard A Lamp | 1 | 60 | 206653 | Bathroom | 0.003323
Ceiling Fixture | Incandescent |  | Standard A Lamp | 1 | 60 | 206653 | Bathroom | 0.003323
Ceiling Fixture | Incandescent |  | Standard A Lamp | 1 | 60 | 206653 | Bathroom | 0.003323
Track | Halogen |  | MR | 4 | 60 | 206653 | Bathroom | 0.003323
Table | Incandescent |  | Standard A Lamp | 1 | 60 | 206653 | Bathroom | 0.003323
Floor lamp | Compact Fluorescent |  | Pin base | 1 | 28 | 206653 | Bathroom | 0.003323
Wall Mount | Incandescent |  | Standard A Lamp | 4 | 60 | 207051 | Bathroom | 0.003323
Ceiling Fan | Incandescent |  | Heat Lamp | 1 | 250 | 207051 | Bathroom | 0.003323
Ceiling Fixture | Incandescent |  | Standard A Lamp | 2 | 60 | 207051 | Bathroom | 0.003323
Ceiling Fixture | Incandescent |  | Standard A Lamp | 2 | 60 | 207051 | Bathroom | 0.003323
Ceiling Fixture | Incandescent |  | Standard A Lamp | 2 | 60 | 207051 | Bathroom | 0.003323
Floor lamp | Incandescent |  | Standard A Lamp | 1 | 60 | 207051 | Bathroom | 0.003323
Wall Mount | Incandescent |  | Standard A Lamp | 1 | 40 | 207051 | Bathroom | 0.003323
Ceiling Fixture |  |  |  | 2 |  | 207051 | Bathroom | 0.003323
Ceiling Fixture | Incandescent |  | Standard A Lamp | 2 | 60 | 207051 | Bathroom | 0.003323
Ceiling Fixture | Incandescent |  | Standard A Lamp | 2 | 60 | 207051 | Bathroom | 0.003323
Wall Mount | Incandescent |  | Standard A Lamp | 4 | 60 | 207052 | Bathroom | 0.003323
Ceiling Fixture | Incandescent |  | Standard A Lamp | 2 | 60 | 207052 | Bathroom | 0.003323
Ceiling Fixture | Incandescent |  | Standard A Lamp | 2 | 60 | 207052 | Bathroom | 0.003323
Ceiling Fixture | Incandescent |  | Standard A Lamp | 2 | 60 | 207052 | Bathroom | 0.003323
Wall Mount | Linear Fluorescent | 1.5 | T-8 | 2 | 15 | 207052 | Bathroom | 0.003323
Ceiling Fixture | Compact Fluorescent |  | Twist | 2 | 15 | 207052 | Bathroom | 0.003323
Wall Mount | Incandescent |  | Standard A Lamp | 1 | 60 | 207052 | Bathroom | 0.003323
Table | Compact Fluorescent |  | Twist | 1 | 15 | 207052 | Bathroom | 0.003323
Ceiling Fixture | Incandescent |  | Standard A Lamp | 2 | 75 | 207052 | Bathroom | 0.003323
Wall Mount | Incandescent |  | Standard A Lamp | 4 | 60 | 207053 | Bathroom | 0.003323
Ceiling Fan | Incandescent |  | Heat Lamp | 1 | 250 | 207053 | Bathroom | 0.003323
Ceiling Fixture | Incandescent |  | Standard A Lamp | 2 | 60 | 207053 | Bathroom | 0.003323
Ceiling Fixture | Incandescent |  | Standard A Lamp | 2 | 60 | 207053 | Bathroom | 0.003323
Table | Incandescent |  | Decorative | 1 | 7 | 207053 | Bathroom | 0.003323
Ceiling Fixture | Incandescent |  | Standard A Lamp | 2 | 60 | 207053 | Bathroom | 0.003323
Ceiling Fixture | Incandescent |  | Standard A Lamp | 2 | 60 | 207053 | Bathroom | 0.003323
Recessed Can | Incandescent |  | Standard A Lamp | 1 | 60 | 207053 | Bathroom | 0.003323
Wall Mount | Compact Fluorescent |  | Twist | 1 | 18 | 207053 | Bathroom | 0.003323
Table | Incandescent |  | Standard A Lamp | 1 | 60 | 207053 | Bathroom | 0.003323
Ceiling Fixture | Incandescent |  | Standard A Lamp | 2 | 60 | 207053 | Bathroom | 0.003323
Wall Mount | Linear Fluorescent | 2 | T-8 | 2 | 17 | 208031 | Bathroom | 0.003323
Ceiling Fixture | Compact Fluorescent |  | Twist | 2 | 15 | 208031 | Bathroom | 0.003323
Ceiling Fixture | Linear Fluorescent | 4 | T-12 | 2 | 40 | 208031 | Bathroom | 0.003323
Table | Compact Fluorescent |  | Twist | 1 | 15 | 208031 | Bathroom | 0.003323
Ceiling Fixture | Compact Fluorescent |  | Twist | 2 | 15 | 208031 | Bathroom | 0.003323
Wall Mount | Linear Fluorescent | 2 | T-8 | 2 | 16 | 208032 | Bathroom | 0.003323
Ceiling Fixture | Compact Fluorescent |  | Twist | 1 | 15 | 208032 | Bathroom | 0.003323
Ceiling Fixture | Compact Fluorescent |  | Twist | 1 | 15 | 208032 | Bathroom | 0.003323
Ceiling Fixture | Linear Fluorescent | 4 | T-12 | 2 | 40 | 208032 | Bathroom | 0.003323
Ceiling Fixture | Compact Fluorescent |  | Twist | 2 | 15 | 208032 | Bathroom | 0.003323
Wall Mount | Incandescent |  | Standard A Lamp | 1 | 60 | 208032 | Bathroom | 0.003323
Ceiling Fixture | Compact Fluorescent |  | Twist | 1 | 15 | 208032 | Bathroom | 0.003323
Ceiling Fixture | Compact Fluorescent |  | Twist | 2 | 15 | 208032 | Bathroom | 0.003323
Wall Mount | Linear Fluorescent | 2 | T-8 | 2 | 17 | 208033 | Bathroom | 0.003323
Ceiling Fixture | Compact Fluorescent |  | Twist | 2 | 15 | 208033 | Bathroom | 0.003323
Ceiling Fixture | Linear Fluorescent | 4 | T-12 | 2 | 40 | 208033 | Bathroom | 0.003323
Table | Incandescent |  | Standard A Lamp | 1 | 100 | 208033 | Bathroom | 0.003323
Ceiling Fixture | Compact Fluorescent |  | Twist | 2 | 15 | 208033 | Bathroom | 0.003323
Ceiling Fixture | Incandescent |  | Standard A Lamp | 2 | 60 | 210001 | Living Room | 0.003323
Ceiling Fixture | Incandescent |  | Standard A Lamp | 1 | 60 | 210001 | Living Room | 0.003323
Ceiling Fixture | Linear Fluorescent | 4 | T-12 | 2 | 40 | 210001 | Living Room | 0.003323
Wall Mount | Linear Fluorescent | 2 | T-12 | 1 | 30 | 210001 | Living Room | 0.003323
Ceiling Fixture | Incandescent |  | Standard A Lamp | 1 | 60 | 210001 | Living Room | 0.003323
Ceiling Fixture | Incandescent |  | Standard A Lamp | 1 | 60 | 210001 | Living Room | 0.003323
Ceiling Fixture | Linear Fluorescent | 4 | T-12 | 2 | 40 | 210002 | Living Room | 0.003323
Ceiling Fixture | Incandescent |  | Standard A Lamp | 1 | 100 | 210002 | Living Room | 0.003323
Floor lamp | Incandescent |  | Decorative | 2 | 60 | 210002 | Living Room | 0.003323
Table | Incandescent |  | Standard A Lamp | 1 | 100 | 210002 | Living Room | 0.003323
Table | Incandescent |  | Decorative | 1 | 60 | 210002 | Living Room | 0.003323
Ceiling Fixture | Linear Fluorescent | 4 | T-12 | 2 | 40 | 210002 | Living Room | 0.003323
Wall Mount | Incandescent |  | Standard A Lamp | 2 | 60 | 210002 | Living Room | 0.003323
Wall Mount | Incandescent |  | Standard A Lamp | 2 | 60 | 210003 | Bathroom | 0.003323
Ceiling Fixture | Linear Fluorescent | 4 | T-12 | 2 | 40 | 210003 | Bathroom | 0.003323
Ceiling Fixture | Other |  | Other | 1 | 32 | 210003 | Bathroom | 0.003323
Ceiling Fixture | Incandescent |  | Standard A Lamp | 4 | 60 | 210003 | Bathroom | 0.003323
Floor lamp | Incandescent |  | 3-Way Incandescent | 1 | 150 | 210003 | Bathroom | 0.003323
Table | Incandescent |  | Standard A Lamp | 2 | 60 | 210003 | Bathroom | 0.003323
Ceiling Fixture | Incandescent |  | Standard A Lamp | 2 | 60 | 212681 | Bedroom | 0.003323
Table | Incandescent |  | Standard A Lamp | 1 | 60 | 212681 | Bedroom | 0.003323
Table | Incandescent |  | Standard A Lamp | 1 | 40 | 212681 | Bedroom | 0.003323
Table | Incandescent |  | Standard A Lamp | 1 | 25 | 212681 | Bedroom | 0.003323
Ceiling Fixture | Incandescent |  | Standard A Lamp | 1 | 60 | 212681 | Bedroom | 0.003323
Ceiling Fixture | Halogen |  | MR | 3 | 20 | 212681 | Bedroom | 0.003323
Wall Mount | Linear Fluorescent | 2 | T-4 | 1 | 15 | 212681 | Bedroom | 0.003323
Recessed - other | Halogen |  | MR | 1 | 20 | 212681 | Bedroom | 0.003323
Ceiling Fan | Incandescent |  | Standard A Lamp | 4 | 60 | 212681 | Bedroom | 0.003323
Ceiling Fixture | Halogen |  | MR | 1 | 16 | 212681 | Bedroom | 0.003323
Table | Compact Fluorescent |  | Twist | 1 | 40 | 212681 | Bedroom | 0.003323
Ceiling Fixture | Incandescent |  | Standard A Lamp | 2 | 40 | 212681 | Bedroom | 0.003323
Wall Mount | Incandescent |  | Globe | 4 | 60 | 212681 | Bedroom | 0.003323
Ceiling Fixture | Incandescent |  | Standard A Lamp | 1 | 60 | 212682 | Bathroom | 0.003323
Ceiling Fixture | Incandescent |  | Standard A Lamp | 2 | 60 | 212682 | Bathroom | 0.003323
Table | Incandescent |  | Standard A Lamp | 1 | 60 | 212682 | Bathroom | 0.003323
Ceiling Fixture | Incandescent |  | Standard A Lamp | 2 | 60 | 212682 | Bathroom | 0.003323
Table | Incandescent |  | Standard A Lamp | 1 | 25 | 212682 | Bathroom | 0.003323
Ceiling Fixture | Incandescent |  | Standard A Lamp | 1 | 65 | 212682 | Bathroom | 0.003323
Ceiling Fixture | Linear Fluorescent | 4 | T-8 | 2 | 32 | 212682 | Bathroom | 0.003323
Wall Mount | Linear Fluorescent | 2 | T-4 | 1 | 17 | 212682 | Bathroom | 0.003323
Wall Mount | Incandescent |  | Standard A Lamp | 1 | 25 | 212682 | Bathroom | 0.003323
Chandelier (Hanging) | Incandescent |  | Decorative | 3 | 40 | 212682 | Bathroom | 0.003323
Ceiling Fixture | Incandescent |  | Standard A Lamp | 1 | 60 | 212682 | Bathroom | 0.003323
Ceiling Fixture | Incandescent |  | Standard A Lamp | 1 | 60 | 212682 | Bathroom | 0.003323
Ceiling Fixture | Incandescent |  | Standard A Lamp | 1 | 60 | 212683 | Bathroom | 0.003323
Ceiling Fixture | Incandescent |  | Standard A Lamp | 2 | 60 | 212683 | Bathroom | 0.003323
Table | Incandescent |  | Standard A Lamp | 1 | 60 | 212683 | Bathroom | 0.003323
Table | Incandescent |  | Standard A Lamp | 1 | 100 | 212683 | Bathroom | 0.003323
Ceiling Fixture | Incandescent |  | Standard A Lamp | 1 | 60 | 212683 | Bathroom | 0.003323
Ceiling Fixture | Incandescent |  | Standard A Lamp | 2 | 60 | 212683 | Bathroom | 0.003323
Ceiling Fixture | Incandescent |  | Standard A Lamp | 1 | 65 | 212683 | Bathroom | 0.003323
Ceiling Fixture | Linear Fluorescent | 4 | T-8 | 2 | 32 | 212683 | Bathroom | 0.003323
Wall Mount | Linear Fluorescent | 1.5 | T-12 | 1 | 15 | 212683 | Bathroom | 0.003323
Wall Mount | Incandescent |  | Standard A Lamp | 1 | 60 | 212683 | Bathroom | 0.003323
Table | Incandescent |  | Standard A Lamp | 1 | 60 | 212683 | Bathroom | 0.003323
Ceiling Fixture | Incandescent |  | Standard A Lamp | 3 | 40 | 212683 | Bathroom | 0.003323
Ceiling Fixture | Incandescent |  | Standard A Lamp | 1 | 60 | 212683 | Bathroom | 0.003323
Wall Mount | Incandescent |  | Standard A Lamp | 4 | 60 | 212683 | Bathroom | 0.003323
Wall Mount | Incandescent |  | Standard A Lamp | 4 | 75 | 213461 | Bathroom | 0.003323
Ceiling Fixture | Incandescent |  | Standard A Lamp | 2 | 60 | 213461 | Bathroom | 0.003323
Table | Incandescent |  | Standard A Lamp | 1 | 60 | 213461 | Bathroom | 0.003323
Floor lamp | Incandescent |  | Standard A Lamp | 1 | 75 | 213461 | Bathroom | 0.003323
Ceiling Fixture | Incandescent |  | Standard A Lamp | 1 | 75 | 213461 | Bathroom | 0.003323
Table | Incandescent |  | Decorative | 1 | 15 | 213461 | Bathroom | 0.003323
Table | Incandescent |  | Standard A Lamp | 1 | 60 | 213461 | Bathroom | 0.003323
Ceiling Fixture | Linear Fluorescent | 4 | T-12 | 4 | 20 | 213461 | Bathroom | 0.003323
Wall Mount | Incandescent |  | Standard A Lamp | 1 | 100 | 213461 | Bathroom | 0.003323
Wall Mount | Linear Fluorescent | 1.5 | T-12 | 2 | 16 | 213461 | Bathroom | 0.003323
Recessed Can | Incandescent |  | Reflector | 1 | 65 | 213461 | Bathroom | 0.003323
Ceiling Fixture | Incandescent |  | Standard A Lamp | 1 | 75 | 213461 | Bathroom | 0.003323
Table | Incandescent |  | Standard A Lamp | 1 | 40 | 213461 | Bathroom | 0.003323
Table | Incandescent |  | 3-Way Incandescent | 1 | 100 | 213461 | Bathroom | 0.003323
Ceiling Fixture | Incandescent |  | Standard A Lamp | 1 | 60 | 213461 | Bathroom | 0.003323
Ceiling Fixture | Incandescent |  | Standard A Lamp | 1 | 60 | 213461 | Bathroom | 0.003323
Wall Mount | Compact Fluorescent |  | A shape bulb | 4 | 15 | 213462 | Bathroom | 0.003323
Ceiling Fixture | Compact Fluorescent |  | A shape bulb | 1 | 15 | 213462 | Bathroom | 0.003323
Ceiling Fixture | Compact Fluorescent |  | A shape bulb | 2 | 15 | 213462 | Bathroom | 0.003323
Ceiling Fixture | Compact Fluorescent |  | A shape bulb | 2 | 15 | 213462 | Bathroom | 0.003323
Table | Compact Fluorescent |  | A shape bulb | 1 | 15 | 213462 | Bathroom | 0.003323
Ceiling Fixture | Linear Fluorescent | 4 | T-12 | 4 | 20 | 213462 | Bathroom | 0.003323
Ceiling Fixture | Incandescent |  | Standard A Lamp | 1 | 65 | 213462 | Bathroom | 0.003323
Ceiling Fixture | Compact Fluorescent |  | A shape bulb | 2 | 15 | 213462 | Bathroom | 0.003323
Ceiling Fixture | Incandescent |  | Standard A Lamp | 1 | 60 | 213462 | Bathroom | 0.003323
Ceiling Fixture | Incandescent |  | Standard A Lamp | 1 | 60 | 213462 | Bathroom | 0.003323
Wall Mount | Incandescent |  | Standard A Lamp | 4 | 40 | 213463 | Bathroom | 0.003323
Ceiling Fixture | Incandescent |  | Standard A Lamp | 1 | 40 | 213463 | Bathroom | 0.003323
Ceiling Fixture | Incandescent |  | Standard A Lamp | 1 | 40 | 213463 | Bathroom | 0.003323
Table | Incandescent |  | Decorative | 1 | 40 | 213463 | Bathroom | 0.003323
Table | Incandescent |  | Decorative | 1 | 30 | 213463 | Bathroom | 0.003323
Ceiling Fixture | Incandescent |  | Standard A Lamp | 2 | 40 | 213463 | Bathroom | 0.003323
Ceiling Fixture | Incandescent |  | Standard A Lamp | 1 | 60 | 213463 | Bathroom | 0.003323
Ceiling Fixture | Linear Fluorescent | 4 | T-12 | 2 | 20 | 213463 | Bathroom | 0.003323
Wall Mount | Incandescent |  | Decorative | 1 | 40 | 213463 | Bathroom | 0.003323
Table | Incandescent |  | Decorative | 1 | 40 | 213463 | Bathroom | 0.003323
Recessed Can | Incandescent |  | Reflector | 1 | 65 | 213463 | Bathroom | 0.003323
Ceiling Fixture | Incandescent |  | Standard A Lamp | 2 | 60 | 213463 | Bathroom | 0.003323
Table | Incandescent |  | Standard A Lamp | 1 | 60 | 213463 | Bathroom | 0.003323
Table | Incandescent |  | Standard A Lamp | 1 | 40 | 213463 | Bathroom | 0.003323
Wall Mount | Incandescent |  | Standard A Lamp | 2 | 75 | 214241 | Bathroom | 0.003323
Table | Incandescent |  | Standard A Lamp | 1 | 40 | 214241 | Bathroom | 0.003323
Wall Mount | Incandescent |  | Standard A Lamp | 2 | 71 | 214241 | Bathroom | 0.003323
Ceiling Fan | Incandescent |  | Standard A Lamp | 1 | 71 | 214241 | Bathroom | 0.003323
Floor lamp | Incandescent |  | Standard A Lamp | 1 | 60 | 214241 | Bathroom | 0.003323
Ceiling Fixture | Incandescent |  | Standard A Lamp | 1 | 75 | 214241 | Bathroom | 0.003323
Other | Incandescent |  | Standard A Lamp | 1 | 71 | 214241 | Bathroom | 0.003323
Ceiling Fixture | Incandescent |  | Standard A Lamp | 2 | 75 | 214241 | Bathroom | 0.003323
Other | Incandescent |  | Standard A Lamp | 1 | 40 | 214241 | Bathroom | 0.003323
Wall Mount | Incandescent |  | Standard A Lamp | 1 | 100 | 214241 | Bathroom | 0.003323
Ceiling Fixture | Incandescent |  | Standard A Lamp | 1 | 60 | 214241 | Bathroom | 0.003323
Wall Mount | Incandescent |  | Standard A Lamp | 2 | 60 | 214242 | Bathroom | 0.003323
Ceiling Fan | Compact Fluorescent |  | Twist | 1 | 13 | 214242 | Bathroom | 0.003323
Wall Mount | Compact Fluorescent |  | Twist | 2 | 23 | 214242 | Bathroom | 0.003323
Table | Compact Fluorescent |  | Twist | 1 | 13 | 214242 | Bathroom | 0.003323
Ceiling Fan | Compact Fluorescent |  | Twist | 1 | 23 | 214242 | Bathroom | 0.003323
Floor lamp | Incandescent |  | Standard A Lamp | 1 | 60 | 214242 | Bathroom | 0.003323
Ceiling Fixture | Compact Fluorescent |  | Twist | 1 | 23 | 214242 | Bathroom | 0.003323
Ceiling Fixture | Incandescent |  | Standard A Lamp | 2 | 60 | 214242 | Bathroom | 0.003323
Other | Compact Fluorescent |  | Twist | 1 | 15 | 214242 | Bathroom | 0.003323
Wall Mount | Compact Fluorescent |  | Twist | 1 | 23 | 214242 | Bathroom | 0.003323
Ceiling Fixture | Incandescent |  | Standard A Lamp | 1 | 60 | 214242 | Bathroom | 0.003323
Wall Mount | Compact Fluorescent |  | Twist | 2 | 15 | 214243 | Bathroom | 0.003323
Ceiling Fixture | Incandescent |  | Standard A Lamp | 1 | 40 | 214243 | Bathroom | 0.003323
Wall Mount | Incandescent |  | Standard A Lamp | 2 | 75 | 214243 | Bathroom | 0.003323
Table | Incandescent |  | Standard A Lamp | 1 | 40 | 214243 | Bathroom | 0.003323
Ceiling Fixture | Compact Fluorescent |  | Twist | 2 | 15 | 214243 | Bathroom | 0.003323
Ceiling Fixture | Incandescent |  | Standard A Lamp | 1 | 40 | 214243 | Bathroom | 0.003323
Ceiling Fixture | Incandescent |  | Standard A Lamp | 2 | 60 | 214243 | Bathroom | 0.003323
Wall Mount | Incandescent |  | Standard A Lamp | 1 | 75 | 214243 | Bathroom | 0.003323
Table | Incandescent |  | Standard A Lamp | 1 | 40 | 214243 | Bathroom | 0.003323
Ceiling Fixture | Incandescent |  | Standard A Lamp | 1 | 60 | 214243 | Bathroom | 0.003323
Ceiling Fixture | Incandescent |  | Standard A Lamp | 2 | 60 | 214881 | Bathroom | 0.003323
Wall Mount | Incandescent |  | Globe | 5 | 40 | 214881 | Bathroom | 0.003323
Ceiling Fixture | Compact Fluorescent |  | Twist | 1 | 15 | 214881 | Bathroom | 0.003323
Ceiling Fixture | Compact Fluorescent |  | Twist | 1 | 15 | 214881 | Bathroom | 0.003323
Table | Incandescent |  | Decorative | 1 | 25 | 214881 | Bathroom | 0.003323
Ceiling Fixture | Compact Fluorescent |  | Twist | 1 | 15 | 214881 | Bathroom | 0.003323
Recessed Can | Incandescent |  | Standard A Lamp | 1 | 40 | 214881 | Bathroom | 0.003323
Chandelier (Hanging) | Other |  | Other | 4 | 15 | 214881 | Bathroom | 0.003323
Ceiling Fixture | Incandescent |  | Other | 2 | 125 | 214882 | Bathroom | 0.003323
Wall Mount | Incandescent |  | Globe | 4 | 60 | 214882 | Bathroom | 0.003323
Ceiling Fixture | Compact Fluorescent |  | Twist | 1 | 15 | 214882 | Bathroom | 0.003323
Ceiling Fixture | Compact Fluorescent |  | Twist | 1 | 15 | 214882 | Bathroom | 0.003323
Recessed Can | Compact Fluorescent |  | Twist | 1 | 7 | 214882 | Bathroom | 0.003323
Other | Compact Fluorescent |  | Twist | 1 | 7 | 214882 | Bathroom | 0.003323
Ceiling Fixture | Compact Fluorescent |  | Twist | 1 | 15 | 214882 | Bathroom | 0.003323
Floor lamp | Incandescent |  | Standard A Lamp | 1 | 75 | 214882 | Bathroom | 0.003323
Ceiling Fan | Incandescent |  | Standard A Lamp | 3 | 52 | 214882 | Bathroom | 0.003323
Torchiere | Incandescent |  | Standard A Lamp | 2 | 40 | 214882 | Bathroom | 0.003323
Ceiling Fixture | Incandescent |  | Standard A Lamp | 3 | 60 | 214882 | Bathroom | 0.003323
Ceiling Fixture | Halogen |  | PAR | 1 | 60 | 214883 | Bathroom | 0.003323
Wall Mount | Incandescent |  | Globe | 5 | 40 | 214883 | Bathroom | 0.003323
Ceiling Fixture | Compact Fluorescent |  | Twist | 1 | 15 | 214883 | Bathroom | 0.003323
Floor lamp | Incandescent |  | Standard A Lamp | 1 | 60 | 214883 | Bathroom | 0.003323
Ceiling Fixture | Compact Fluorescent |  | Twist | 1 | 15 | 214883 | Bathroom | 0.003323
Other | Incandescent |  | Standard A Lamp | 1 | 60 | 214883 | Bathroom | 0.003323
Ceiling Fixture | Incandescent |  | Standard A Lamp | 1 | 60 | 214883 | Bathroom | 0.003323
Ceiling Fixture | Incandescent |  | Standard A Lamp | 1 | 15 | 214883 | Bathroom | 0.003323
Table | Incandescent |  | Standard A Lamp | 1 | 60 | 214883 | Bathroom | 0.003323
Torchiere | Incandescent |  | Decorative | 6 | 5 | 214883 | Bathroom | 0.003323
Ceiling Fixture | Incandescent |  | Standard A Lamp | 1 | 60 | 215051 | Bathroom | 0.003323
Ceiling Fan | Incandescent |  | Standard A Lamp | 1 | 60 | 215051 | Bathroom | 0.003323
Table | Incandescent |  | Standard A Lamp | 1 | 60 | 215051 | Bathroom | 0.003323
Table | Halogen |  | MR | 1 | 30 | 215051 | Bathroom | 0.003323
Ceiling Fan | Incandescent |  | Standard A Lamp | 1 | 60 | 215051 | Bathroom | 0.003323
Ceiling Fixture | Incandescent |  | Standard A Lamp | 1 | 60 | 215051 | Bathroom | 0.003323
Table | Compact Fluorescent |  | Twist | 1 | 15 | 215051 | Bathroom | 0.003323
Ceiling Fixture | Incandescent |  | Standard A Lamp | 1 | 60 | 215051 | Bathroom | 0.003323
Ceiling Fixture | Incandescent |  | Standard A Lamp | 1 | 60 | 215051 | Bathroom | 0.003323
Ceiling Fan | Incandescent |  | Standard A Lamp | 1 | 60 | 215051 | Bathroom | 0.003323
Ceiling Fixture | Incandescent |  | Standard A Lamp | 2 | 60 | 215051 | Bathroom | 0.003323
Floor lamp | Incandescent |  | Standard A Lamp | 5 | 60 | 215051 | Bathroom | 0.003323
Floor lamp | Halogen |  | MR | 1 | 7 | 215051 | Bathroom | 0.003323
Wall Mount | Incandescent |  | Globe | 4 | 40 | 215051 | Bathroom | 0.003323
Wall Mount | Incandescent |  | Globe | 6 | 40 | 215052 | Bathroom | 0.003323
Other | Incandescent |  | Standard A Lamp | 1 | 25 | 215052 | Bathroom | 0.003323
Ceiling Fan | Compact Fluorescent |  | Twist | 1 | 15 | 215052 | Bathroom | 0.003323
Ceiling Fixture | Incandescent |  | Standard A Lamp | 2 | 60 | 215052 | Bathroom | 0.003323
Ceiling Fan | Incandescent |  | Standard A Lamp | 1 | 60 | 215052 | Bathroom | 0.003323
Ceiling Fixture | Compact Fluorescent |  | Twist | 2 | 14 | 215052 | Bathroom | 0.003323
Table | Compact Fluorescent |  | Twist | 1 | 14 | 215052 | Bathroom | 0.003323
Floor lamp | Compact Fluorescent |  | Twist | 2 | 14 | 215052 | Bathroom | 0.003323
Wall Mount | Incandescent |  | Globe | 3 | 60 | 215053 | Bathroom | 0.003323
Wall Mount | Incandescent |  | Globe | 3 | 60 | 215053 | Bathroom | 0.003323
Ceiling Fixture | Compact Fluorescent |  | Twist | 1 | 15 | 215053 | Bathroom | 0.003323
Ceiling Fixture | Incandescent |  | Standard A Lamp | 1 | 40 | 215053 | Bathroom | 0.003323
Wall Mount | Incandescent |  | Standard A Lamp | 1 | 60 | 215053 | Bathroom | 0.003323
Ceiling Fan | Incandescent |  | Standard A Lamp | 1 | 60 | 215053 | Bathroom | 0.003323
Ceiling Fixture | Incandescent |  | Standard A Lamp | 2 | 40 | 215053 | Bathroom | 0.003323
Ceiling Fixture | Incandescent |  | Standard A Lamp | 2 | 60 | 215053 | Bathroom | 0.003323
Ceiling Fan | Incandescent |  | Standard A Lamp | 1 | 100 | 215053 | Bathroom | 0.003323
Recessed Can | Incandescent |  | Other | 1 | 85 | 215053 | Bathroom | 0.003323
Ceiling Fixture | Compact Fluorescent |  | Twist | 2 | 15 | 215053 | Bathroom | 0.003323
Torchiere | Incandescent |  | Standard A Lamp | 1 | 100 | 215053 | Bathroom | 0.003323
Wall Mount | Incandescent |  | Globe | 4 | 25 | 215641 | Bathroom | 0.003323
Ceiling Fixture | Incandescent |  | Heat Lamp | 1 | 250 | 215641 | Bathroom | 0.003323
Ceiling Fixture | Incandescent |  | Standard A Lamp | 2 | 60 | 215641 | Bathroom | 0.003323
Table | Incandescent |  | Standard A Lamp | 1 | 60 | 215641 | Bathroom | 0.003323
Ceiling Fixture | Incandescent |  | Standard A Lamp | 1 | 100 | 215641 | Bathroom | 0.003323
Ceiling Fixture | Linear Fluorescent | 4 | T-12 | 2 | 40 | 215641 | Bathroom | 0.003323
Other | Incandescent |  | Standard A Lamp | 1 | 40 | 215641 | Bathroom | 0.003323
Ceiling Fixture | Incandescent |  | Standard A Lamp | 1 | 75 | 215641 | Bathroom | 0.003323
Table | Incandescent |  | Standard A Lamp | 1 | 150 | 215641 | Bathroom | 0.003323
Wall Mount | Incandescent |  | Globe | 3 | 60 | 215642 | Bathroom | 0.003323
Other | Incandescent |  | Heat Lamp | 1 | 250 | 215642 | Bathroom | 0.003323
Ceiling Fixture | Incandescent |  | Standard A Lamp | 2 | 60 | 215642 | Bathroom | 0.003323
Table | Incandescent |  | Decorative | 1 | 40 | 215642 | Bathroom | 0.003323
Ceiling Fixture | Incandescent |  | Standard A Lamp | 1 | 60 | 215642 | Bathroom | 0.003323
Ceiling Fixture | Linear Fluorescent | 4 | T-12 | 2 | 40 | 215642 | Bathroom | 0.003323
Other | Incandescent |  | Standard A Lamp | 1 | 40 | 215642 | Bathroom | 0.003323
Table | Incandescent |  | Standard A Lamp | 1 | 40 | 215642 | Bathroom | 0.003323
Floor lamp | Incandescent |  | Standard A Lamp | 1 | 60 | 215642 | Bathroom | 0.003323
Floor lamp | Compact Fluorescent |  | Twist | 1 | 19 | 215642 | Bathroom | 0.003323
Table | Compact Fluorescent |  | Twist | 1 | 13 | 215642 | Bathroom | 0.003323
Ceiling Fixture | Incandescent |  | Standard A Lamp | 1 | 60 | 215642 | Bathroom | 0.003323
Ceiling Fixture | Incandescent |  | Heat Lamp | 1 | 250 | 215643 | Bathroom | 0.003323
Wall Mount | Incandescent |  | Standard A Lamp | 2 | 60 | 215643 | Bathroom | 0.003323
Ceiling Fixture | Compact Fluorescent |  | Twist | 2 | 13 | 215643 | Bathroom | 0.003323
Table | Compact Fluorescent |  | Twist | 1 | 13 | 215643 | Bathroom | 0.003323
Ceiling Fixture | Incandescent |  | Standard A Lamp | 1 | 38 | 215643 | Bathroom | 0.003323
Ceiling Fixture | Linear Fluorescent | 4 | T-8 | 2 | 32 | 215643 | Bathroom | 0.003323
Other | Compact Fluorescent |  | Twist | 1 | 13 | 215643 | Bathroom | 0.003323
Ceiling Fan | Incandescent |  | Standard A Lamp | 1 | 60 | 215643 | Bathroom | 0.003323
Floor lamp | Incandescent |  | 3-Way Incandescent | 1 | 100 | 215643 | Bathroom | 0.003323
Wall Mount | Incandescent |  | Standard A Lamp | 4 | 71 | 215761 | Bathroom | 0.003323
Ceiling Fixture | Incandescent |  | Heat Lamp | 2 | 250 | 215761 | Bathroom | 0.003323
Floor lamp | Compact Fluorescent |  | Twist | 4 | 13 | 215761 | Bathroom | 0.003323
Ceiling Fixture | Incandescent |  | Standard A Lamp | 1 | 71 | 215761 | Bathroom | 0.003323
Floor lamp | Compact Fluorescent |  | Twist | 1 | 14 | 215761 | Bathroom | 0.003323
Ceiling Fixture | Compact Fluorescent |  | Twist | 2 | 13 | 215761 | Bathroom | 0.003323
Ceiling Fixture | Linear Fluorescent | 4 | T-12 | 2 | 40 | 215761 | Bathroom | 0.003323
Ceiling Fan | Compact Fluorescent |  | Twist | 2 | 15 | 215761 | Bathroom | 0.003323
Table | Compact Fluorescent |  | Twist | 1 | 13 | 215761 | Bathroom | 0.003323
Ceiling Fixture | Linear Fluorescent | 2 | T-12 | 1 | 20 | 215761 | Bathroom | 0.003323
Other | Incandescent |  | Standard A Lamp | 1 | 40 | 215761 | Bathroom | 0.003323
Wall Mount | Incandescent |  | Globe | 4 | 25 | 215762 | Bathroom | 0.003323
Ceiling Fixture | Incandescent |  | Heat Lamp | 2 | 250 | 215762 | Bathroom | 0.003323
Table | Compact Fluorescent |  | Twist | 1 | 25 | 215762 | Bathroom | 0.003323
Ceiling Fixture | Compact Fluorescent |  | Twist | 2 | 13 | 215762 | Bathroom | 0.003323
Table | Compact Fluorescent |  | Twist | 1 | 13 | 215762 | Bathroom | 0.003323
Table | Compact Fluorescent |  | Twist | 1 | 19 | 215762 | Bathroom | 0.003323
Table | Incandescent |  | Decorative | 1 | 40 | 215762 | Bathroom | 0.003323
Ceiling Fan | Compact Fluorescent |  | Twist | 2 | 19 | 215762 | Bathroom | 0.003323
Ceiling Fixture | Linear Fluorescent | 4 | T-12 | 2 | 40 | 215762 | Bathroom | 0.003323
Recessed - other | Compact Fluorescent |  | Twist | 1 | 13 | 215762 | Bathroom | 0.003323
Ceiling Fixture | Linear Fluorescent | 2 | T-12 | 1 | 20 | 215762 | Bathroom | 0.003323
Table | Compact Fluorescent |  | Twist | 1 | 25 | 215762 | Bathroom | 0.003323
Wall Mount | Compact Fluorescent |  | Twist | 4 | 13 | 215763 | Bathroom | 0.003323
Ceiling Fixture | Incandescent |  | Heat Lamp | 2 | 250 | 215763 | Bathroom | 0.003323
Ceiling Fixture | Compact Fluorescent |  | Twist | 2 | 13 | 215763 | Bathroom | 0.003323
Table | Compact Fluorescent |  | Twist | 1 | 23 | 215763 | Bathroom | 0.003323
Floor lamp | Compact Fluorescent |  | Twist | 1 | 19 | 215763 | Bathroom | 0.003323
Ceiling Fan | Compact Fluorescent |  | Twist | 1 | 23 | 215763 | Bathroom | 0.003323
Recessed - other | Incandescent |  | Standard A Lamp | 1 | 40 | 215763 | Bathroom | 0.003323
Ceiling Fixture | Linear Fluorescent | 4 | T-12 | 2 | 40 | 215763 | Bathroom | 0.003323
Wall Mount | Linear Fluorescent | 2 | T-12 | 1 | 20 | 215763 | Bathroom | 0.003323
Ceiling Fixture | Incandescent |  | Standard A Lamp | 1 | 60 | 215763 | Bathroom | 0.003323
Table | Incandescent |  | Standard A Lamp | 1 | 60 | 215763 | Bathroom | 0.003323
Wall Mount | Incandescent |  | Globe | 4 | 60 | 216271 | Bathroom | 0.0049845
Ceiling Fixture | Incandescent |  | Standard A Lamp | 2 | 40 | 216271 | Bathroom | 0.0049845
Chandelier (Hanging) | Incandescent |  | Standard A Lamp | 1 | 60 | 216271 | Bathroom | 0.0049845
Wall Mount | Incandescent |  | Standard A Lamp | 1 | 60 | 216271 | Bathroom | 0.0049845
Ceiling Fixture | Linear Fluorescent | 4 | T-12 | 4 | 32 | 216271 | Bathroom | 0.0049845
Ceiling Fixture | Incandescent |  | Standard A Lamp | 1 | 60 | 216271 | Bathroom | 0.0049845
Ceiling Fixture | Incandescent |  | Standard A Lamp | 2 | 40 | 216271 | Bathroom | 0.0049845
Table | Incandescent |  | 3-Way Incandescent | 1 | 75 | 216271 | Bathroom | 0.0049845
Ceiling Fixture | Incandescent |  | Standard A Lamp | 2 | 40 | 216271 | Bathroom | 0.0049845
Table | Incandescent |  | 3-Way Incandescent | 1 | 70 | 216271 | Bathroom | 0.0049845
Wall Mount | Incandescent |  | Globe | 4 | 60 | 216271 | Bathroom | 0.0049845
Wall Mount | Incandescent |  | Globe | 4 | 60 | 216272 | Bathroom | 0.0049845
Wall Mount | Incandescent |  | Globe | 4 | 60 | 216272 | Bathroom | 0.0049845
Ceiling Fixture | Incandescent |  | Standard A Lamp | 2 | 60 | 216272 | Bathroom | 0.0049845
Chandelier (Hanging) | Incandescent |  | Standard A Lamp | 1 | 150 | 216272 | Bathroom | 0.0049845
Wall Mount | Incandescent |  | Standard A Lamp | 1 | 60 | 216272 | Bathroom | 0.0049845
Ceiling Fixture | Linear Fluorescent | 4 | T-8 | 4 | 32 | 216272 | Bathroom | 0.0049845
Ceiling Fixture | Compact Fluorescent |  | Twist | 1 | 13 | 216272 | Bathroom | 0.0049845
Ceiling Fixture | Incandescent |  | Standard A Lamp | 2 | 60 | 216272 | Bathroom | 0.0049845
Table | Compact Fluorescent |  | Twist | 3 | 13 | 216272 | Bathroom | 0.0049845
Ceiling Fixture | Incandescent |  | Standard A Lamp | 2 | 60 | 216272 | Bathroom | 0.0049845
Wall Mount | Incandescent |  | Standard A Lamp | 2 | 60 | 216421 | Bathroom | 0.0049845
Table | Compact Fluorescent |  | Twist | 1 | 26 | 216421 | Bathroom | 0.0049845
Ceiling Fixture | Incandescent |  | Standard A Lamp | 2 | 60 | 216421 | Bathroom | 0.0049845
Ceiling Fixture | Incandescent |  | Standard A Lamp | 2 | 60 | 216421 | Bathroom | 0.0049845
Ceiling Fixture | Incandescent |  | Standard A Lamp | 2 | 60 | 216421 | Bathroom | 0.0049845
Chandelier (Hanging) | Incandescent |  | Standard A Lamp | 2 | 60 | 216421 | Bathroom | 0.0049845
Wall Mount | Incandescent |  | Standard A Lamp | 2 | 100 | 216422 | Bathroom | 0.0049845
Table | Incandescent |  | Standard A Lamp | 1 | 60 | 216422 | Bathroom | 0.0049845
Ceiling Fixture | Incandescent |  | Standard A Lamp | 2 | 60 | 216422 | Bathroom | 0.0049845
Ceiling Fixture | Incandescent |  | Standard A Lamp | 2 | 60 | 216422 | Bathroom | 0.0049845
Recessed - other | Incandescent |  | Standard A Lamp | 1 | 60 | 216422 | Bathroom | 0.0049845
Chandelier (Hanging) | Incandescent |  | Standard A Lamp | 2 | 60 | 216422 | Bathroom | 0.0049845
Floor lamp | Incandescent |  | Standard A Lamp | 1 | 60 | 216422 | Bathroom | 0.0049845
Ceiling Fixture | Incandescent |  | Standard A Lamp | 1 | 75 | 216911 | Bathroom | 0.003323
Ceiling Fixture | Incandescent |  | Standard A Lamp | 1 | 75 | 216911 | Bathroom | 0.003323
Ceiling Fixture | Incandescent |  | Standard A Lamp | 1 | 75 | 216911 | Bathroom | 0.003323
Wall Mount | Incandescent |  | Standard A Lamp | 1 | 60 | 216911 | Bathroom | 0.003323
Ceiling Fixture | Linear Fluorescent | 1 | T-12 | 1 | 20 | 216911 | Bathroom | 0.003323
Wall Mount | Linear Fluorescent | 4 | T-12 | 1 | 20 | 216911 | Bathroom | 0.003323
Ceiling Fan | Compact Fluorescent |  | Twist | 4 | 15 | 216911 | Bathroom | 0.003323
Floor lamp | Incandescent |  | Standard A Lamp | 1 | 60 | 216911 | Bathroom | 0.003323
Ceiling Fixture | Incandescent |  | Standard A Lamp | 1 | 60 | 216912 | Bathroom | 0.003323
Ceiling Fixture | Incandescent |  | Standard A Lamp | 1 | 60 | 216912 | Bathroom | 0.003323
Table | Incandescent |  | Standard A Lamp | 1 | 60 | 216912 | Bathroom | 0.003323
Wall Mount | Linear Fluorescent | 2 | T-12 | 1 | 20 | 216912 | Bathroom | 0.003323
Wall Mount | Incandescent |  | Standard A Lamp | 1 | 60 | 216912 | Bathroom | 0.003323
Ceiling Fixture | Incandescent |  | Standard A Lamp | 1 | 60 | 216912 | Bathroom | 0.003323
Ceiling Fan | Incandescent |  | Standard A Lamp | 4 | 40 | 216912 | Bathroom | 0.003323
Table | Incandescent |  | Standard A Lamp | 1 | 60 | 216912 | Bathroom | 0.003323
Wall Mount | Incandescent |  | Standard A Lamp | 1 | 75 | 216913 | Bathroom | 0.003323
Ceiling Fixture | Incandescent |  | Standard A Lamp | 1 | 100 | 216913 | Bathroom | 0.003323
Ceiling Fixture | Incandescent |  | Standard A Lamp | 1 | 75 | 216913 | Bathroom | 0.003323
Ceiling Fixture | Incandescent |  | Standard A Lamp | 1 | 100 | 216913 | Bathroom | 0.003323
Ceiling Fixture | Incandescent |  | Standard A Lamp | 1 | 75 | 216913 | Bathroom | 0.003323
Wall Mount | Linear Fluorescent | 4 | T-12 | 1 | 30 | 216913 | Bathroom | 0.003323
Table | Incandescent |  | Clear | 1 | 60 | 216913 | Bathroom | 0.003323
Wall Mount | Incandescent |  | Standard A Lamp | 1 | 60 | 216913 | Bathroom | 0.003323
Ceiling Fan | Incandescent |  | Standard A Lamp | 1 | 75 | 216913 | Bathroom | 0.003323
Table | Incandescent |  | Standard A Lamp | 1 | 75 | 216913 | Bathroom | 0.003323
Wall Mount | Incandescent |  | Clear | 3 | 40 | 217571 | Bathroom | 0.0049845
Ceiling Fan | Incandescent |  | Standard A Lamp | 2 | 40 | 217571 | Bathroom | 0.0049845
Ceiling Fixture | Incandescent |  | Globe | 1 | 60 | 217571 | Bathroom | 0.0049845
Ceiling Fixture | Incandescent |  | Standard A Lamp | 2 | 60 | 217571 | Bathroom | 0.0049845
Ceiling Fan | Incandescent |  | Standard A Lamp | 3 | 40 | 217571 | Bathroom | 0.0049845
Other | Incandescent |  | Standard A Lamp | 1 | 60 | 217571 | Bathroom | 0.0049845
Table | Incandescent |  | Standard A Lamp | 1 | 60 | 217571 | Bathroom | 0.0049845
Floor lamp | Incandescent |  | Standard A Lamp | 3 | 60 | 217571 | Bathroom | 0.0049845
Table | Incandescent |  | Decorative | 3 | 25 | 217571 | Bathroom | 0.0049845
Ceiling Fan | Incandescent |  | Standard A Lamp | 2 | 40 | 217571 | Bathroom | 0.0049845
Table | Incandescent |  | Decorative | 1 | 40 | 217571 | Bathroom | 0.0049845
Ceiling Fixture | Compact Fluorescent |  | Twist | 2 | 13 | 217572 | Master Bedroom | 0.0049845
Ceiling Fixture | Incandescent |  | Standard A Lamp | 2 | 60 | 217572 | Master Bedroom | 0.0049845
Ceiling Fixture | Compact Fluorescent |  | Twist | 1 | 13 | 217572 | Master Bedroom | 0.0049845
Ceiling Fan | Compact Fluorescent |  | Twist | 1 | 18 | 217572 | Master Bedroom | 0.0049845
Ceiling Fixture | Compact Fluorescent |  | Twist | 2 | 18 | 217572 | Master Bedroom | 0.0049845
Floor lamp | Incandescent |  | 3-Way Incandescent | 1 | 150 | 217572 | Master Bedroom | 0.0049845
Floor lamp | Compact Fluorescent |  | Pin base | 1 | 13 | 217572 | Master Bedroom | 0.0049845
Table | Incandescent |  | Decorative | 2 | 40 | 217572 | Master Bedroom | 0.0049845
Ceiling Fixture | Incandescent |  | Heat Lamp | 1 | 250 | 218391 | Bathroom | 0.0049845
Wall Mount | Incandescent |  | Standard A Lamp | 3 | 60 | 218391 | Bathroom | 0.0049845
Ceiling Fixture | Incandescent |  | Heat Lamp | 1 | 250 | 218391 | Bathroom | 0.0049845
Wall Mount | Incandescent |  | Standard A Lamp | 3 | 60 | 218391 | Bathroom | 0.0049845
Ceiling Fixture | Halogen |  | MR | 1 | 8 | 218391 | Bathroom | 0.0049845
Ceiling Fixture | Incandescent |  | Standard A Lamp | 2 | 60 | 218391 | Bathroom | 0.0049845
Table | Incandescent |  | Standard A Lamp | 1 | 60 | 218391 | Bathroom | 0.0049845
Ceiling Fixture | Incandescent |  | Standard A Lamp | 2 | 60 | 218391 | Bathroom | 0.0049845
Track | Incandescent |  | Standard A Lamp | 3 | 40 | 218391 | Bathroom | 0.0049845
Ceiling Fixture | Incandescent |  | Standard A Lamp | 2 | 60 | 218391 | Bathroom | 0.0049845
Ceiling Fixture | Halogen |  | MR | 1 | 8 | 218391 | Bathroom | 0.0049845
Floor lamp | Incandescent |  | Standard A Lamp | 1 | 60 | 218391 | Bathroom | 0.0049845
Ceiling Fixture | Incandescent |  | Heat Lamp | 1 | 250 | 218392 | Bathroom | 0.0049845
Wall Mount | Incandescent |  | Standard A Lamp | 3 | 60 | 218392 | Bathroom | 0.0049845
Wall Mount | Incandescent |  | Standard A Lamp | 3 | 60 | 218392 | Bathroom | 0.0049845
Ceiling Fixture | Incandescent |  | Heat Lamp | 1 | 250 | 218392 | Bathroom | 0.0049845
Floor lamp | Incandescent |  | Standard A Lamp | 5 | 40 | 218392 | Bathroom | 0.0049845
Ceiling Fan | Halogen |  | MR | 1 | 8 | 218392 | Bathroom | 0.0049845
Ceiling Fixture | Incandescent |  | Standard A Lamp | 2 | 60 | 218392 | Bathroom | 0.0049845
Floor lamp | Halogen |  | MR | 2 | 8 | 218392 | Bathroom | 0.0049845
Ceiling Fixture | Incandescent |  | Standard A Lamp | 3 | 45 | 218392 | Bathroom | 0.0049845
Ceiling Fixture | Incandescent |  | Standard A Lamp | 1 | 60 | 218392 | Bathroom | 0.0049845
Ceiling Fixture | Incandescent |  | Standard A Lamp | 1 | 40 | 218392 | Bathroom | 0.0049845
Ceiling Fixture | Incandescent |  | Standard A Lamp | 2 | 60 | 218392 | Bathroom | 0.0049845
Floor lamp | Incandescent |  | Standard A Lamp | 1 | 60 | 218392 | Bathroom | 0.0049845
Ceiling Fixture | Halogen |  | MR | 1 | 8 | 218392 | Bathroom | 0.0049845
Wall Mount | Incandescent |  | Standard A Lamp | 4 | 40 | 218441 | Bathroom | 0.003323
Recessed - other | Incandescent |  | Heat Lamp | 1 | 250 | 218441 | Bathroom | 0.003323
Table | Other |  |  | 1 |  | 218441 | Bathroom | 0.003323
Ceiling Fixture | Incandescent |  | Standard A Lamp | 1 | 60 | 218441 | Bathroom | 0.003323
Ceiling Fixture | Incandescent |  | Standard A Lamp | 2 | 60 | 218441 | Bathroom | 0.003323
Ceiling Fixture | Incandescent |  | Globe | 1 | 150 | 218441 | Bathroom | 0.003323
Table | Incandescent |  | Standard A Lamp | 1 | 100 | 218441 | Bathroom | 0.003323
Wall Mount | Linear Fluorescent | 1 | T-5 | 1 | 16 | 218441 | Bathroom | 0.003323
Other | Incandescent |  | Standard A Lamp | 1 | 60 | 218441 | Bathroom | 0.003323
Floor lamp | Incandescent |  | Standard A Lamp | 3 | 75 | 218441 | Bathroom | 0.003323
Wall Mount | Incandescent |  | Standard A Lamp | 4 | 40 | 218442 | Bathroom | 0.003323
Recessed - other | Incandescent |  | Heat Lamp | 1 | 250 | 218442 | Bathroom | 0.003323
Table | Incandescent |  | Standard A Lamp | 1 | 75 | 218442 | Bathroom | 0.003323
Table | Incandescent |  | Standard A Lamp | 1 | 60 | 218442 | Bathroom | 0.003323
Floor lamp | Incandescent |  | Standard A Lamp | 1 | 40 | 218442 | Bathroom | 0.003323
Ceiling Fixture | Incandescent |  | Globe | 1 | 150 | 218442 | Bathroom | 0.003323
Ceiling Fixture | Incandescent |  | Standard A Lamp | 1 | 75 | 218442 | Bathroom | 0.003323
Ceiling Fixture | Incandescent |  | Standard A Lamp | 2 | 75 | 218442 | Bathroom | 0.003323
Wall Mount | Incandescent |  | Standard A Lamp | 1 | 60 | 218442 | Bathroom | 0.003323
Wall Mount | Linear Fluorescent | 1 | T-5 | 1 | 16 | 218442 | Bathroom | 0.003323
Table | Incandescent |  | Standard A Lamp | 1 | 75 | 218442 | Bathroom | 0.003323
Ceiling Fixture | Incandescent |  | Standard A Lamp | 2 | 60 | 218442 | Bathroom | 0.003323
Table | Incandescent |  | Standard A Lamp | 1 | 75 | 218442 | Bathroom | 0.003323
Wall Mount | Incandescent |  | Standard A Lamp | 3 | 40 | 218442 | Bathroom | 0.003323
Recessed - other | Incandescent |  | Heat Lamp | 1 | 250 | 218442 | Bathroom | 0.003323
Wall Mount | Incandescent |  | Standard A Lamp | 4 | 40 | 218443 | Bathroom | 0.003323
Recessed - other | Incandescent |  | Heat Lamp | 1 | 250 | 218443 | Bathroom | 0.003323
Table | Compact Fluorescent |  | Twist | 1 | 13 | 218443 | Bathroom | 0.003323
Ceiling Fixture | Compact Fluorescent |  | Twist | 1 | 13 | 218443 | Bathroom | 0.003323
Ceiling Fixture | Compact Fluorescent |  | Twist | 2 | 13 | 218443 | Bathroom | 0.003323
Floor lamp | Compact Fluorescent |  | Twist | 1 | 13 | 218443 | Bathroom | 0.003323
Wall Mount | Compact Fluorescent |  | Twist | 1 | 13 | 218443 | Bathroom | 0.003323
Wall Mount | Linear Fluorescent | 1 | T-5 | 1 | 16 | 218443 | Bathroom | 0.003323
Table | Compact Fluorescent |  | Twist | 1 | 13 | 218443 | Bathroom | 0.003323
Wall Mount | Compact Fluorescent |  | Twist | 2 | 15 | 219101 | Bathroom | 0.003323
Ceiling Fixture | Incandescent |  | Standard A Lamp | 1 | 60 | 219101 | Bathroom | 0.003323
Table | Incandescent |  | Decorative | 1 | 25 | 219101 | Bathroom | 0.003323
Ceiling Fixture | Compact Fluorescent |  | Twist | 2 | 15 | 219101 | Bathroom | 0.003323
Ceiling Fixture | Incandescent |  | Standard A Lamp | 1 | 60 | 219101 | Bathroom | 0.003323
Ceiling Fixture | Linear Fluorescent | 4 | T-8 | 1 | 32 | 219101 | Bathroom | 0.003323
Ceiling Fixture | Incandescent |  | Standard A Lamp | 1 | 65 | 219101 | Bathroom | 0.003323
Other | Incandescent |  | Standard A Lamp | 1 | 40 | 219101 | Bathroom | 0.003323
Floor lamp | Compact Fluorescent |  | Twist | 2 | 15 | 219101 | Bathroom | 0.003323
Table | Incandescent |  | Decorative | 1 | 60 | 219101 | Bathroom | 0.003323
Ceiling Fixture | Compact Fluorescent |  | Twist | 3 | 15 | 219101 | Bathroom | 0.003323
Wall Mount | Compact Fluorescent |  | Twist | 4 | 15 | 219102 | Bathroom | 0.003323
Ceiling Fixture | Incandescent |  | Standard A Lamp | 1 | 60 | 219102 | Bathroom | 0.003323
Ceiling Fixture | Compact Fluorescent |  | Twist | 1 | 15 | 219102 | Bathroom | 0.003323
Ceiling Fixture | Incandescent |  | Standard A Lamp | 1 | 100 | 219102 | Bathroom | 0.003323
Ceiling Fixture | Linear Fluorescent | 4 | T-8 | 2 | 32 | 219102 | Bathroom | 0.003323
Ceiling Fixture | Incandescent |  | Standard A Lamp | 1 | 65 | 219102 | Bathroom | 0.003323
Other | Incandescent |  | Standard A Lamp | 1 | 60 | 219102 | Bathroom | 0.003323
Ceiling Fan | Compact Fluorescent |  | Twist | 3 | 15 | 219102 | Bathroom | 0.003323
Floor lamp | Halogen |  | Quartz Tube | 1 | 250 | 219102 | Bathroom | 0.003323
Wall Mount | Compact Fluorescent |  | A shape bulb | 1 | 13 | 219102 | Bathroom | 0.003323
Table | Incandescent |  | Standard A Lamp | 1 | 60 | 219102 | Bathroom | 0.003323
Ceiling Fixture | Compact Fluorescent |  | Twist | 2 | 15 | 219102 | Bathroom | 0.003323
Wall Mount | Incandescent |  | Standard A Lamp | 1 | 15 | 219102 | Bathroom | 0.003323
Ceiling Fixture | Compact Fluorescent |  | Pin base | 4 | 15 | 219103 | Bathroom | 0.003323
Ceiling Fixture | Incandescent |  | Standard A Lamp | 1 | 65 | 219103 | Bathroom | 0.003323
Ceiling Fixture | Compact Fluorescent |  | Twist | 2 | 15 | 219103 | Bathroom | 0.003323
Table | Incandescent |  | Standard A Lamp | 2 | 40 | 219103 | Bathroom | 0.003323
Ceiling Fixture | Compact Fluorescent |  | Twist | 1 | 15 | 219103 | Bathroom | 0.003323
Ceiling Fixture | Linear Fluorescent | 4 | T-8 | 2 | 32 | 219103 | Bathroom | 0.003323
Ceiling Fixture | Incandescent |  | Standard A Lamp | 2 | 40 | 219103 | Bathroom | 0.003323
Ceiling Fixture | Incandescent |  | Standard A Lamp | 1 | 65 | 219103 | Bathroom | 0.003323
Ceiling Fan | Compact Fluorescent |  | Twist | 2 | 15 | 219103 | Bathroom | 0.003323
Table | Compact Fluorescent |  | Twist | 1 | 11 | 219103 | Bathroom | 0.003323
Ceiling Fixture | Compact Fluorescent |  | Twist | 1 | 15 | 219103 | Bathroom | 0.003323
Wall Mount | Incandescent |  | Standard A Lamp | 4 | 60 | 219521 | Bathroom | 0.0049845
Ceiling Fixture | Incandescent |  | Heat Lamp | 1 | 250 | 219521 | Bathroom | 0.0049845
Ceiling Fixture | Incandescent |  | Standard A Lamp | 2 | 60 | 219521 | Bathroom | 0.0049845
Table | Compact Fluorescent |  | Twist | 1 | 15 | 219521 | Bathroom | 0.0049845
Table | Incandescent |  | Standard A Lamp | 1 | 25 | 219521 | Bathroom | 0.0049845
Table | Incandescent |  | Standard A Lamp | 1 | 100 | 219521 | Bathroom | 0.0049845
Table | Incandescent |  | Standard A Lamp | 1 | 75 | 219521 | Bathroom | 0.0049845
Ceiling Fixture | Linear Fluorescent | 4 | T-8 | 2 | 40 | 219521 | Bathroom | 0.0049845
Wall Mount | Incandescent |  | Standard A Lamp | 1 | 25 | 219521 | Bathroom | 0.0049845
Ceiling Fixture | Incandescent |  | Standard A Lamp | 2 | 40 | 219521 | Bathroom | 0.0049845
Chandelier (Hanging) | Incandescent |  | Standard A Lamp | 4 | 40 | 219521 | Bathroom | 0.0049845
Table | Incandescent |  | Standard A Lamp | 2 | 40 | 219521 | Bathroom | 0.0049845
Floor lamp | Compact Fluorescent |  | Twist | 2 | 15 | 219521 | Bathroom | 0.0049845
Table | Incandescent |  | Standard A Lamp | 2 | 60 | 219521 | Bathroom | 0.0049845
Ceiling Fixture | Incandescent |  | Standard A Lamp | 1 | 60 | 219521 | Bathroom | 0.0049845
Floor lamp | Incandescent |  | Standard A Lamp | 1 | 60 | 219521 | Bathroom | 0.0049845
Wall Mount | Compact Fluorescent |  | Twist | 4 | 14 | 219522 | Bathroom | 0.0049845
Ceiling Fixture | Incandescent |  | Heat Lamp | 1 | 250 | 219522 | Bathroom | 0.0049845
Ceiling Fixture | Incandescent |  | Standard A Lamp | 2 | 40 | 219522 | Bathroom | 0.0049845
Table | Compact Fluorescent |  | Twist | 1 | 15 | 219522 | Bathroom | 0.0049845
Table | Incandescent |  | Standard A Lamp | 1 | 25 | 219522 | Bathroom | 0.0049845
Table | Incandescent |  | Standard A Lamp | 1 | 60 | 219522 | Bathroom | 0.0049845
Table | Compact Fluorescent |  | Twist | 1 | 15 | 219522 | Bathroom | 0.0049845
Ceiling Fixture | Incandescent |  | Standard A Lamp | 1 | 100 | 219522 | Bathroom | 0.0049845
Ceiling Fixture | Incandescent |  | Standard A Lamp | 3 | 60 | 219522 | Bathroom | 0.0049845
Wall Mount | Incandescent |  | Standard A Lamp | 1 | 60 | 219522 | Bathroom | 0.0049845
Chandelier (Hanging) | Incandescent |  | Standard A Lamp | 3 | 60 | 219522 | Bathroom | 0.0049845
Table | Incandescent |  | Standard A Lamp | 1 | 100 | 219522 | Bathroom | 0.0049845
Floor lamp | Halogen |  | Other | 1 | 150 | 219522 | Bathroom | 0.0049845
Table | Incandescent |  | Standard A Lamp | 1 | 40 | 219522 | Bathroom | 0.0049845
Ceiling Fixture | Incandescent |  | Standard A Lamp | 1 | 100 | 219522 | Bathroom | 0.0049845
Wall Mount | Compact Fluorescent |  | Twist | 4 | 15 | 219851 | Bathroom | 0.0049845
Table | Incandescent |  | Standard A Lamp | 1 | 40 | 219851 | Bathroom | 0.0049845
Table | Incandescent |  | Standard A Lamp | 1 | 40 | 219851 | Bathroom | 0.0049845
Ceiling Fan | Incandescent |  | Standard A Lamp | 4 | 40 | 219851 | Bathroom | 0.0049845
Ceiling Fixture | Incandescent |  | Standard A Lamp | 2 | 40 | 219851 | Bathroom | 0.0049845
Ceiling Fixture | Incandescent |  | Standard A Lamp | 2 | 60 | 219851 | Bathroom | 0.0049845
Ceiling Fixture | Incandescent |  | Standard A Lamp | 2 | 65 | 219851 | Bathroom | 0.0049845
Floor lamp | Halogen |  | PAR | 1 | 50 | 219851 | Bathroom | 0.0049845
Wall Mount | Compact Fluorescent |  | Twist | 3 | 15 | 219852 | Bathroom | 0.0049845
Table | Incandescent |  | Standard A Lamp | 1 | 60 | 219852 | Bathroom | 0.0049845
Table | Incandescent |  | Standard A Lamp | 1 | 60 | 219852 | Bathroom | 0.0049845
Ceiling Fan | Compact Fluorescent |  | Twist | 4 | 15 | 219852 | Bathroom | 0.0049845
Ceiling Fixture | Incandescent |  | Standard A Lamp | 2 | 60 | 219852 | Bathroom | 0.0049845
Floor lamp | Halogen |  | Quartz Tube | 1 | 50 | 219852 | Bathroom | 0.0049845
Ceiling Fixture | Compact Fluorescent |  | Twist | 1 | 15 | 219852 | Bathroom | 0.0049845
Table | Incandescent |  | Standard A Lamp | 1 | 52 | 219981 | Bathroom | 0.003323
Wall Mount | Linear Fluorescent | 2 | T-12 | 1 | 16 | 219981 | Bathroom | 0.003323
Ceiling Fixture | Incandescent |  | Standard A Lamp | 1 | 60 | 219981 | Bathroom | 0.003323
Ceiling Fixture | Incandescent |  | Standard A Lamp | 2 | 60 | 219981 | Bathroom | 0.003323
Table | Compact Fluorescent |  | Twist | 1 | 13 | 219981 | Bathroom | 0.003323
Wall Mount | Incandescent |  | Standard A Lamp | 1 | 60 | 219981 | Bathroom | 0.003323
Ceiling Fixture | Linear Fluorescent | 4 | T-12 | 4 | 32 | 219981 | Bathroom | 0.003323
Ceiling Fixture | Compact Fluorescent |  | Twist | 1 | 15 | 219981 | Bathroom | 0.003323
Wall Mount | Linear Fluorescent | 2 | T-12 | 1 | 16 | 219981 | Bathroom | 0.003323
Table | Incandescent |  | Standard A Lamp | 1 | 52 | 219981 | Bathroom | 0.003323
Floor lamp | Incandescent |  | Standard A Lamp | 1 | 60 | 219981 | Bathroom | 0.003323
Table | Incandescent |  | Heat Lamp | 1 | 100 | 219981 | Bathroom | 0.003323
Floor lamp | Compact Fluorescent |  | Twist | 2 | 13 | 219981 | Bathroom | 0.003323
Table | Incandescent |  | Standard A Lamp | 1 | 60 | 219982 | Living Room | 0.003323
Wall Mount | Incandescent |  | Decorative | 1 | 40 | 219982 | Living Room | 0.003323
Table | Incandescent |  | Standard A Lamp | 1 | 52 | 219982 | Living Room | 0.003323
Ceiling Fixture | Incandescent |  | Standard A Lamp | 2 | 60 | 219982 | Living Room | 0.003323
Ceiling Fixture | Linear Fluorescent | 4 | T-12 | 2 | 24 | 219982 | Living Room | 0.003323
Wall Mount | Incandescent |  | Standard A Lamp | 1 | 75 | 219982 | Living Room | 0.003323
Wall Mount | Linear Fluorescent | 2 | T-12 | 1 | 24 | 219982 | Living Room | 0.003323
Wall Mount | Linear Fluorescent | 2 | T-12 | 1 | 15 | 219982 | Living Room | 0.003323
Wall Mount | Linear Fluorescent | 2 | T-12 | 1 | 16 | 219983 | Bathroom | 0.003323
Ceiling Fixture | Incandescent |  | Standard A Lamp | 1 | 60 | 219983 | Bathroom | 0.003323
Ceiling Fixture | Incandescent |  | Standard A Lamp | 2 | 60 | 219983 | Bathroom | 0.003323
Ceiling Fixture | Incandescent |  | Standard A Lamp | 2 | 60 | 219983 | Bathroom | 0.003323
Recessed Can | Incandescent |  | Standard A Lamp | 1 | 60 | 219983 | Bathroom | 0.003323
Chandelier (Hanging) | Incandescent |  | Standard A Lamp | 1 | 60 | 219983 | Bathroom | 0.003323
Ceiling Fixture | Linear Fluorescent | 4 | T-12 | 2 | 20 | 219983 | Bathroom | 0.003323
Wall Mount | Incandescent |  | Standard A Lamp | 1 | 34 | 219983 | Bathroom | 0.003323
Ceiling Fixture | Incandescent |  | Reflector | 1 | 60 | 219983 | Bathroom | 0.003323
Table | Compact Fluorescent |  | Twist | 1 | 13 | 219983 | Bathroom | 0.003323
Table | Incandescent |  | Decorative | 3 | 20 | 219983 | Bathroom | 0.003323
Wall Mount | Incandescent |  | Standard A Lamp | 4 | 60 | 220581 | Bathroom | 0.003323
Table | Incandescent |  | Standard A Lamp | 1 | 100 | 220581 | Bathroom | 0.003323
Table | Incandescent |  | Standard A Lamp | 1 | 100 | 220581 | Bathroom | 0.003323
Ceiling Fan | Incandescent |  | Standard A Lamp | 1 | 60 | 220581 | Bathroom | 0.003323
Other | Compact Fluorescent |  | Twist | 1 | 14 | 220581 | Bathroom | 0.003323
Floor lamp | Incandescent |  | Standard A Lamp | 1 | 60 | 220581 | Bathroom | 0.003323
Table | Incandescent |  | Standard A Lamp | 1 | 100 | 220581 | Bathroom | 0.003323
Wall Mount | Compact Fluorescent |  | Twist | 1 | 15 | 220582 | Bathroom | 0.003323
Table | Incandescent |  | Standard A Lamp | 1 | 60 | 220582 | Bathroom | 0.003323
Table | Incandescent |  | Standard A Lamp | 1 | 60 | 220582 | Bathroom | 0.003323
Table | Incandescent |  | Standard A Lamp | 1 | 60 | 220582 | Bathroom | 0.003323
Ceiling Fixture | Incandescent |  | Standard A Lamp | 1 | 60 | 220582 | Bathroom | 0.003323
Ceiling Fixture | Incandescent |  | Standard A Lamp | 1 | 60 | 220582 | Bathroom | 0.003323
Floor lamp | Compact Fluorescent |  | Twist | 1 | 15 | 220582 | Bathroom | 0.003323
Floor lamp | Incandescent |  | Standard A Lamp | 1 | 60 | 220582 | Bathroom | 0.003323
Wall Mount | Incandescent |  | Standard A Lamp | 2 | 60 | 220583 | Bathroom | 0.003323
Table | Incandescent |  | Decorative | 2 | 40 | 220583 | Bathroom | 0.003323
Table | Compact Fluorescent |  | Twist | 1 | 27 | 220583 | Bathroom | 0.003323
Ceiling Fan | Incandescent |  | Standard A Lamp | 1 | 60 | 220583 | Bathroom | 0.003323
Table | Compact Fluorescent |  | Twist | 1 | 14 | 220583 | Bathroom | 0.003323
Wall Mount | Incandescent |  | Globe | 4 | 60 | 221061 | Bathroom | 0.003323
Recessed - other | Halogen |  | PAR | 1 | 250 | 221061 | Bathroom | 0.003323
Wall Mount | Incandescent |  | Globe | 4 | 60 | 221061 | Bathroom | 0.003323
Recessed - other | Halogen |  | PAR | 1 | 250 | 221061 | Bathroom | 0.003323
Table | Incandescent |  | Standard A Lamp | 1 | 100 | 221061 | Bathroom | 0.003323
Ceiling Fixture | Incandescent |  | Standard A Lamp | 1 | 60 | 221061 | Bathroom | 0.003323
Ceiling Fan | Compact Fluorescent |  | Twist | 2 | 15 | 221061 | Bathroom | 0.003323
Ceiling Fixture | Incandescent |  | Decorative | 3 | 25 | 221061 | Bathroom | 0.003323
Ceiling Fixture | Incandescent |  | Standard A Lamp | 1 | 60 | 221061 | Bathroom | 0.003323
Ceiling Fan | Compact Fluorescent |  | Twist | 2 | 15 | 221061 | Bathroom | 0.003323
Ceiling Fixture | Linear Fluorescent | 4 | T-12 | 2 | 40 | 221061 | Bathroom | 0.003323
Recessed - other | Incandescent |  | Standard A Lamp | 1 | 60 | 221061 | Bathroom | 0.003323
Ceiling Fixture | Linear Fluorescent | 4 | T-12 | 2 | 40 | 221061 | Bathroom | 0.003323
Table | Incandescent |  | Standard A Lamp | 1 | 60 | 221061 | Bathroom | 0.003323
Ceiling Fixture | Halogen |  | PAR | 1 | 250 | 221062 | Bathroom | 0.003323
Wall Mount | Compact Fluorescent |  | Twist | 4 | 7 | 221062 | Bathroom | 0.003323
Ceiling Fixture | Incandescent |  | Standard A Lamp | 1 | 60 | 221062 | Bathroom | 0.003323
Architectural | Halogen |  | MR | 1 | 16 | 221062 | Bathroom | 0.003323
Ceiling Fixture | Incandescent |  | Standard A Lamp | 3 | 25 | 221062 | Bathroom | 0.003323
Ceiling Fixture | Incandescent |  | Standard A Lamp | 1 | 60 | 221062 | Bathroom | 0.003323
Ceiling Fixture | Linear Fluorescent | 4 | T-12 | 2 | 40 | 221062 | Bathroom | 0.003323
Wall Mount | Linear Fluorescent | 1.5 | T-8 | 1 | 16 | 221062 | Bathroom | 0.003323
Recessed - other | Incandescent |  | Standard A Lamp | 1 | 60 | 221062 | Bathroom | 0.003323
Chandelier (Hanging) | Incandescent |  | Standard A Lamp | 5 | 40 | 221062 | Bathroom | 0.003323
Floor lamp | Incandescent |  | 3-Way Incandescent | 1 | 100 | 221062 | Bathroom | 0.003323
Wall Mount | Incandescent |  | Globe | 4 | 60 | 221063 | Bathroom | 0.003323
Ceiling Fixture | Incandescent |  | Standard A Lamp | 2 | 60 | 221063 | Bathroom | 0.003323
Ceiling Fixture | Incandescent |  | Standard A Lamp | 1 | 60 | 221063 | Bathroom | 0.003323
Ceiling Fixture | Incandescent |  | Standard A Lamp | 1 | 60 | 221063 | Bathroom | 0.003323
Ceiling Fixture | Incandescent |  | Standard A Lamp | 1 | 60 | 221063 | Bathroom | 0.003323
Ceiling Fan | Compact Fluorescent |  | Twist | 1 | 15 | 221063 | Bathroom | 0.003323
Ceiling Fixture | Linear Fluorescent | 4 | T-12 | 2 | 40 | 221063 | Bathroom | 0.003323
Recessed - other | Compact Fluorescent |  | Twist | 1 | 15 | 221063 | Bathroom | 0.003323
Table | Compact Fluorescent |  | Twist | 1 | 15 | 221063 | Bathroom | 0.003323
Wall Mount | Incandescent |  | Standard A Lamp | 4 | 60 | 221063 | Bathroom | 0.003323
Wall Mount | Incandescent |  | Globe | 6 | 60 | 222621 | Bathroom | 0.003323
Ceiling Fixture | Incandescent |  | Standard A Lamp | 1 | 60 | 222621 | Bathroom | 0.003323
Wall Mount | Incandescent |  | Globe | 6 | 60 | 222621 | Bathroom | 0.003323
Ceiling Fixture | Incandescent |  | Standard A Lamp | 2 | 60 | 222621 | Bathroom | 0.003323
Ceiling Fixture | Compact Fluorescent |  | Twist | 2 | 15 | 222621 | Bathroom | 0.003323
Ceiling Fixture | Linear Fluorescent | 4 | T-8 | 2 | 32 | 222621 | Bathroom | 0.003323
Other | Incandescent |  | Standard A Lamp | 1 | 40 | 222621 | Bathroom | 0.003323
Floor lamp | Compact Fluorescent |  | Twist | 2 | 15 | 222621 | Bathroom | 0.003323
Ceiling Fixture | Incandescent |  | Standard A Lamp | 2 | 60 | 222621 | Bathroom | 0.003323
Ceiling Fixture | Compact Fluorescent |  | Twist | 1 | 15 | 222621 | Bathroom | 0.003323
Wall Mount | Incandescent |  | Globe | 6 | 60 | 222622 | Bathroom | 0.003323
Ceiling Fixture | Incandescent |  | Standard A Lamp | 1 | 60 | 222622 | Bathroom | 0.003323
Wall Mount | Incandescent |  | Globe | 6 | 40 | 222622 | Bathroom | 0.003323
Ceiling Fixture | Incandescent |  | Standard A Lamp | 2 | 60 | 222622 | Bathroom | 0.003323
Ceiling Fixture | Incandescent |  | Standard A Lamp | 2 | 60 | 222622 | Bathroom | 0.003323
Ceiling Fixture | Linear Fluorescent | 4 | T-8 | 2 | 32 | 222622 | Bathroom | 0.003323
Ceiling Fixture | Incandescent |  | Standard A Lamp | 1 | 75 | 222622 | Bathroom | 0.003323
Floor lamp | Compact Fluorescent |  | Twist | 2 | 22 | 222622 | Bathroom | 0.003323
Ceiling Fixture | Incandescent |  | Standard A Lamp | 2 | 60 | 222622 | Bathroom | 0.003323
Ceiling Fixture | Incandescent |  | Standard A Lamp | 1 | 60 | 222622 | Bathroom | 0.003323
Wall Mount | Incandescent |  | Globe | 6 | 60 | 222623 | Bathroom | 0.003323
Ceiling Fixture | Incandescent |  | Standard A Lamp | 1 | 60 | 222623 | Bathroom | 0.003323
Wall Mount | Incandescent |  | Globe | 6 | 60 | 222623 | Bathroom | 0.003323
Ceiling Fixture | Compact Fluorescent |  | Twist | 2 | 20 | 222623 | Bathroom | 0.003323
Table | Incandescent |  | Standard A Lamp | 1 | 100 | 222623 | Bathroom | 0.003323
Ceiling Fixture | Incandescent |  | Standard A Lamp | 2 | 100 | 222623 | Bathroom | 0.003323
Table | Incandescent |  | Standard A Lamp | 1 | 100 | 222623 | Bathroom | 0.003323
Ceiling Fixture | Linear Fluorescent | 4 | T-8 | 2 | 32 | 222623 | Bathroom | 0.003323
Table | Incandescent |  | Standard A Lamp | 1 | 60 | 222623 | Bathroom | 0.003323
Ceiling Fixture | Incandescent |  | Standard A Lamp | 2 | 60 | 222623 | Bathroom | 0.003323
Ceiling Fan | Incandescent |  | Decorative | 3 | 40 | 222623 | Bathroom | 0.003323
Wall Mount | Incandescent |  | Standard A Lamp | 1 | 60 | 222623 | Bathroom | 0.003323
Wall Mount | Incandescent |  | Globe | 6 | 40 | 223711 | Bathroom | 0.0049845
Ceiling Fixture | Incandescent |  | Standard A Lamp | 2 | 75 | 223711 | Bathroom | 0.0049845
Table | Incandescent |  | Standard A Lamp | 1 | 60 | 223711 | Bathroom | 0.0049845
Ceiling Fixture | Incandescent |  | Standard A Lamp | 2 | 60 | 223711 | Bathroom | 0.0049845
Chandelier (Hanging) | Incandescent |  | Standard A Lamp | 1 | 60 | 223711 | Bathroom | 0.0049845
Ceiling Fixture | Incandescent |  | Standard A Lamp | 1 | 60 | 223711 | Bathroom | 0.0049845
Ceiling Fixture | Incandescent |  | Standard A Lamp | 1 | 60 | 223711 | Bathroom | 0.0049845
Ceiling Fixture | Linear Fluorescent | 4 | T-12 | 4 | 40 | 223711 | Bathroom | 0.0049845
Ceiling Fixture | Incandescent |  | Standard A Lamp | 1 | 60 | 223711 | Bathroom | 0.0049845
Ceiling Fixture | Incandescent |  | Standard A Lamp | 1 | 60 | 223711 | Bathroom | 0.0049845
Wall Mount | Incandescent |  | Globe | 4 | 60 | 223712 | Bathroom | 0.0049845
Ceiling Fixture | Incandescent |  | Standard A Lamp | 2 | 60 | 223712 | Bathroom | 0.0049845
Ceiling Fixture | Incandescent |  | Standard A Lamp | 2 | 60 | 223712 | Bathroom | 0.0049845
Table | Incandescent |  | Standard A Lamp | 1 | 40 | 223712 | Bathroom | 0.0049845
Ceiling Fan | Incandescent |  | Standard A Lamp | 1 | 60 | 223712 | Bathroom | 0.0049845
Ceiling Fixture | Incandescent |  | Standard A Lamp | 1 | 60 | 223712 | Bathroom | 0.0049845
Ceiling Fixture | Incandescent |  | Standard A Lamp | 1 | 60 | 223712 | Bathroom | 0.0049845
Ceiling Fixture | Linear Fluorescent | 4 | T-12 | 4 | 40 | 223712 | Bathroom | 0.0049845
Ceiling Fixture | Incandescent |  | Standard A Lamp | 1 | 60 | 223712 | Bathroom | 0.0049845
Ceiling Fixture | Incandescent |  | Standard A Lamp | 1 | 60 | 223712 | Bathroom | 0.0049845
Table | Incandescent |  | Standard A Lamp | 1 | 60 | 223712 | Bathroom | 0.0049845
Wall Mount | Incandescent |  | Standard A Lamp | 4 | 60 | 224501 | Bathroom | 0.003323
Ceiling Fixture | Incandescent |  | Standard A Lamp | 2 | 60 | 224501 | Bathroom | 0.003323
Ceiling Fixture | Incandescent |  | Standard A Lamp | 2 | 60 | 224501 | Bathroom | 0.003323
Ceiling Fixture | Linear Fluorescent | 4 | T-8 | 2 | 40 | 224501 | Bathroom | 0.003323
Ceiling Fixture | Incandescent |  | Standard A Lamp | 1 | 40 | 224501 | Bathroom | 0.003323
Table | Incandescent |  | Standard A Lamp | 1 | 70 | 224501 | Bathroom | 0.003323
Floor lamp | Compact Fluorescent |  | Twist | 1 | 15 | 224501 | Bathroom | 0.003323
Chandelier (Hanging) | Incandescent |  | Decorative | 5 | 60 | 224501 | Bathroom | 0.003323
Wall Mount | Incandescent |  | Standard A Lamp | 4 | 60 | 224502 | Bathroom | 0.003323
Ceiling Fixture | Incandescent |  | Standard A Lamp | 2 | 60 | 224502 | Bathroom | 0.003323
Ceiling Fixture | Incandescent |  | Standard A Lamp | 1 | 40 | 224502 | Bathroom | 0.003323
Ceiling Fixture | Incandescent |  | Standard A Lamp | 2 | 40 | 224502 | Bathroom | 0.003323
Recessed Can | Incandescent |  | Standard A Lamp | 1 | 20 | 224502 | Bathroom | 0.003323
Wall Mount | Incandescent |  | Standard A Lamp | 1 | 60 | 224502 | Bathroom | 0.003323
Chandelier (Hanging) | Incandescent |  | Decorative | 5 | 40 | 224502 | Bathroom | 0.003323
Ceiling Fixture | Incandescent |  | Standard A Lamp | 1 | 60 | 224502 | Bathroom | 0.003323
Floor lamp | Incandescent |  | Standard A Lamp | 1 | 100 | 224502 | Bathroom | 0.003323
Table | Incandescent |  | Standard A Lamp | 1 | 75 | 224502 | Bathroom | 0.003323
Wall Mount | Compact Fluorescent |  | Twist | 4 | 22 | 224503 | Bathroom | 0.003323
Ceiling Fixture | Compact Fluorescent |  | Twist | 2 | 15 | 224503 | Bathroom | 0.003323
Table | Compact Fluorescent |  | Twist | 1 | 60 | 224503 | Bathroom | 0.003323
Ceiling Fixture | Compact Fluorescent |  | Twist | 2 | 15 | 224503 | Bathroom | 0.003323
Ceiling Fixture | Linear Fluorescent | 4 | T-8 | 2 | 40 | 224503 | Bathroom | 0.003323
Wall Mount | Compact Fluorescent |  | Twist | 1 | 15 | 224503 | Bathroom | 0.003323
Ceiling Fixture | Compact Fluorescent |  | Twist | 1 | 15 | 224503 | Bathroom | 0.003323
Chandelier (Hanging) | Incandescent |  | Decorative | 5 | 40 | 224503 | Bathroom | 0.003323
Floor lamp | Incandescent |  | Standard A Lamp | 2 | 150 | 224503 | Bathroom | 0.003323
Ceiling Fixture | Compact Fluorescent |  | Twist | 1 | 15 | 224503 | Bathroom | 0.003323
Wall Mount | Incandescent |  | Globe | 4 | 40 | 225361 | Bathroom | 0.003323
Ceiling Fixture | Incandescent |  | Heat Lamp | 2 | 250 | 225361 | Bathroom | 0.003323
Ceiling Fixture | Incandescent |  | Heat Lamp | 2 | 250 | 225361 | Bathroom | 0.003323
Wall Mount | Incandescent |  | Standard A Lamp | 4 | 40 | 225361 | Bathroom | 0.003323
Ceiling Fixture | Incandescent |  | Standard A Lamp | 2 | 65 | 225361 | Bathroom | 0.003323
Ceiling Fixture | Incandescent |  | Standard A Lamp | 1 | 60 | 225361 | Bathroom | 0.003323
Ceiling Fan | Incandescent |  | Standard A Lamp | 3 | 60 | 225361 | Bathroom | 0.003323
Floor lamp | Halogen |  | Quartz Tube | 1 | 300 | 225361 | Bathroom | 0.003323
Ceiling Fixture | Linear Fluorescent | 4 | T-12 | 2 | 60 | 225361 | Bathroom | 0.003323
Ceiling Fixture | Incandescent |  | Standard A Lamp | 2 | 60 | 225361 | Bathroom | 0.003323
Ceiling Fixture | Linear Fluorescent | 2 | T-12 | 1 | 20 | 225361 | Bathroom | 0.003323
Floor lamp | Incandescent |  | 3-Way Incandescent | 1 | 100 | 225361 | Bathroom | 0.003323
Recessed - other | Incandescent |  | Standard A Lamp | 1 | 40 | 225361 | Bathroom | 0.003323
Ceiling Fixture | Incandescent |  | Standard A Lamp | 2 | 60 | 225361 | Bathroom | 0.003323
Wall Mount | Incandescent |  | Standard A Lamp | 3 | 60 | 225362 | Bathroom | 0.003323
Ceiling Fixture | Incandescent |  | Heat Lamp | 2 | 250 | 225362 | Bathroom | 0.003323
Table | Compact Fluorescent |  | Twist | 1 | 15 | 225362 | Bathroom | 0.003323
Ceiling Fixture | Compact Fluorescent |  | Twist | 2 | 15 | 225362 | Bathroom | 0.003323
Recessed Can | Compact Fluorescent |  | Twist | 1 | 13 | 225362 | Bathroom | 0.003323
Recessed - other | Compact Fluorescent |  | Twist | 2 | 13 | 225362 | Bathroom | 0.003323
Ceiling Fixture | Linear Fluorescent | 2 | T-8 | 1 | 17 | 225362 | Bathroom | 0.003323
Recessed Can | Halogen |  | PAR | 1 | 20 | 225362 | Bathroom | 0.003323
Table | Compact Fluorescent |  | Twist | 1 | 15 | 225362 | Bathroom | 0.003323
Ceiling Fan | Incandescent |  | Standard A Lamp | 3 | 25 | 225362 | Bathroom | 0.003323
Floor lamp | Incandescent |  | Standard A Lamp | 1 | 60 | 225362 | Bathroom | 0.003323
Wall Mount | Linear Fluorescent | 2 | T-8 | 1 | 32 | 225362 | Bathroom | 0.003323
Ceiling Fixture | Compact Fluorescent |  | Twist | 2 | 15 | 225362 | Bathroom | 0.003323
Ceiling Fixture | Incandescent |  | Heat Lamp | 2 | 250 | 225362 | Bathroom | 0.003323
Wall Mount | Incandescent |  | Standard A Lamp | 3 | 60 | 225362 | Bathroom | 0.003323
Ceiling Fixture | Compact Fluorescent |  | Twist | 1 | 15 | 225362 | Bathroom | 0.003323
Table | Compact Fluorescent |  | Twist | 1 | 15 | 225362 | Bathroom | 0.003323
Table | Incandescent |  | Standard A Lamp | 1 | 25 | 225362 | Bathroom | 0.003323
Ceiling Fixture | Compact Fluorescent |  | Twist | 2 | 15 | 225362 | Bathroom | 0.003323
Ceiling Fixture | Linear Fluorescent | 4 | T-12 | 2 | 40 | 225362 | Bathroom | 0.003323
Wall Mount | Incandescent |  | Globe | 6 | 60 | 225363 | Bathroom | 0.003323
Table | Incandescent |  | Standard A Lamp | 1 | 60 | 225363 | Bathroom | 0.003323
Ceiling Fixture | Incandescent |  | Heat Lamp | 2 | 250 | 225363 | Bathroom | 0.003323
Ceiling Fixture | Compact Fluorescent |  | Twist | 1 | 15 | 225363 | Bathroom | 0.003323
Wall Mount | Halogen |  | Other | 1 | 20 | 225363 | Bathroom | 0.003323
Table | Incandescent |  | Standard A Lamp | 2 | 60 | 225363 | Bathroom | 0.003323
Table | Incandescent |  | Decorative | 3 | 25 | 225363 | Bathroom | 0.003323
Table | Other |  | LED Interior | 1 | 7 | 225363 | Bathroom | 0.003323
Recessed - other | Compact Fluorescent |  | Twist | 1 | 22 | 225363 | Bathroom | 0.003323
Ceiling Fixture | Halogen |  | MR | 3 | 20 | 225363 | Bathroom | 0.003323
Ceiling Fixture | Linear Fluorescent | 2 | T-8 | 1 | 17 | 225363 | Bathroom | 0.003323
Table | Incandescent |  | Decorative | 1 | 5 | 225363 | Bathroom | 0.003323
Ceiling Fixture | Linear Fluorescent | 4 | T-8 | 2 | 32 | 225363 | Bathroom | 0.003323
Ceiling Fixture | Compact Fluorescent |  | Twist | 1 | 15 | 225363 | Bathroom | 0.003323
Table | Incandescent |  | Standard A Lamp | 1 | 60 | 225363 | Bathroom | 0.003323
Floor lamp | Incandescent |  | Standard A Lamp | 1 | 100 | 225363 | Bathroom | 0.003323
Table | Incandescent |  | Standard A Lamp | 1 | 40 | 225363 | Bathroom | 0.003323
Table | Compact Fluorescent |  | Twist | 1 | 15 | 225363 | Bathroom | 0.003323
Ceiling Fixture | Incandescent |  | Standard A Lamp | 1 | 65 | 225363 | Bathroom | 0.003323
Table | Incandescent |  | 3-Way Incandescent | 1 | 100 | 228701 | Master Bedroom | 0.003323
Ceiling Fixture | Incandescent |  | Standard A Lamp | 1 | 60 | 228701 | Master Bedroom | 0.003323
Ceiling Fixture | Incandescent |  | Standard A Lamp | 1 | 60 | 228701 | Master Bedroom | 0.003323
Ceiling Fixture | Incandescent |  | Standard A Lamp | 1 | 40 | 228701 | Master Bedroom | 0.003323
Recessed Can | Incandescent |  | Twist | 1 | 15 | 228701 | Master Bedroom | 0.003323
Table | Incandescent |  | Standard A Lamp | 1 | 60 | 228701 | Master Bedroom | 0.003323
Floor lamp | Compact Fluorescent |  | Twist | 1 | 15 | 228701 | Master Bedroom | 0.003323
Ceiling Fan | Incandescent |  | Standard A Lamp | 4 | 40 | 228701 | Master Bedroom | 0.003323
Wall Mount | Incandescent |  | Standard A Lamp | 1 | 40 | 228701 | Master Bedroom | 0.003323
Ceiling Fixture | Linear Fluorescent | 4 | T-8 | 4 | 32 | 228701 | Master Bedroom | 0.003323
Ceiling Fan | Incandescent |  | Standard A Lamp | 3 | 40 | 228701 | Master Bedroom | 0.003323
Wall Mount | Linear Fluorescent | 2 | T-5 | 1 | 14 | 228701 | Master Bedroom | 0.003323
Wall Mount | Incandescent |  | Standard A Lamp | 1 | 60 | 228701 | Master Bedroom | 0.003323
Wall Mount | Compact Fluorescent |  | Twist | 8 | 15 | 228701 | Master Bedroom | 0.003323
Ceiling Fixture | Linear Fluorescent | 4 | T-12 | 2 | 40 | 228701 | Master Bedroom | 0.003323
Ceiling Fixture | Incandescent |  | Standard A Lamp | 1 | 60 | 228701 | Master Bedroom | 0.003323
Ceiling Fixture | Incandescent |  | Reflector | 8 | 45 | 228702 | Living Room | 0.003323
Other | Linear Fluorescent | 2 | T-5 | 1 | 14 | 228702 | Living Room | 0.003323
Other | Linear Fluorescent | 3 | T-5 | 1 | 22 | 228702 | Living Room | 0.003323
Recessed - other | Incandescent |  | Standard A Lamp | 3 | 60 | 228702 | Living Room | 0.003323
Table | Incandescent |  | Standard A Lamp | 1 | 100 | 228702 | Living Room | 0.003323
Wall Mount | Incandescent |  | Standard A Lamp | 1 | 40 | 228702 | Living Room | 0.003323
Ceiling Fixture | Incandescent |  | Standard A Lamp | 1 | 40 | 228702 | Living Room | 0.003323
Recessed Can | Halogen |  | PAR | 1 | 45 | 228702 | Living Room | 0.003323
Ceiling Fixture | Incandescent |  | Standard A Lamp | 1 | 40 | 228702 | Living Room | 0.003323
Ceiling Fixture | Incandescent |  | Standard A Lamp | 3 | 40 | 228702 | Living Room | 0.003323
Ceiling Fixture | Incandescent |  | Globe | 1 | 40 | 228702 | Living Room | 0.003323
Table | Incandescent |  | Standard A Lamp | 1 | 100 | 228702 | Living Room | 0.003323
Table | Incandescent |  | Standard A Lamp | 1 | 25 | 228702 | Living Room | 0.003323
Wall Mount | Incandescent |  | Globe | 4 | 40 | 228702 | Living Room | 0.003323
Ceiling Fixture | Incandescent |  | Standard A Lamp | 2 | 60 | 228702 | Living Room | 0.003323
Table | Compact Fluorescent |  | Circline (Screw Base) | 1 | 22 | 228703 | Bedroom | 0.003323
Table | Compact Fluorescent |  | Twist | 1 | 18 | 228703 | Bedroom | 0.003323
Table | Compact Fluorescent |  | Twist | 1 | 26 | 228703 | Bedroom | 0.003323
Ceiling Fixture | Compact Fluorescent |  | Twist | 1 | 18 | 228703 | Bedroom | 0.003323
Ceiling Fixture | Linear Fluorescent | 4 | T-8 | 2 | 32 | 228703 | Bedroom | 0.003323
Table | Compact Fluorescent |  | Pin base | 1 | 26 | 228703 | Bedroom | 0.003323
Ceiling Fan | Compact Fluorescent |  | Twist | 3 | 18 | 228703 | Bedroom | 0.003323
Floor lamp | Halogen |  | Other | 1 | 250 | 228703 | Bedroom | 0.003323
Ceiling Fixture | Incandescent |  | Standard A Lamp | 1 | 100 | 228703 | Bedroom | 0.003323
Wall Mount | Compact Fluorescent |  | Twist | 1 | 15 | 228703 | Bedroom | 0.003323
Wall Mount | Linear Fluorescent | 1.5 | T-8 | 1 | 16 | 228703 | Bedroom | 0.003323
Wall Mount | Linear Fluorescent | 2 | T-12 | 1 | 20 | 228703 | Bedroom | 0.003323
Wall Mount | Linear Fluorescent | 3 | T-12 | 1 | 32 | 228703 | Bedroom | 0.003323
Ceiling Fixture | Incandescent |  | Globe | 1 | 100 | 228703 | Bedroom | 0.003323
Table | Halogen |  | Other | 1 | 125 | 228703 | Bedroom | 0.003323
Wall Mount | Incandescent |  | Globe | 8 | 40 | 228703 | Bedroom | 0.003323
Ceiling Fixture | Linear Fluorescent | 4 | T-8 | 2 | 32 | 228703 | Bedroom | 0.003323
Ceiling Fixture | Incandescent |  | Standard A Lamp | 1 | 100 | 228703 | Bedroom | 0.003323
Wall Mount | Incandescent |  | Standard A Lamp | 4 | 67 | 229061 | Bathroom | 0.0049845
Ceiling Fixture | Incandescent |  | Standard A Lamp | 1 | 60 | 229061 | Bathroom | 0.0049845
Wall Mount | Incandescent |  | Standard A Lamp | 4 | 60 | 229061 | Bathroom | 0.0049845
Ceiling Fixture | Incandescent |  | Standard A Lamp | 1 | 60 | 229061 | Bathroom | 0.0049845
Ceiling Fixture | Incandescent |  | Standard A Lamp | 2 | 60 | 229061 | Bathroom | 0.0049845
Table | Incandescent |  | Standard A Lamp | 1 | 150 | 229061 | Bathroom | 0.0049845
Ceiling Fixture | Linear Fluorescent | 4 | T-8 | 2 | 32 | 229061 | Bathroom | 0.0049845
Wall Mount | Incandescent |  | Standard A Lamp | 1 | 25 | 229061 | Bathroom | 0.0049845
Other | Linear Fluorescent | 2 | T-4 | 1 | 15 | 229061 | Bathroom | 0.0049845
Ceiling Fixture | Incandescent |  | Standard A Lamp | 1 | 100 | 229061 | Bathroom | 0.0049845
Floor lamp | Incandescent |  | Standard A Lamp | 1 | 150 | 229061 | Bathroom | 0.0049845
Floor lamp | Incandescent |  | Standard A Lamp | 1 | 100 | 229061 | Bathroom | 0.0049845
Table | Incandescent |  | Standard A Lamp | 1 | 60 | 229061 | Bathroom | 0.0049845
Ceiling Fixture | Incandescent |  | Standard A Lamp | 1 | 60 | 229061 | Bathroom | 0.0049845
Ceiling Fixture | Linear Fluorescent | 4 | T-8 | 2 | 32 | 229061 | Bathroom | 0.0049845
Wall Mount | Incandescent |  | Standard A Lamp | 6 | 60 | 229062 | Bathroom | 0.0049845
Wall Mount | Incandescent |  | Standard A Lamp | 6 | 60 | 229062 | Bathroom | 0.0049845
Wall Mount | Incandescent |  | Standard A Lamp | 6 | 60 | 229062 | Bathroom | 0.0049845
Ceiling Fixture | Incandescent |  | Standard A Lamp | 2 | 60 | 229062 | Bathroom | 0.0049845
Floor lamp | Compact Fluorescent |  | Twist | 2 | 7 | 229062 | Bathroom | 0.0049845
Ceiling Fixture | Incandescent |  | Standard A Lamp | 1 | 60 | 229062 | Bathroom | 0.0049845
Table | Incandescent |  | Standard A Lamp | 1 | 20 | 229062 | Bathroom | 0.0049845
Ceiling Fixture | Incandescent |  | Standard A Lamp | 2 | 60 | 229062 | Bathroom | 0.0049845
Ceiling Fan | Compact Fluorescent |  | Twist | 2 | 13 | 229062 | Bathroom | 0.0049845
Ceiling Fixture | Linear Fluorescent | 4 | T-8 | 2 | 32 | 229062 | Bathroom | 0.0049845
Ceiling Fixture | Compact Fluorescent |  | Twist | 1 | 13 | 229062 | Bathroom | 0.0049845
Floor lamp | Compact Fluorescent |  | Twist | 1 | 13 | 229062 | Bathroom | 0.0049845
Wall Mount | Incandescent |  | Standard A Lamp | 1 | 60 | 229062 | Bathroom | 0.0049845
Other | Compact Fluorescent |  | Twist | 1 | 13 | 229062 | Bathroom | 0.0049845
Wall Mount | Linear Fluorescent | 2 | T-12 | 1 | 20 | 231061 | Closet | 0.0049845
Chandelier (Hanging) | Incandescent |  | Decorative | 5 | 25 | 231061 | Closet | 0.0049845
Table | Halogen |  | Quartz Tube | 1 | 60 | 231061 | Closet | 0.0049845
Recessed Can | Incandescent |  | Reflector | 1 | 65 | 231061 | Closet | 0.0049845
Ceiling Fixture | Incandescent |  | Standard A Lamp | 2 | 40 | 231061 | Closet | 0.0049845
Wall Mount | Incandescent |  | Decorative | 1 | 60 | 231061 | Closet | 0.0049845
Recessed Can | Incandescent |  | Reflector | 1 | 65 | 231061 | Closet | 0.0049845
Other | Other |  | Other | 19 | 18 | 231061 | Closet | 0.0049845
Table | Compact Fluorescent |  | Twist | 1 | 13 | 231061 | Closet | 0.0049845
Table | Compact Fluorescent |  | Twist | 1 | 10 | 231061 | Closet | 0.0049845
Chandelier (Hanging) | Incandescent |  | Decorative | 6 | 40 | 231061 | Closet | 0.0049845
Ceiling Fixture | Incandescent |  | Decorative | 3 | 40 | 231061 | Closet | 0.0049845
Other | Other |  | Other | 12 | 18 | 231061 | Closet | 0.0049845
Recessed Can | Incandescent |  | Reflector | 1 | 65 | 231061 | Closet | 0.0049845
Recessed - other | Halogen |  | PAR | 1 | 80 | 231061 | Closet | 0.0049845
Floor lamp | Incandescent |  | Decorative | 1 | 60 | 231061 | Closet | 0.0049845
Wall Mount | Incandescent |  | Standard A Lamp | 2 | 40 | 231061 | Closet | 0.0049845
Recessed Can | Incandescent |  | Reflector | 1 | 65 | 231061 | Closet | 0.0049845
Table | Incandescent |  | Decorative | 1 | 40 | 231061 | Closet | 0.0049845
Table | Incandescent |  | Standard A Lamp | 1 | 40 | 231061 | Closet | 0.0049845
Chandelier (Hanging) | Incandescent |  | Decorative | 6 | 40 | 231061 | Closet | 0.0049845
Table | Incandescent |  | Standard A Lamp | 1 | 150 | 231061 | Closet | 0.0049845
Table | Compact Fluorescent |  | Twist | 1 | 13 | 231061 | Closet | 0.0049845
Chandelier (Hanging) | Incandescent |  | Decorative | 5 | 40 | 231061 | Closet | 0.0049845
Wall Mount | Incandescent |  | Standard A Lamp | 2 | 60 | 231062 | Bathroom | 0.0049845
Ceiling Fixture | Incandescent |  | Standard A Lamp | 2 | 60 | 231062 | Bathroom | 0.0049845
Ceiling Fixture | Incandescent |  | Standard A Lamp | 1 | 60 | 231062 | Bathroom | 0.0049845
Recessed Can | Incandescent |  | Reflector | 1 | 65 | 231062 | Bathroom | 0.0049845
Ceiling Fixture | Halogen |  | Quartz Tube | 3 | 75 | 231062 | Bathroom | 0.0049845
Recessed Can | Halogen |  | PAR | 1 | 50 | 231062 | Bathroom | 0.0049845
Chandelier (Hanging) | Halogen |  | MR | 1 | 60 | 231062 | Bathroom | 0.0049845
Other | Other |  | Other | 23 | 18 | 231062 | Bathroom | 0.0049845
Ceiling Fixture | Halogen |  | PAR | 4 | 50 | 231062 | Bathroom | 0.0049845
Recessed Can | Incandescent |  | Reflector | 2 | 45 | 231062 | Bathroom | 0.0049845
Ceiling Fixture | Compact Fluorescent |  | Twist | 3 | 9 | 231062 | Bathroom | 0.0049845
Ceiling Fixture | Halogen |  | PAR | 1 | 50 | 231062 | Bathroom | 0.0049845
Table | Incandescent |  | Standard A Lamp | 1 | 40 | 231062 | Bathroom | 0.0049845
Wall Mount | Compact Fluorescent |  | Twist | 2 | 13 | 231062 | Bathroom | 0.0049845
Recessed Can | Incandescent |  | Reflector | 1 | 65 | 231062 | Bathroom | 0.0049845
Ceiling Fixture | Incandescent |  | Standard A Lamp | 3 | 60 | 231062 | Bathroom | 0.0049845
Floor lamp | Halogen |  | Quartz Tube | 1 | 300 | 231062 | Bathroom | 0.0049845
Table | Halogen |  | Quartz Tube | 1 | 80 | 231062 | Bathroom | 0.0049845
Ceiling Fixture | Incandescent |  | Standard A Lamp | 3 | 40 | 231062 | Bathroom | 0.0049845
Wall Mount | Halogen |  | Quartz Tube | 2 | 80 | 231062 | Bathroom | 0.0049845
Wall Mount | Compact Fluorescent |  | Twist | 2 | 28 | 234251 | Bathroom | 0.003323
Ceiling Fixture | Compact Fluorescent |  | Twist | 1 | 28 | 234251 | Bathroom | 0.003323
Ceiling Fixture | Compact Fluorescent |  | Twist | 2 | 15 | 234251 | Bathroom | 0.003323
Ceiling Fixture | Compact Fluorescent |  | Twist | 2 | 28 | 234251 | Bathroom | 0.003323
Ceiling Fixture | Compact Fluorescent |  | Twist | 2 | 28 | 234251 | Bathroom | 0.003323
Wall Mount | Incandescent |  | Standard A Lamp | 1 | 40 | 234251 | Bathroom | 0.003323
Floor lamp | Incandescent |  | Standard A Lamp | 3 | 60 | 234251 | Bathroom | 0.003323
Ceiling Fixture | Incandescent |  | Standard A Lamp | 1 | 60 | 234251 | Bathroom | 0.003323
Ceiling Fixture | Compact Fluorescent |  | Pin base | 2 | 22 | 234252 | Bathroom | 0.003323
Wall Mount | Compact Fluorescent |  | Twist | 4 | 22 | 234252 | Bathroom | 0.003323
Ceiling Fixture | Compact Fluorescent |  | Twist | 2 | 28 | 234252 | Bathroom | 0.003323
Floor lamp | Incandescent |  | Standard A Lamp | 2 | 60 | 234252 | Bathroom | 0.003323
Ceiling Fixture | Compact Fluorescent |  | Twist | 2 | 22 | 234252 | Bathroom | 0.003323
Chandelier (Hanging) | Compact Fluorescent |  | Twist | 3 | 22 | 234252 | Bathroom | 0.003323
Wall Mount | Compact Fluorescent |  | Twist | 1 | 8 | 234252 | Bathroom | 0.003323
Ceiling Fixture | Compact Fluorescent |  | Pin base | 2 | 22 | 234253 | Bathroom | 0.003323
Wall Mount | Compact Fluorescent |  | Twist | 4 | 22 | 234253 | Bathroom | 0.003323
Ceiling Fixture |  |  | Twist | 1 | 15 | 234253 | Bathroom | 0.003323
Table |  |  | Standard A Lamp | 1 | 60 | 234253 | Bathroom | 0.003323
Ceiling Fixture | Compact Fluorescent |  | Twist | 2 | 22 | 234253 | Bathroom | 0.003323
Chandelier (Hanging) | Compact Fluorescent |  | Twist | 3 | 22 | 234253 | Bathroom | 0.003323
Wall Mount | Incandescent |  | Standard A Lamp | 1 | 60 | 234253 | Bathroom | 0.003323
Table | Incandescent |  | Standard A Lamp | 1 | 60 | 234253 | Bathroom | 0.003323
Wall Mount | Incandescent |  | Standard A Lamp | 3 | 75 | 235311 | Bathroom | 0.0049845
Ceiling Fixture | Incandescent |  | Standard A Lamp | 1 | 75 | 235311 | Bathroom | 0.0049845
Table | Compact Fluorescent |  | Twist | 1 | 15 | 235311 | Bathroom | 0.0049845
Ceiling Fixture | Compact Fluorescent |  | Twist | 1 | 15 | 235311 | Bathroom | 0.0049845
Ceiling Fixture | Incandescent |  | Standard A Lamp | 1 | 75 | 235311 | Bathroom | 0.0049845
Ceiling Fixture | Compact Fluorescent |  | Twist | 1 | 15 | 235311 | Bathroom | 0.0049845
Table | Compact Fluorescent |  | Twist | 1 | 15 | 235311 | Bathroom | 0.0049845
Ceiling Fan | Compact Fluorescent |  | Twist | 4 | 15 | 235311 | Bathroom | 0.0049845
Wall Mount | Incandescent |  | Standard A Lamp | 2 | 40 | 235311 | Bathroom | 0.0049845
Wall Mount | Incandescent |  | Standard A Lamp | 4 | 60 | 235312 | Bathroom | 0.0049845
Ceiling Fixture | Compact Fluorescent |  | Twist | 1 | 15 | 235312 | Bathroom | 0.0049845
Table | Compact Fluorescent |  | Twist | 1 | 15 | 235312 | Bathroom | 0.0049845
Floor lamp | Compact Fluorescent |  | Twist | 1 | 15 | 235312 | Bathroom | 0.0049845
Ceiling Fixture | Compact Fluorescent |  | Twist | 1 | 15 | 235312 | Bathroom | 0.0049845
Ceiling Fixture | Compact Fluorescent |  | Twist | 1 | 22 | 235312 | Bathroom | 0.0049845
Ceiling Fixture | Compact Fluorescent |  | Twist | 1 | 15 | 235312 | Bathroom | 0.0049845
Chandelier (Hanging) | Compact Fluorescent |  | Twist | 1 | 15 | 235312 | Bathroom | 0.0049845
Ceiling Fan | Compact Fluorescent |  | Twist | 4 | 15 | 235312 | Bathroom | 0.0049845
Ceiling Fixture | Compact Fluorescent |  | Twist | 1 | 15 | 235312 | Bathroom | 0.0049845
Wall Mount | Incandescent |  | Standard A Lamp | 2 | 40 | 235312 | Bathroom | 0.0049845
Wall Mount | Incandescent |  | Standard A Lamp | 4 | 40 | 236231 | Bathroom | 0.003323
Ceiling Fixture | Incandescent |  | Reflector | 2 | 250 | 236231 | Bathroom | 0.003323
Ceiling Fixture | Incandescent |  | Standard A Lamp | 2 | 60 | 236231 | Bathroom | 0.003323
Table | Incandescent |  | Decorative | 1 | 15 | 236231 | Bathroom | 0.003323
Ceiling Fixture | Incandescent |  | Standard A Lamp | 1 | 75 | 236231 | Bathroom | 0.003323
Ceiling Fixture | Incandescent |  | Standard A Lamp | 2 | 60 | 236231 | Bathroom | 0.003323
Wall Mount | Incandescent |  | Standard A Lamp | 1 | 25 | 236231 | Bathroom | 0.003323
Wall Mount | Linear Fluorescent | 2 | T-8 | 1 | 16 | 236231 | Bathroom | 0.003323
Table | Incandescent |  | Standard A Lamp | 1 | 25 | 236231 | Bathroom | 0.003323
Table | Compact Fluorescent |  | Twist | 1 | 15 | 236231 | Bathroom | 0.003323
Wall Mount | Incandescent |  | Standard A Lamp | 4 | 75 | 236232 | Bathroom | 0.003323
Ceiling Fixture | Incandescent |  | Reflector | 2 | 250 | 236232 | Bathroom | 0.003323
Ceiling Fixture | Incandescent |  | Standard A Lamp | 2 | 75 | 236232 | Bathroom | 0.003323
Ceiling Fixture | Incandescent |  | Standard A Lamp | 1 | 75 | 236232 | Bathroom | 0.003323
Ceiling Fixture | Incandescent |  | Standard A Lamp | 1 | 60 | 236232 | Bathroom | 0.003323
Ceiling Fixture | Incandescent |  | Standard A Lamp | 2 | 75 | 236232 | Bathroom | 0.003323
Wall Mount | Incandescent |  | Standard A Lamp | 1 | 100 | 236232 | Bathroom | 0.003323
Table | Incandescent |  | Standard A Lamp | 1 | 60 | 236232 | Bathroom | 0.003323
Table | Incandescent |  | 3-Way Incandescent | 1 | 100 | 236232 | Bathroom | 0.003323
Wall Mount | Incandescent |  | Standard A Lamp | 4 | 60 | 236233 | Bathroom | 0.003323
Ceiling Fixture | Incandescent |  | Reflector | 2 | 250 | 236233 | Bathroom | 0.003323
Ceiling Fan | Compact Fluorescent |  | Twist | 4 | 15 | 236233 | Bathroom | 0.003323
Ceiling Fixture | Incandescent |  | Standard A Lamp | 1 | 75 | 236233 | Bathroom | 0.003323
Ceiling Fixture | Incandescent |  | Standard A Lamp | 2 | 60 | 236233 | Bathroom | 0.003323
Wall Mount | Incandescent |  | Standard A Lamp | 1 | 100 | 236233 | Bathroom | 0.003323
Wall Mount | Incandescent |  | Globe | 6 | 40 | 236811 | Bathroom | 0.003323
Ceiling Fixture | Incandescent |  | Reflector | 1 | 250 | 236811 | Bathroom | 0.003323
Ceiling Fixture | Incandescent |  | Standard A Lamp | 2 | 60 | 236811 | Bathroom | 0.003323
Floor lamp | Incandescent |  | Standard A Lamp | 1 | 71 | 236811 | Bathroom | 0.003323
Ceiling Fixture | Incandescent |  | Standard A Lamp | 1 | 60 | 236811 | Bathroom | 0.003323
Ceiling Fixture | Incandescent |  | Standard A Lamp | 2 | 60 | 236811 | Bathroom | 0.003323
Table | Incandescent |  | Standard A Lamp | 1 | 100 | 236811 | Bathroom | 0.003323
Ceiling Fixture | Linear Fluorescent | 4 | T-8 | 2 | 32 | 236811 | Bathroom | 0.003323
Recessed Can | Incandescent |  | Reflector | 1 | 65 | 236811 | Bathroom | 0.003323
Wall Mount | Incandescent |  | Standard A Lamp | 1 | 60 | 236811 | Bathroom | 0.003323
Chandelier (Hanging) | Incandescent |  | Standard A Lamp | 1 | 200 | 236811 | Bathroom | 0.003323
Floor lamp | Compact Fluorescent |  | Twist | 1 | 23 | 236811 | Bathroom | 0.003323
Ceiling Fixture | Incandescent |  | Standard A Lamp | 1 | 60 | 236811 | Bathroom | 0.003323
Wall Mount | Incandescent |  | Globe | 8 | 40 | 236811 | Bathroom | 0.003323
Ceiling Fixture | Incandescent |  | Standard A Lamp | 1 | 60 | 236811 | Bathroom | 0.003323
Ceiling Fixture | Incandescent |  | Reflector | 1 | 250 | 236811 | Bathroom | 0.003323
Wall Mount | Incandescent |  | Globe | 8 | 40 | 236812 | Bathroom | 0.003323
Ceiling Fixture | Incandescent |  | Reflector | 1 | 250 | 236812 | Bathroom | 0.003323
Ceiling Fixture | Incandescent |  | Standard A Lamp | 1 | 60 | 236812 | Bathroom | 0.003323
Ceiling Fixture | Incandescent |  | Standard A Lamp | 2 | 60 | 236812 | Bathroom | 0.003323
Table | Incandescent |  | Standard A Lamp | 2 | 60 | 236812 | Bathroom | 0.003323
Ceiling Fixture | Incandescent |  | Standard A Lamp | 2 | 60 | 236812 | Bathroom | 0.003323
Ceiling Fixture | Linear Fluorescent | 4 | T-8 | 2 | 32 | 236812 | Bathroom | 0.003323
Recessed Can | Incandescent |  | Reflector | 1 | 65 | 236812 | Bathroom | 0.003323
Wall Mount | Incandescent |  | Standard A Lamp | 1 | 60 | 236812 | Bathroom | 0.003323
Ceiling Fixture | Incandescent |  | Standard A Lamp | 1 | 60 | 236812 | Bathroom | 0.003323
Table | Incandescent |  | 3-Way Incandescent | 1 | 150 | 236812 | Bathroom | 0.003323
Table | Incandescent |  | Standard A Lamp | 1 | 150 | 236812 | Bathroom | 0.003323
Ceiling Fixture | Incandescent |  | Standard A Lamp | 1 | 60 | 236812 | Bathroom | 0.003323
Wall Mount | Incandescent |  | Globe | 8 | 40 | 236812 | Bathroom | 0.003323
Ceiling Fixture | Incandescent |  | Standard A Lamp | 1 | 60 | 236812 | Bathroom | 0.003323
Ceiling Fixture | Incandescent |  | Reflector | 1 | 250 | 236812 | Bathroom | 0.003323
Wall Mount | Incandescent |  | Globe | 8 | 40 | 236813 | Bathroom | 0.003323
Ceiling Fixture | Incandescent |  | Reflector | 1 | 250 | 236813 | Bathroom | 0.003323
Ceiling Fan | Incandescent |  | Decorative | 4 | 40 | 236813 | Bathroom | 0.003323
Ceiling Fixture | Incandescent |  | Standard A Lamp | 1 | 100 | 236813 | Bathroom | 0.003323
Table | Other |  | LED Interior | 1 | 17 | 236813 | Bathroom | 0.003323
Floor lamp | Incandescent |  | Decorative | 9 | 5 | 236813 | Bathroom | 0.003323
Table | Incandescent |  | Decorative | 2 | 40 | 236813 | Bathroom | 0.003323
Ceiling Fan | Incandescent |  | Decorative | 2 | 40 | 236813 | Bathroom | 0.003323
Ceiling Fixture | Linear Fluorescent | 4 | T-8 | 2 | 32 | 236813 | Bathroom | 0.003323
Recessed Can | Incandescent |  | Reflector | 1 | 65 | 236813 | Bathroom | 0.003323
Wall Mount | Incandescent |  | Standard A Lamp | 1 | 40 | 236813 | Bathroom | 0.003323
Ceiling Fixture | Incandescent |  | Standard A Lamp | 2 | 100 | 236813 | Bathroom | 0.003323
Floor lamp | Incandescent |  | Decorative | 9 | 5 | 236813 | Bathroom | 0.003323
Ceiling Fixture | Incandescent |  | Standard A Lamp | 1 | 100 | 236813 | Bathroom | 0.003323
Ceiling Fan | Incandescent |  | Decorative | 4 | 40 | 236813 | Bathroom | 0.003323
Wall Mount | Incandescent |  | Globe | 8 | 40 | 236813 | Bathroom | 0.003323
Ceiling Fixture | Incandescent |  | Standard A Lamp | 1 | 60 | 236813 | Bathroom | 0.003323
Ceiling Fixture | Incandescent |  | Reflector | 1 | 250 | 236813 | Bathroom | 0.003323
Wall Mount | Incandescent |  | Globe | 3 | 40 | 236851 | Bathroom | 0.0049845
Ceiling Fixture | Incandescent |  | Reflector | 1 | 250 | 236851 | Bathroom | 0.0049845
Ceiling Fixture | Compact Fluorescent |  | Twist | 2 | 13 | 236851 | Bathroom | 0.0049845
Ceiling Fixture | Compact Fluorescent |  | Twist | 2 | 13 | 236851 | Bathroom | 0.0049845
Ceiling Fan | Compact Fluorescent |  | Twist | 1 | 13 | 236851 | Bathroom | 0.0049845
Ceiling Fixture | Compact Fluorescent |  | Twist | 2 | 13 | 236851 | Bathroom | 0.0049845
Wall Mount | Compact Fluorescent |  | Twist | 1 | 13 | 236851 | Bathroom | 0.0049845
Ceiling Fixture | Linear Fluorescent | 4 | T-12 | 4 | 40 | 236851 | Bathroom | 0.0049845
Wall Mount | Compact Fluorescent |  | Twist | 1 | 19 | 236851 | Bathroom | 0.0049845
Ceiling Fixture | Incandescent |  | Standard A Lamp | 1 | 60 | 236851 | Bathroom | 0.0049845
Wall Mount | Incandescent |  | Globe | 3 | 40 | 236852 | Bathroom | 0.0049845
Ceiling Fixture | Incandescent |  | Reflector | 1 | 250 | 236852 | Bathroom | 0.0049845
Ceiling Fixture | Compact Fluorescent |  | Twist | 1 | 13 | 236852 | Bathroom | 0.0049845
Ceiling Fixture | Compact Fluorescent |  | Twist | 1 | 13 | 236852 | Bathroom | 0.0049845
Table | Incandescent |  | Decorative | 1 | 60 | 236852 | Bathroom | 0.0049845
Ceiling Fan | Compact Fluorescent |  | Twist | 1 | 13 | 236852 | Bathroom | 0.0049845
Ceiling Fixture | Compact Fluorescent |  | Twist | 2 | 13 | 236852 | Bathroom | 0.0049845
Wall Mount | Compact Fluorescent |  | Twist | 1 | 13 | 236852 | Bathroom | 0.0049845
Ceiling Fixture | Linear Fluorescent | 4 | T-12 | 4 | 40 | 236852 | Bathroom | 0.0049845
Ceiling Fixture | Incandescent |  | Standard A Lamp | 1 | 60 | 236852 | Bathroom | 0.0049845
Table | Incandescent |  | Decorative | 1 | 60 | 236852 | Bathroom | 0.0049845
Wall Mount | Incandescent |  | Decorative | 2 | 60 | 238001 | Bathroom | 0.003323
Ceiling Fixture | Incandescent |  | Standard A Lamp | 2 | 60 | 238001 | Bathroom | 0.003323
Table | Incandescent |  | 3-Way Incandescent | 1 | 100 | 238001 | Bathroom | 0.003323
Ceiling Fixture | Incandescent |  | Standard A Lamp | 1 | 60 | 238001 | Bathroom | 0.003323
Recessed Can | Incandescent |  | Reflector | 1 | 65 | 238001 | Bathroom | 0.003323
Ceiling Fixture | Incandescent |  | Standard A Lamp | 1 | 60 | 238001 | Bathroom | 0.003323
Wall Mount | Incandescent |  | Clear | 2 | 40 | 238001 | Bathroom | 0.003323
Table | Compact Fluorescent |  | Twist | 1 | 22 | 238001 | Bathroom | 0.003323
Wall Mount | Incandescent |  | Standard A Lamp | 4 | 60 | 238002 | Bathroom | 0.003323
Ceiling Fixture | Incandescent |  | Standard A Lamp | 1 | 60 | 238002 | Bathroom | 0.003323
Table | Incandescent |  | Standard A Lamp | 1 | 75 | 238002 | Bathroom | 0.003323
Ceiling Fixture | Incandescent |  | Standard A Lamp | 1 | 60 | 238002 | Bathroom | 0.003323
Ceiling Fixture | Incandescent |  | Standard A Lamp | 1 | 60 | 238002 | Bathroom | 0.003323
Table | Incandescent |  | Decorative | 1 | 20 | 238002 | Bathroom | 0.003323
Ceiling Fixture | Incandescent |  | Standard A Lamp | 1 | 60 | 238002 | Bathroom | 0.003323
Recessed Can | Incandescent |  | Reflector | 1 | 65 | 238002 | Bathroom | 0.003323
Table | Incandescent |  | 3-Way Incandescent | 1 | 100 | 238002 | Bathroom | 0.003323
Table | Compact Fluorescent |  | Twist | 1 | 22 | 238002 | Bathroom | 0.003323
Wall Mount | Halogen |  | PAR | 4 | 50 | 238003 | Bathroom | 0.003323
Ceiling Fixture | Compact Fluorescent |  | Twist | 2 | 22 | 238003 | Bathroom | 0.003323
Ceiling Fixture | Compact Fluorescent |  | Twist | 2 | 22 | 238003 | Bathroom | 0.003323
Table | Compact Fluorescent |  | Twist | 1 | 22 | 238003 | Bathroom | 0.003323
Ceiling Fixture | Incandescent |  | Standard A Lamp | 2 | 60 | 238003 | Bathroom | 0.003323
Ceiling Fixture | Halogen |  | PAR | 4 | 50 | 238003 | Bathroom | 0.003323
Ceiling Fixture | Halogen |  | PAR | 4 | 50 | 238003 | Bathroom | 0.003323
Ceiling Fixture | Compact Fluorescent |  | Twist | 2 | 22 | 238003 | Bathroom | 0.003323
Table | Incandescent |  | Standard A Lamp | 2 | 60 | 238003 | Bathroom | 0.003323
Floor lamp | Compact Fluorescent |  | Twist | 1 | 22 | 238003 | Bathroom | 0.003323
Ceiling Fixture | Incandescent |  | Standard A Lamp | 2 | 60 | 238003 | Bathroom | 0.003323
Wall Mount | Incandescent |  | Standard A Lamp | 3 | 40 | 238991 | Bathroom | 0.003323
Table | Compact Fluorescent |  | Twist | 1 | 7 | 238991 | Bathroom | 0.003323
Ceiling Fixture | Incandescent |  | Reflector | 1 | 250 | 238991 | Bathroom | 0.003323
Ceiling Fixture | Incandescent |  | Reflector | 1 | 120 | 238991 | Bathroom | 0.003323
Table | Halogen |  | Quartz Tube | 1 | 100 | 238991 | Bathroom | 0.003323
Table | Compact Fluorescent |  | Twist | 1 | 14 | 238991 | Bathroom | 0.003323
Ceiling Fixture | Incandescent |  | Standard A Lamp | 3 | 60 | 238991 | Bathroom | 0.003323
Ceiling Fixture | Incandescent |  | Standard A Lamp | 3 | 60 | 238991 | Bathroom | 0.003323
Torchiere | Halogen |  | Quartz Tube | 1 | 20 | 238991 | Bathroom | 0.003323
Wall Mount | Linear Fluorescent | 2 | T-8 | 1 | 16 | 238991 | Bathroom | 0.003323
Wall Mount | Compact Fluorescent |  | Twist | 1 | 15 | 238991 | Bathroom | 0.003323
Ceiling Fixture | Linear Fluorescent | 4 | T-8 | 2 | 32 | 238991 | Bathroom | 0.003323
Torchiere | Compact Fluorescent |  | Twist | 1 | 15 | 238991 | Bathroom | 0.003323
Torchiere | Incandescent |  | Standard A Lamp | 3 | 40 | 238991 | Bathroom | 0.003323
Table | Incandescent |  | Standard A Lamp | 1 | 20 | 238991 | Bathroom | 0.003323
Table | Compact Fluorescent |  | Twist | 1 | 7 | 238991 | Bathroom | 0.003323
Table | Halogen |  | MR | 1 | 50 | 238991 | Bathroom | 0.003323
Wall Mount | Incandescent |  | Standard A Lamp | 3 | 40 | 238992 | Bathroom | 0.003323
Ceiling Fixture | Incandescent |  | Reflector | 1 | 120 | 238992 | Bathroom | 0.003323
Ceiling Fixture | Incandescent |  | Reflector | 1 | 250 | 238992 | Bathroom | 0.003323
Table | Incandescent |  | Standard A Lamp | 2 | 40 | 238992 | Bathroom | 0.003323
Table | Compact Fluorescent |  | Twist | 1 | 14 | 238992 | Bathroom | 0.003323
Ceiling Fixture | Incandescent |  | Standard A Lamp | 3 | 60 | 238992 | Bathroom | 0.003323
Ceiling Fixture | Incandescent |  | Standard A Lamp | 3 | 60 | 238992 | Bathroom | 0.003323
Wall Mount | Incandescent |  | Standard A Lamp | 1 | 25 | 238992 | Bathroom | 0.003323
Wall Mount | Linear Fluorescent | 2 | T-8 | 1 | 16 | 238992 | Bathroom | 0.003323
Ceiling Fixture | Linear Fluorescent | 4 | T-8 | 2 | 32 | 238992 | Bathroom | 0.003323
Table | Incandescent |  | Standard A Lamp | 1 | 60 | 238992 | Bathroom | 0.003323
Wall Mount | Incandescent |  | Standard A Lamp | 3 | 40 | 238993 | Bathroom | 0.003323
Ceiling Fixture | Incandescent |  | Reflector | 1 | 120 | 238993 | Bathroom | 0.003323
Ceiling Fixture | Incandescent |  | Reflector | 1 | 250 | 238993 | Bathroom | 0.003323
Ceiling Fixture | Incandescent |  | Standard A Lamp | 3 | 60 | 238993 | Bathroom | 0.003323
Table | Incandescent |  | Standard A Lamp | 1 | 40 | 238993 | Bathroom | 0.003323
Ceiling Fixture | Incandescent |  | Standard A Lamp | 3 | 60 | 238993 | Bathroom | 0.003323
Ceiling Fixture | Linear Fluorescent | 4 | T-8 | 2 | 32 | 238993 | Bathroom | 0.003323
Table | Incandescent |  | Standard A Lamp | 1 | 60 | 238993 | Bathroom | 0.003323
Wall Mount | Incandescent |  | Standard A Lamp | 1 | 40 | 238993 | Bathroom | 0.003323
Wall Mount | Linear Fluorescent | 2 | T-8 | 1 | 14 | 238993 | Bathroom | 0.003323
Wall Mount | Compact Fluorescent |  | Twist | 2 | 20 | 239961 | Bathroom | 0.0049845
Wall Mount | Compact Fluorescent |  | Twist | 1 | 20 | 239961 | Bathroom | 0.0049845
Wall Mount | Compact Fluorescent |  | Twist | 1 | 20 | 239961 | Bathroom | 0.0049845
Wall Mount | Compact Fluorescent |  | Twist | 1 | 20 | 239961 | Bathroom | 0.0049845
Ceiling Fixture | Compact Fluorescent |  | Twist | 1 | 20 | 239961 | Bathroom | 0.0049845
Wall Mount | Compact Fluorescent |  | Twist | 1 | 20 | 239961 | Bathroom | 0.0049845
Ceiling Fixture | Linear Fluorescent | 4 | T-8 | 2 | 32 | 239961 | Bathroom | 0.0049845
Wall Mount | Incandescent |  | Standard A Lamp | 1 | 60 | 239961 | Bathroom | 0.0049845
Floor lamp | Compact Fluorescent |  | Twist | 1 | 20 | 239961 | Bathroom | 0.0049845
Floor lamp | Compact Fluorescent |  | Twist | 3 | 20 | 239961 | Bathroom | 0.0049845
Floor lamp | Compact Fluorescent |  | Twist | 1 | 12 | 239961 | Bathroom | 0.0049845
Floor lamp | Compact Fluorescent |  | Twist | 1 | 20 | 239961 | Bathroom | 0.0049845
Wall Mount | Compact Fluorescent |  | Twist | 2 | 20 | 239962 | Bathroom | 0.0049845
Wall Mount | Compact Fluorescent |  | Twist | 1 | 20 | 239962 | Bathroom | 0.0049845
Ceiling Fan | Compact Fluorescent |  | Twist | 1 | 20 | 239962 | Bathroom | 0.0049845
Ceiling Fixture | Linear Fluorescent | 4 | T-8 | 2 | 32 | 239962 | Bathroom | 0.0049845
Wall Mount | Incandescent |  | Standard A Lamp | 1 | 60 | 239962 | Bathroom | 0.0049845
Wall Mount | Compact Fluorescent |  | Twist | 1 | 20 | 239962 | Bathroom | 0.0049845
Floor lamp | Compact Fluorescent |  | Twist | 1 | 20 | 239962 | Bathroom | 0.0049845
Wall Mount | Incandescent |  | Globe | 4 | 40 | 240091 | Bathroom | 0.003323
Ceiling Fixture | Incandescent |  | Standard A Lamp | 1 | 60 | 240091 | Bathroom | 0.003323
Table | Compact Fluorescent |  | Twist | 1 | 22 | 240091 | Bathroom | 0.003323
Ceiling Fixture | Linear Fluorescent | 4 | T-12 | 4 | 40 | 240091 | Bathroom | 0.003323
Table | Compact Fluorescent |  | Twist | 1 | 22 | 240091 | Bathroom | 0.003323
Ceiling Fixture | Incandescent |  | Standard A Lamp | 2 | 60 | 240091 | Bathroom | 0.003323
Wall Mount | Incandescent |  | Globe | 4 | 40 | 240092 | Bathroom | 0.003323
Ceiling Fixture | Incandescent |  | Standard A Lamp | 1 | 60 | 240092 | Bathroom | 0.003323
Table | Incandescent |  | Standard A Lamp | 1 | 75 | 240092 | Bathroom | 0.003323
Ceiling Fixture | Linear Fluorescent | 4 | T-12 | 4 | 40 | 240092 | Bathroom | 0.003323
Table | Compact Fluorescent |  | Twist | 1 | 15 | 240092 | Bathroom | 0.003323
Table | Incandescent |  | Standard A Lamp | 1 | 60 | 240092 | Bathroom | 0.003323
Ceiling Fixture | Incandescent |  | Standard A Lamp | 1 | 60 | 240092 | Bathroom | 0.003323
Wall Mount | Incandescent |  | Globe | 4 | 40 | 240093 | Bathroom | 0.003323
Ceiling Fixture | Incandescent |  | Standard A Lamp | 1 | 60 | 240093 | Bathroom | 0.003323
Table | Incandescent |  | Standard A Lamp | 1 | 75 | 240093 | Bathroom | 0.003323
Ceiling Fixture | Linear Fluorescent | 4 | T-12 | 4 | 40 | 240093 | Bathroom | 0.003323
Table | Compact Fluorescent |  | Twist | 1 | 15 | 240093 | Bathroom | 0.003323
Ceiling Fixture | Incandescent |  | Standard A Lamp | 2 | 60 | 240093 | Bathroom | 0.003323
Wall Mount | Incandescent |  | Standard A Lamp | 3 | 40 | 241231 | Bathroom | 0.0049845
Ceiling Fixture | Incandescent |  | Standard A Lamp | 2 | 60 | 241231 | Bathroom | 0.0049845
Table | Incandescent |  | Standard A Lamp | 1 | 40 | 241231 | Bathroom | 0.0049845
Ceiling Fixture | Incandescent |  | Standard A Lamp | 2 | 60 | 241231 | Bathroom | 0.0049845
Ceiling Fan | Incandescent |  | Standard A Lamp | 1 | 60 | 241232 | Bathroom | 0.0049845
Ceiling Fixture | Incandescent |  | Standard A Lamp | 2 | 75 | 241232 | Bathroom | 0.0049845
Ceiling Fixture | Incandescent |  | Standard A Lamp | 2 | 60 | 241232 | Bathroom | 0.0049845
Table | Incandescent |  | Standard A Lamp | 1 | 60 | 241232 | Bathroom | 0.0049845
Ceiling Fixture | Incandescent |  | Standard A Lamp | 1 | 60 | 241232 | Bathroom | 0.0049845
Wall Mount | Incandescent |  | Standard A Lamp | 4 | 60 | 241391 | Bathroom | 0.0049845
Ceiling Fixture | Incandescent |  | Heat Lamp | 2 | 250 | 241391 | Bathroom | 0.0049845
Table | Incandescent |  | Standard A Lamp | 1 | 60 | 241391 | Bathroom | 0.0049845
Table | Compact Fluorescent |  | Twist | 1 | 27 | 241391 | Bathroom | 0.0049845
Floor lamp | Halogen |  | Quartz Tube | 1 | 300 | 241391 | Bathroom | 0.0049845
Ceiling Fixture | Incandescent |  | Standard A Lamp | 1 | 60 | 241391 | Bathroom | 0.0049845
Ceiling Fixture | Compact Fluorescent |  | Twist | 1 | 27 | 241391 | Bathroom | 0.0049845
Ceiling Fixture | Compact Fluorescent |  | Twist | 2 | 27 | 241391 | Bathroom | 0.0049845
Wall Mount | Incandescent |  | Standard A Lamp | 1 | 60 | 241391 | Bathroom | 0.0049845
Ceiling Fixture | Compact Fluorescent |  | Twist | 3 | 15 | 241391 | Bathroom | 0.0049845
Ceiling Fixture | Compact Fluorescent |  | Twist | 1 | 27 | 241391 | Bathroom | 0.0049845
Floor lamp | Compact Fluorescent |  | Twist | 1 | 15 | 241391 | Bathroom | 0.0049845
Ceiling Fixture | Incandescent |  | Heat Lamp | 2 | 250 | 241392 | Bathroom | 0.0049845
Chandelier (Hanging) | Incandescent |  | Standard A Lamp | 2 | 60 | 241392 | Bathroom | 0.0049845
Table | Compact Fluorescent |  | A shape bulb | 1 | 15 | 241392 | Bathroom | 0.0049845
Floor lamp | Incandescent |  | Standard A Lamp | 3 | 40 | 241392 | Bathroom | 0.0049845
Table | Compact Fluorescent |  | Twist | 1 | 15 | 241392 | Bathroom | 0.0049845
Ceiling Fixture | Incandescent |  | Standard A Lamp | 1 | 60 | 241392 | Bathroom | 0.0049845
Ceiling Fixture | Incandescent |  | Standard A Lamp | 1 | 60 | 241392 | Bathroom | 0.0049845
Ceiling Fixture | Incandescent |  | Standard A Lamp | 1 | 15 | 241392 | Bathroom | 0.0049845
Wall Mount | Incandescent |  | Standard A Lamp | 1 | 40 | 241392 | Bathroom | 0.0049845
Ceiling Fixture | Linear Fluorescent | 2 | T-8 | 1 | 22 | 241392 | Bathroom | 0.0049845
Chandelier (Hanging) | Compact Fluorescent |  | Twist | 5 | 15 | 241392 | Bathroom | 0.0049845
Ceiling Fixture | Incandescent |  | Standard A Lamp | 1 | 60 | 241392 | Bathroom | 0.0049845
Floor lamp | Compact Fluorescent |  | Twist | 1 | 15 | 241392 | Bathroom | 0.0049845
Wall Mount | Incandescent |  | Standard A Lamp | 3 | 60 | 246371 | Bathroom | 0.003323
Ceiling Fixture | Incandescent |  | Heat Lamp | 1 | 250 | 246371 | Bathroom | 0.003323
Ceiling Fixture | Incandescent |  | Standard A Lamp | 2 | 60 | 246371 | Bathroom | 0.003323
Table | Incandescent |  | Standard A Lamp | 1 | 60 | 246371 | Bathroom | 0.003323
Ceiling Fixture | Incandescent |  | Standard A Lamp | 2 | 60 | 246371 | Bathroom | 0.003323
Table | Incandescent |  | Standard A Lamp | 1 | 60 | 246371 | Bathroom | 0.003323
Ceiling Fixture | Incandescent |  | Standard A Lamp | 1 | 60 | 246371 | Bathroom | 0.003323
Ceiling Fixture | Incandescent |  | Standard A Lamp | 1 | 60 | 246371 | Bathroom | 0.003323
Ceiling Fixture | Linear Fluorescent | 4 | T-8 | 1 | 32 | 246371 | Bathroom | 0.003323
Ceiling Fixture | Incandescent |  | Standard A Lamp | 1 | 60 | 246371 | Bathroom | 0.003323
Table | Incandescent |  | 3-Way Incandescent | 1 | 200 | 246371 | Bathroom | 0.003323
Ceiling Fan | Linear Fluorescent | 1 | Fluorescent Other | 1 | 32 | 246372 | Dining Room | 0.003323
Ceiling Fixture | Incandescent |  | Standard A Lamp | 1 | 60 | 246372 | Dining Room | 0.003323
Ceiling Fixture | Linear Fluorescent | 4 | T-8 | 1 | 32 | 246372 | Dining Room | 0.003323
Ceiling Fixture | Incandescent |  | Standard A Lamp | 1 | 60 | 246372 | Dining Room | 0.003323
Table | Compact Fluorescent |  | Twist | 1 | 22 | 246372 | Dining Room | 0.003323
Wall Mount | Incandescent |  | Standard A Lamp | 3 | 60 | 246372 | Dining Room | 0.003323
Ceiling Fixture | Incandescent |  | Heat Lamp | 1 | 250 | 246372 | Dining Room | 0.003323
Ceiling Fixture | Incandescent |  | Standard A Lamp | 2 | 60 | 246372 | Dining Room | 0.003323
Ceiling Fixture | Incandescent |  | Standard A Lamp | 2 | 60 | 246373 | Bedroom | 0.003323
Table | Compact Fluorescent |  | Twist | 1 | 22 | 246373 | Bedroom | 0.003323
Ceiling Fan | Incandescent |  | Standard A Lamp | 3 | 60 | 246373 | Bedroom | 0.003323
Ceiling Fixture | Incandescent |  | Standard A Lamp | 1 | 60 | 246373 | Bedroom | 0.003323
Ceiling Fixture | Incandescent |  | Standard A Lamp | 1 | 100 | 246373 | Bedroom | 0.003323
Ceiling Fixture | Linear Fluorescent | 4 | T-8 | 1 | 32 | 246373 | Bedroom | 0.003323
Ceiling Fixture | Compact Fluorescent |  | Twist | 1 | 15 | 246373 | Bedroom | 0.003323
Table | Incandescent |  | Standard A Lamp | 1 | 75 | 246373 | Bedroom | 0.003323
Wall Mount | Incandescent |  | Clear | 6 | 40 | 246373 | Bedroom | 0.003323
Ceiling Fixture | Incandescent |  | Heat Lamp | 1 | 250 | 246373 | Bedroom | 0.003323
Wall Mount | Incandescent |  | Standard A Lamp | 3 | 60 | 246373 | Bedroom | 0.003323
Ceiling Fan | Incandescent |  | Standard A Lamp | 3 | 75 | 246373 | Bedroom | 0.003323
Table | Incandescent |  | 3-Way Incandescent | 4 | 40 | 246373 | Bedroom | 0.003323
Table | Compact Fluorescent |  | 3-Way CFL | 4 | 15 | 246373 | Bedroom | 0.003323
Ceiling Fixture | Incandescent |  | Standard A Lamp | 1 | 60 | 246373 | Bedroom | 0.003323
Wall Mount | Compact Fluorescent |  | Twist | 3 | 28 | 248021 | Bathroom | 0.003323
Ceiling Fixture | Incandescent |  | Standard A Lamp | 1 | 60 | 248021 | Bathroom | 0.003323
Ceiling Fixture | Incandescent |  | Standard A Lamp | 1 | 60 | 248021 | Bathroom | 0.003323
Chandelier (Hanging) | Incandescent |  | Standard A Lamp | 1 | 60 | 248021 | Bathroom | 0.003323
Ceiling Fixture | Incandescent |  | Standard A Lamp | 2 | 60 | 248021 | Bathroom | 0.003323
Wall Mount | Incandescent |  | Standard A Lamp | 1 | 60 | 248021 | Bathroom | 0.003323
Ceiling Fixture | Incandescent |  | Standard A Lamp | 2 | 60 | 248021 | Bathroom | 0.003323
Wall Mount | Incandescent |  | Standard A Lamp | 4 | 60 | 248022 | Bathroom | 0.003323
Ceiling Fixture | Incandescent |  | Standard A Lamp | 1 | 60 | 248022 | Bathroom | 0.003323
Ceiling Fixture | Incandescent |  | Standard A Lamp | 1 | 60 | 248022 | Bathroom | 0.003323
Chandelier (Hanging) | Compact Fluorescent |  | Twist | 1 | 28 | 248022 | Bathroom | 0.003323
Ceiling Fixture | Linear Fluorescent | 4 | T-8 | 2 | 40 | 248022 | Bathroom | 0.003323
Ceiling Fixture | Compact Fluorescent |  | Twist | 1 | 28 | 248022 | Bathroom | 0.003323
Table | Compact Fluorescent |  | Twist | 1 | 15 | 248022 | Bathroom | 0.003323
Wall Mount | Compact Fluorescent |  | Twist | 3 | 28 | 248023 | Bathroom | 0.003323
Ceiling Fixture | Compact Fluorescent |  | Twist | 1 | 28 | 248023 | Bathroom | 0.003323
Table | Incandescent |  | Standard A Lamp | 1 | 40 | 248023 | Bathroom | 0.003323
Chandelier (Hanging) | Compact Fluorescent |  | Twist | 1 | 28 | 248023 | Bathroom | 0.003323
Wall Mount | Compact Fluorescent |  | Twist | 1 | 28 | 248023 | Bathroom | 0.003323
Ceiling Fixture | Compact Fluorescent |  | Twist | 2 | 28 | 248023 | Bathroom | 0.003323
Floor lamp | Incandescent |  | Standard A Lamp | 2 | 40 | 248023 | Bathroom | 0.003323
Ceiling Fixture | Compact Fluorescent |  | Twist | 1 | 28 | 248023 | Bathroom | 0.003323
Wall Mount | Incandescent |  | Globe | 6 | 40 | 299401 | Bathroom | 0.00072358
Recessed - other | Incandescent |  | Heat Lamp | 1 | 250 | 299401 | Bathroom | 0.00072358
Chandelier (Hanging) | Compact Fluorescent |  | Twist | 3 | 13 | 299401 | Bathroom | 0.00072358
Recessed Can | Incandescent |  | Reflector | 1 | 120 | 299401 | Bathroom | 0.00072358
Ceiling Fixture | Compact Fluorescent |  | Twist | 1 | 23 | 299401 | Bathroom | 0.00072358
Ceiling Fixture | Linear Fluorescent | 4 | T-12 | 4 | 40 | 299401 | Bathroom | 0.00072358
Other | Incandescent |  | Standard A Lamp | 1 | 40 | 299401 | Bathroom | 0.00072358
Table | Incandescent |  | Standard A Lamp | 1 | 100 | 299401 | Bathroom | 0.00072358
Floor lamp | Incandescent |  | Standard A Lamp | 2 | 60 | 299401 | Bathroom | 0.00072358
Recessed Can | Incandescent |  | Standard A Lamp | 1 | 100 | 299401 | Bathroom | 0.00072358
Wall Mount | Incandescent |  | Globe | 11 | 40 | 299401 | Bathroom | 0.00072358
Recessed Can | Incandescent |  | Heat Lamp | 1 | 250 | 299401 | Bathroom | 0.00072358
Recessed - other | Incandescent |  | Reflector | 1 | 75 | 299401 | Bathroom | 0.00072358
Recessed Can | Incandescent |  | Reflector | 1 | 65 | 299401 | Bathroom | 0.00072358
Table | Compact Fluorescent |  | Twist | 1 | 13 | 299401 | Bathroom | 0.00072358
Table | Incandescent |  | Standard A Lamp | 1 | 75 | 299401 | Bathroom | 0.00072358
Recessed Can | Compact Fluorescent |  | Twist | 1 | 15 | 299401 | Bathroom | 0.00072358
Table | Compact Fluorescent |  | Twist | 1 | 20 | 299401 | Bathroom | 0.00072358
Table | Incandescent |  | Standard A Lamp | 1 | 60 | 299401 | Bathroom | 0.00072358
Wall Mount | Halogen |  | Quartz Tube | 3 | 100 | 299402 | Bathroom | 0.00072358
Recessed Can | Incandescent |  | Reflector | 1 | 75 | 299402 | Bathroom | 0.00072358
Table | Incandescent |  | Standard A Lamp | 1 | 60 | 299402 | Bathroom | 0.00072358
Recessed Can | Compact Fluorescent |  | Reflector | 1 | 15 | 299402 | Bathroom | 0.00072358
Table | Incandescent |  | Standard A Lamp | 1 | 60 | 299402 | Bathroom | 0.00072358
Ceiling Fixture | Incandescent |  | Standard A Lamp | 1 | 75 | 299402 | Bathroom | 0.00072358
Recessed Can | Compact Fluorescent |  | Reflector | 1 | 15 | 299402 | Bathroom | 0.00072358
Ceiling Fixture | Halogen |  | Quartz Tube | 3 | 50 | 299402 | Bathroom | 0.00072358
Track | Halogen |  | MR | 4 | 50 | 299402 | Bathroom | 0.00072358
Other | Incandescent |  | Standard A Lamp | 2 | 25 | 299402 | Bathroom | 0.00072358
Table | Incandescent |  | 3-Way Incandescent | 1 | 150 | 299402 | Bathroom | 0.00072358
Floor lamp | Halogen |  | Quartz Tube | 2 | 100 | 299402 | Bathroom | 0.00072358
Recessed Can | Compact Fluorescent |  | Reflector | 1 | 15 | 299402 | Bathroom | 0.00072358
Wall Mount | Halogen |  | Quartz Tube | 7 | 50 | 299402 | Bathroom | 0.00072358
Recessed Can | Incandescent |  | Heat Lamp | 1 | 150 | 299402 | Bathroom | 0.00072358
Recessed - other | Incandescent |  | Heat Lamp | 1 | 250 | 299402 | Bathroom | 0.00072358
Recessed Can | Compact Fluorescent |  | Reflector | 1 | 15 | 299402 | Bathroom | 0.00072358
Table | Incandescent |  | 3-Way Incandescent | 1 | 100 | 299402 | Bathroom | 0.00072358
Floor lamp | Incandescent |  | Standard A Lamp | 1 | 60 | 299402 | Bathroom | 0.00072358
Table | Incandescent |  | Standard A Lamp | 1 | 40 | 299402 | Bathroom | 0.00072358
Wall Mount | Incandescent |  | Globe | 4 | 40 | 600221 | Bathroom | 0.003174
Ceiling Fixture | Incandescent |  | Standard A Lamp | 1 | 60 | 600221 | Bathroom | 0.003174
Ceiling Fixture | Incandescent |  | Standard A Lamp | 1 | 60 | 600221 | Bathroom | 0.003174
Ceiling Fixture | Incandescent |  | Standard A Lamp | 2 | 60 | 600221 | Bathroom | 0.003174
Ceiling Fixture | Incandescent |  | Standard A Lamp | 1 | 60 | 600221 | Bathroom | 0.003174
Ceiling Fixture | Incandescent |  | Standard A Lamp | 2 | 60 | 600221 | Bathroom | 0.003174
Other | Incandescent |  | Standard A Lamp | 1 | 40 | 600221 | Bathroom | 0.003174
Floor lamp | Halogen |  | Quartz Tube | 1 | 300 | 600221 | Bathroom | 0.003174
Wall Mount | Compact Fluorescent |  | Globe | 4 | 15 | 600222 | Bathroom | 0.003174
Ceiling Fixture | Compact Fluorescent |  | Twist | 1 | 13 | 600222 | Bathroom | 0.003174
Table | Compact Fluorescent |  | Twist | 1 | 13 | 600222 | Bathroom | 0.003174
Ceiling Fixture | Incandescent |  | Standard A Lamp | 1 | 60 | 600222 | Bathroom | 0.003174
Ceiling Fixture | Compact Fluorescent |  | Twist | 2 | 13 | 600222 | Bathroom | 0.003174
Ceiling Fixture | Compact Fluorescent |  | Twist | 1 | 13 | 600222 | Bathroom | 0.003174
Ceiling Fixture | Compact Fluorescent |  | Twist | 2 | 13 | 600222 | Bathroom | 0.003174
Other | Incandescent |  | Standard A Lamp | 1 | 34 | 600222 | Bathroom | 0.003174
Table | Compact Fluorescent |  | Twist | 1 | 13 | 600222 | Bathroom | 0.003174
Floor lamp | Compact Fluorescent |  | Twist | 1 | 13 | 600222 | Bathroom | 0.003174
Wall Mount | Halogen |  | PAR | 5 | 50 | 600511 | Bathroom | 0.002116
Recessed Can | Incandescent |  | Heat Lamp | 5 | 50 | 600511 | Bathroom | 0.002116
Table | Compact Fluorescent |  | Twist | 1 | 13 | 600511 | Bathroom | 0.002116
Floor lamp | Incandescent |  | Standard A Lamp | 1 | 100 | 600511 | Bathroom | 0.002116
Table | Compact Fluorescent |  | Pin base | 1 | 13 | 600511 | Bathroom | 0.002116
Table | Incandescent |  | Mini base | 1 | 25 | 600511 | Bathroom | 0.002116
Ceiling Fan | Incandescent |  | Decorative | 4 | 60 | 600511 | Bathroom | 0.002116
Table | Compact Fluorescent |  | Twist | 1 | 15 | 600511 | Bathroom | 0.002116
Recessed Can | Incandescent |  | Reflector | 1 | 40 | 600511 | Bathroom | 0.002116
Ceiling Fixture | Incandescent |  | Standard A Lamp | 3 | 40 | 600511 | Bathroom | 0.002116
Ceiling Fixture | Incandescent |  | Clear | 1 | 60 | 600511 | Bathroom | 0.002116
Ceiling Fixture | Incandescent |  | Standard A Lamp | 1 | 60 | 600511 | Bathroom | 0.002116
Floor lamp | Other |  | LED Interior | 1 | 1 | 600511 | Bathroom | 0.002116
Chandelier (Hanging) | Compact Fluorescent |  | Twist | 2 | 23 | 600511 | Bathroom | 0.002116
Floor lamp | Incandescent |  | Standard A Lamp | 1 | 100 | 600511 | Bathroom | 0.002116
Floor lamp | Incandescent |  | Standard A Lamp | 1 | 150 | 600511 | Bathroom | 0.002116
Floor lamp | Compact Fluorescent |  | Twist | 1 | 23 | 600511 | Bathroom | 0.002116
Table | Incandescent |  | Decorative | 1 | 57 | 600511 | Bathroom | 0.002116
Table | Incandescent |  | Mini base | 1 | 25 | 600511 | Bathroom | 0.002116
Table | Incandescent |  | Mini base | 3 | 25 | 600511 | Bathroom | 0.002116
Table | Compact Fluorescent |  | Twist | 2 | 7 | 600511 | Bathroom | 0.002116
Chandelier (Hanging) | Incandescent |  | Decorative | 5 | 60 | 600511 | Bathroom | 0.002116
Wall Mount | Incandescent |  | Clear | 5 | 40 | 600511 | Bathroom | 0.002116
Recessed Can | Incandescent |  | Heat Lamp | 1 | 250 | 600511 | Bathroom | 0.002116
Recessed Can | Incandescent |  | Reflector | 1 | 65 | 600511 | Bathroom | 0.002116
Table | Incandescent |  | Standard A Lamp | 1 | 40 | 600511 | Bathroom | 0.002116
Table | Incandescent |  | Standard A Lamp | 1 | 100 | 600511 | Bathroom | 0.002116
Floor lamp | Incandescent |  | Globe | 1 | 100 | 600511 | Bathroom | 0.002116
Recessed Can | Halogen |  | PAR | 1 | 65 | 600511 | Bathroom | 0.002116
Ceiling Fixture | Incandescent |  | Standard A Lamp | 1 | 60 | 600511 | Bathroom | 0.002116
Ceiling Fixture | Incandescent |  | Standard A Lamp | 1 | 40 | 600511 | Bathroom | 0.002116
Wall Mount | Compact Fluorescent |  | Twist | 5 | 13 | 600512 | Bathroom | 0.002116
Recessed - other | Incandescent |  | Heat Lamp | 1 | 250 | 600512 | Bathroom | 0.002116
Recessed Can | Compact Fluorescent |  | Twist | 1 | 40 | 600512 | Bathroom | 0.002116
Wall Mount | Compact Fluorescent |  | Twist | 2 | 13 | 600512 | Bathroom | 0.002116
Ceiling Fixture | Compact Fluorescent |  | Twist | 1 | 23 | 600512 | Bathroom | 0.002116
Wall Mount | Compact Fluorescent |  | Twist | 1 | 13 | 600512 | Bathroom | 0.002116
Table | Incandescent |  | Standard A Lamp | 1 | 120 | 600512 | Bathroom | 0.002116
Table | Incandescent |  | Decorative | 2 | 40 | 600512 | Bathroom | 0.002116
Table | Compact Fluorescent |  | Twist | 1 | 23 | 600512 | Bathroom | 0.002116
Recessed Can | Incandescent |  | Reflector | 1 | 65 | 600512 | Bathroom | 0.002116
Wall Mount | Compact Fluorescent |  | Twist | 3 | 13 | 600512 | Bathroom | 0.002116
Recessed - other | Incandescent |  | Heat Lamp | 1 | 250 | 600512 | Bathroom | 0.002116
Table | Compact Fluorescent |  | Twist | 1 | 23 | 600512 | Bathroom | 0.002116
Table | Incandescent |  | Standard A Lamp | 1 | 120 | 600512 | Bathroom | 0.002116
Recessed Can | Compact Fluorescent |  | Reflector | 1 | 23 | 600512 | Bathroom | 0.002116
Table | Other |  | LED Interior | 1 | 4 | 600512 | Bathroom | 0.002116
Table | Other |  | LED Interior | 1 | 4 | 600512 | Bathroom | 0.002116
Floor lamp | Compact Fluorescent |  | Pin base | 1 | 27 | 600512 | Bathroom | 0.002116
Recessed Can | Compact Fluorescent |  | Twist | 1 | 16 | 600512 | Bathroom | 0.002116
Floor lamp | Compact Fluorescent |  | Twist | 3 | 13 | 600512 | Bathroom | 0.002116
Table | Incandescent |  | Standard A Lamp | 1 | 120 | 600512 | Bathroom | 0.002116
Table | Compact Fluorescent |  | Twist | 1 | 13 | 600512 | Bathroom | 0.002116
Table | Compact Fluorescent |  | Twist | 2 | 13 | 600512 | Bathroom | 0.002116
Recessed - other | Compact Fluorescent |  | Twist | 1 | 13 | 600512 | Bathroom | 0.002116
Chandelier (Hanging) | Incandescent |  | Decorative | 3 | 40 | 600512 | Bathroom | 0.002116
Ceiling Fixture | Compact Fluorescent |  | Twist | 1 | 23 | 600512 | Bathroom | 0.002116
Ceiling Fixture | Compact Fluorescent |  | Twist | 2 | 13 | 600512 | Bathroom | 0.002116
Recessed - other | Incandescent |  | Mini base | 2 | 40 | 600512 | Bathroom | 0.002116
Wall Mount | Incandescent |  | Standard A Lamp | 2 | 40 | 600513 | Bathroom | 0.002116
Recessed Can | Incandescent |  | Heat Lamp | 1 | 250 | 600513 | Bathroom | 0.002116
Wall Mount | Incandescent |  | Decorative | 2 | 40 | 600513 | Bathroom | 0.002116
Recessed Can | Compact Fluorescent |  | Reflector | 1 | 23 | 600513 | Bathroom | 0.002116
Recessed Can | Incandescent |  | Reflector | 1 | 65 | 600513 | Bathroom | 0.002116
Table | Incandescent |  | Standard A Lamp | 1 | 150 | 600513 | Bathroom | 0.002116
Floor lamp | Incandescent |  | Standard A Lamp | 2 | 100 | 600513 | Bathroom | 0.002116
Ceiling Fixture | Incandescent |  | Decorative | 2 | 40 | 600513 | Bathroom | 0.002116
Chandelier (Hanging) | Compact Fluorescent |  | Reflector | 1 | 11 | 600513 | Bathroom | 0.002116
Recessed - other | Incandescent |  | Decorative | 1 | 40 | 600513 | Bathroom | 0.002116
Ceiling Fixture | Incandescent |  | Standard A Lamp | 2 | 60 | 600513 | Bathroom | 0.002116
Chandelier (Hanging) | Incandescent |  | Standard A Lamp | 3 | 40 | 600513 | Bathroom | 0.002116
Recessed Can | Incandescent |  | Reflector | 1 | 65 | 600513 | Bathroom | 0.002116
Table | Incandescent |  | Decorative | 1 | 40 | 600513 | Bathroom | 0.002116
Floor lamp | Incandescent |  | Standard A Lamp | 1 | 150 | 600513 | Bathroom | 0.002116
Table | Compact Fluorescent |  | Twist | 1 | 23 | 600513 | Bathroom | 0.002116
Wall Mount | Compact Fluorescent |  | Twist | 3 | 13 | 600513 | Bathroom | 0.002116
Recessed Can | Incandescent |  | Heat Lamp | 1 | 250 | 600513 | Bathroom | 0.002116
Recessed Can | Incandescent |  | Reflector | 1 | 65 | 600513 | Bathroom | 0.002116
Table | Halogen |  | PAR | 1 | 50 | 600513 | Bathroom | 0.002116
Floor lamp | Incandescent |  | Standard A Lamp | 1 | 150 | 600513 | Bathroom | 0.002116
Table | Incandescent |  | Standard A Lamp | 1 | 75 | 600513 | Bathroom | 0.002116
Ceiling Fixture | Incandescent |  | Standard A Lamp | 2 | 40 | 600513 | Bathroom | 0.002116
Wall Mount | Incandescent |  | Standard A Lamp | 1 | 60 | 600513 | Bathroom | 0.002116
Ceiling Fixture | Incandescent |  | Standard A Lamp | 2 | 60 | 600513 | Bathroom | 0.002116
Wall Mount | Incandescent |  | Standard A Lamp | 1 | 40 | 600513 | Bathroom | 0.002116
Wall Mount | Incandescent |  | Globe | 8 | 40 | 600711 | Bathroom | 0.003174
Ceiling Fixture | Compact Fluorescent |  | Twist | 1 | 14 | 600711 | Bathroom | 0.003174
Table | Incandescent |  | Standard A Lamp | 1 | 60 | 600711 | Bathroom | 0.003174
Ceiling Fixture | Compact Fluorescent |  | Twist | 2 | 14 | 600711 | Bathroom | 0.003174
Ceiling Fixture | Linear Fluorescent | 4 | T-8 | 2 | 32 | 600711 | Bathroom | 0.003174
Other | Incandescent |  | Standard A Lamp | 1 | 60 | 600711 | Bathroom | 0.003174
Ceiling Fixture | Incandescent |  | Standard A Lamp | 1 | 60 | 600711 | Bathroom | 0.003174
Floor lamp | Incandescent |  | Standard A Lamp | 1 | 40 | 600711 | Bathroom | 0.003174
Floor lamp | Incandescent |  | Standard A Lamp | 1 | 60 | 600711 | Bathroom | 0.003174
Table | Incandescent |  | Standard A Lamp | 1 | 40 | 600711 | Bathroom | 0.003174
Table | Compact Fluorescent |  | Twist | 1 | 11 | 600711 | Bathroom | 0.003174
Chandelier (Hanging) | Compact Fluorescent |  | Twist | 1 | 14 | 600711 | Bathroom | 0.003174
Wall Mount | Compact Fluorescent |  | Globe | 8 | 9 | 600712 | Bathroom | 0.003174
Recessed - other | Incandescent |  | Heat Lamp | 1 | 250 | 600712 | Bathroom | 0.003174
Table | Incandescent |  | Standard A Lamp | 1 | 60 | 600712 | Bathroom | 0.003174
Table | Incandescent |  | Standard A Lamp | 2 | 60 | 600712 | Bathroom | 0.003174
Table | Compact Fluorescent |  | Twist | 1 | 28 | 600712 | Bathroom | 0.003174
Ceiling Fixture | Compact Fluorescent |  | Twist | 2 | 13 | 600712 | Bathroom | 0.003174
Ceiling Fixture | Linear Fluorescent | 4 | T-8 | 2 | 32 | 600712 | Bathroom | 0.003174
Other | Incandescent |  | Standard A Lamp | 1 | 40 | 600712 | Bathroom | 0.003174
Ceiling Fixture | Compact Fluorescent |  | Twist | 1 | 15 | 600712 | Bathroom | 0.003174
Ceiling Fixture | Incandescent |  | Standard A Lamp | 1 | 75 | 600712 | Bathroom | 0.003174
Table | Compact Fluorescent |  | Twist | 2 | 13 | 600712 | Bathroom | 0.003174
Wall Mount | Compact Fluorescent |  | Globe | 4 | 15 | 600991 | Bathroom | 0.002116
Ceiling Fixture | Compact Fluorescent |  | Twist | 2 | 13 | 600991 | Bathroom | 0.002116
Floor lamp | Incandescent |  | Standard A Lamp | 1 | 40 | 600991 | Bathroom | 0.002116
Ceiling Fixture | Incandescent |  | Standard A Lamp | 1 | 75 | 600991 | Bathroom | 0.002116
Ceiling Fan | Compact Fluorescent |  | Twist | 4 | 13 | 600991 | Bathroom | 0.002116
Ceiling Fixture | Linear Fluorescent | 4 | T-8 | 2 | 32 | 600991 | Bathroom | 0.002116
Other | Compact Fluorescent |  | Twist | 1 | 13 | 600991 | Bathroom | 0.002116
Ceiling Fixture | Incandescent |  | Standard A Lamp | 1 | 60 | 600991 | Bathroom | 0.002116
Floor lamp | Compact Fluorescent |  | Twist | 2 | 13 | 600991 | Bathroom | 0.002116
Wall Mount | Compact Fluorescent |  | Globe | 4 | 15 | 600992 | Bathroom | 0.002116
Floor lamp | Compact Fluorescent |  | Twist | 2 | 21 | 600992 | Bathroom | 0.002116
Ceiling Fixture | Compact Fluorescent |  | Twist | 1 | 13 | 600992 | Bathroom | 0.002116
Ceiling Fan | Compact Fluorescent |  | Twist | 4 | 26 | 600992 | Bathroom | 0.002116
Ceiling Fixture | Compact Fluorescent |  | Twist | 1 | 13 | 600992 | Bathroom | 0.002116
Ceiling Fixture | Linear Fluorescent | 4 | T-8 | 2 | 32 | 600992 | Bathroom | 0.002116
Other | Compact Fluorescent |  | Twist | 1 | 20 | 600992 | Bathroom | 0.002116
Ceiling Fixture | Incandescent |  | Standard A Lamp | 1 | 60 | 600992 | Bathroom | 0.002116
Floor lamp | Compact Fluorescent |  | Twist | 1 | 20 | 600992 | Bathroom | 0.002116
Wall Mount | Compact Fluorescent |  | Twist | 1 | 13 | 600992 | Bathroom | 0.002116
Wall Mount | Compact Fluorescent |  | Twist | 4 | 15 | 600993 | Bathroom | 0.002116
Floor lamp | Compact Fluorescent |  | Twist | 1 | 19 | 600993 | Bathroom | 0.002116
Table | Compact Fluorescent |  | Twist | 1 | 13 | 600993 | Bathroom | 0.002116
Ceiling Fixture | Compact Fluorescent |  | Twist | 1 | 13 | 600993 | Bathroom | 0.002116
Ceiling Fan | Compact Fluorescent |  | Twist | 4 | 13 | 600993 | Bathroom | 0.002116
Ceiling Fixture | Compact Fluorescent |  | Twist | 1 | 13 | 600993 | Bathroom | 0.002116
Ceiling Fixture | Linear Fluorescent | 4 | T-8 | 2 | 32 | 600993 | Bathroom | 0.002116
Ceiling Fixture | Incandescent |  | Standard A Lamp | 1 | 60 | 600993 | Bathroom | 0.002116
Floor lamp | Compact Fluorescent |  | Twist | 2 | 20 | 600993 | Bathroom | 0.002116
Wall Mount | Compact Fluorescent |  | Twist | 1 | 13 | 600993 | Bathroom | 0.002116
Wall Mount | Incandescent |  | Standard A Lamp | 1 | 150 | 710011 | Bathroom | 0.00072358
Ceiling Fan | Compact Fluorescent |  | Twist | 1 | 20 | 710011 | Bathroom | 0.00072358
Table | Incandescent |  | Clear | 1 | 60 | 710011 | Bathroom | 0.00072358
Ceiling Fixture | Compact Fluorescent |  | Twist | 1 | 20 | 710011 | Bathroom | 0.00072358
Floor lamp | Halogen |  | Quartz Tube | 1 | 300 | 710011 | Bathroom | 0.00072358
Wall Mount | Compact Fluorescent |  | Twist | 1 | 13 | 710012 | Bathroom | 0.00072358
Ceiling Fixture | Incandescent |  | Standard A Lamp | 2 | 75 | 710012 | Bathroom | 0.00072358
Table | Incandescent |  | Standard A Lamp | 1 | 75 | 710012 | Bathroom | 0.00072358
Table | Incandescent |  | Other | 1 | 60 | 710012 | Bathroom | 0.00072358
Track | Halogen |  | PAR | 5 | 35 | 710012 | Bathroom | 0.00072358
Floor lamp | Incandescent |  | Standard A Lamp | 1 | 60 | 710012 | Bathroom | 0.00072358
Other | Incandescent |  | Other | 2 | 60 | 710012 | Bathroom | 0.00072358
Wall Mount | Incandescent |  | Standard A Lamp | 3 | 40 | 710021 | Bathroom | 0.00072358
Recessed - other | Incandescent |  | Heat Lamp | 1 | 150 | 710021 | Bathroom | 0.00072358
Recessed Can | Incandescent |  | Reflector | 1 | 65 | 710021 | Bathroom | 0.00072358
Architectural | Halogen |  | Other | 1 | 20 | 710021 | Bathroom | 0.00072358
Recessed Can | Compact Fluorescent |  | Flood | 1 | 15 | 710021 | Bathroom | 0.00072358
Table | Compact Fluorescent |  | Twist | 1 | 13 | 710021 | Bathroom | 0.00072358
Torchiere | Halogen |  | Other | 1 | 50 | 710021 | Bathroom | 0.00072358
Table | Incandescent |  | Mini base | 1 | 40 | 710021 | Bathroom | 0.00072358
Recessed Can | Compact Fluorescent |  | Flood | 1 | 15 | 710021 | Bathroom | 0.00072358
Recessed Can | Compact Fluorescent |  | A shape bulb | 1 | 22 | 710021 | Bathroom | 0.00072358
Recessed Can | Compact Fluorescent |  | A shape bulb | 1 | 15 | 710021 | Bathroom | 0.00072358
Recessed Can | Incandescent |  | Other | 1 | 65 | 710021 | Bathroom | 0.00072358
Other | Halogen |  | Other | 2 | 50 | 710021 | Bathroom | 0.00072358
Table | Incandescent |  | 3-Way Incandescent | 1 | 150 | 710021 | Bathroom | 0.00072358
Floor lamp | Incandescent |  | 3-Way Incandescent | 1 | 150 | 710021 | Bathroom | 0.00072358
Floor lamp | Incandescent |  | Decorative | 2 | 500 | 710021 | Bathroom | 0.00072358
Recessed - other |  |  |  | 1 |  | 710021 | Bathroom | 0.00072358
Recessed Can | Compact Fluorescent |  | A shape bulb | 1 | 15 | 710021 | Bathroom | 0.00072358
Recessed - other | Incandescent |  | Heat Lamp | 2 | 150 | 710021 | Bathroom | 0.00072358
Wall Mount | Compact Fluorescent |  | Twist | 3 | 13 | 710021 | Bathroom | 0.00072358
Wall Mount | Compact Fluorescent |  | Twist | 3 | 13 | 710021 | Bathroom | 0.00072358
Table | Compact Fluorescent |  | Twist | 1 | 19 | 710021 | Bathroom | 0.00072358
Table | Incandescent |  | Standard A Lamp | 1 | 40 | 710021 | Bathroom | 0.00072358
Ceiling Fixture | Incandescent |  | Standard A Lamp | 2 | 60 | 710021 | Bathroom | 0.00072358
Wall Mount | Incandescent |  | Standard A Lamp | 3 | 52 | 710022 | Bathroom | 0.00072358
Recessed - other | Incandescent |  | Heat Lamp | 1 | 250 | 710022 | Bathroom | 0.00072358
Recessed Can | Halogen |  | PAR | 1 | 40 | 710022 | Bathroom | 0.00072358
Table | Halogen |  | Other | 1 | 35 | 710022 | Bathroom | 0.00072358
Recessed Can | Halogen |  | PAR | 1 | 40 | 710022 | Bathroom | 0.00072358
Floor lamp | Incandescent |  | Standard A Lamp | 1 | 25 | 710022 | Bathroom | 0.00072358
Recessed Can | Halogen |  | PAR | 1 | 40 | 710022 | Bathroom | 0.00072358
Chandelier (Hanging) | Incandescent |  | Standard A Lamp | 1 | 100 | 710022 | Bathroom | 0.00072358
Recessed Can | Halogen |  | PAR | 1 | 40 | 710022 | Bathroom | 0.00072358
Other | Halogen |  | MR | 2 | 20 | 710022 | Bathroom | 0.00072358
Ceiling Fixture | Incandescent |  | Standard A Lamp | 1 | 60 | 710022 | Bathroom | 0.00072358
Floor lamp | Incandescent |  | Standard A Lamp | 1 | 75 | 710022 | Bathroom | 0.00072358
Recessed Can | Halogen |  | PAR | 1 | 40 | 710022 | Bathroom | 0.00072358
Recessed Can | Halogen |  | PAR | 1 | 40 | 710022 | Bathroom | 0.00072358
Recessed - other | Incandescent |  | Heat Lamp | 2 | 150 | 710022 | Bathroom | 0.00072358
Wall Mount | Incandescent |  | Decorative | 1 | 25 | 710022 | Bathroom | 0.00072358
Wall Mount | Halogen |  | Other | 2 | 35 | 710022 | Bathroom | 0.00072358
Table | Halogen |  | Other | 1 | 35 | 710022 | Bathroom | 0.00072358
Ceiling Fixture | Halogen |  | PAR | 1 | 50 | 710022 | Bathroom | 0.00072358
Table | Incandescent |  | Standard A Lamp | 1 | 40 | 710031 | Bedroom | 0.00072358
Wall Mount | Incandescent |  | Standard A Lamp | 1 | 60 | 710031 | Bedroom | 0.00072358
Table | Incandescent |  | Standard A Lamp | 1 | 60 | 710031 | Bedroom | 0.00072358
Ceiling Fixture | Incandescent |  | Standard A Lamp | 1 | 60 | 710031 | Bedroom | 0.00072358
Ceiling Fixture | Incandescent |  | Standard A Lamp | 1 | 100 | 710031 | Bedroom | 0.00072358
Chandelier (Hanging) | Incandescent |  | Standard A Lamp | 5 | 75 | 710031 | Bedroom | 0.00072358
Wall Mount | Incandescent |  | Standard A Lamp | 4 | 40 | 710031 | Bedroom | 0.00072358
Ceiling Fixture | Incandescent |  | Standard A Lamp | 3 | 60 | 710031 | Bedroom | 0.00072358
Other | Incandescent |  | Standard A Lamp | 1 | 75 | 710031 | Bedroom | 0.00072358
Other | Linear Fluorescent | 1 | T-5 | 1 | 8 | 710031 | Bedroom | 0.00072358
Torchiere | Halogen |  | Quartz Tube | 1 | 50 | 710032 | Bedroom | 0.00072358
Table | Compact Fluorescent |  | Circline (Screw Base) | 1 | 22 | 710032 | Bedroom | 0.00072358
Torchiere | Incandescent |  | Standard A Lamp | 1 | 100 | 710032 | Bedroom | 0.00072358
Ceiling Fixture | Incandescent |  | Standard A Lamp | 1 | 60 | 710032 | Bedroom | 0.00072358
Ceiling Fixture | Incandescent |  | Standard A Lamp | 1 | 40 | 710032 | Bedroom | 0.00072358
Table | Compact Fluorescent |  | Twist | 1 | 23 | 710032 | Bedroom | 0.00072358
Ceiling Fixture | Incandescent |  | Standard A Lamp | 2 | 60 | 710032 | Bedroom | 0.00072358
Floor lamp | Compact Fluorescent |  | Twist | 1 | 23 | 710032 | Bedroom | 0.00072358
Wall Mount | Incandescent |  | Globe | 6 | 60 | 710032 | Bedroom | 0.00072358
Ceiling Fixture | Compact Fluorescent |  | Pin base | 1 | 13 | 710032 | Bedroom | 0.00072358
Other | Incandescent |  | Globe | 1 | 40 | 710032 | Bedroom | 0.00072358
Wall Mount | Incandescent |  | Globe | 6 | 40 | 710041 | Bathroom | 0.00072358
Recessed - other | Incandescent |  | Heat Lamp | 1 | 250 | 710041 | Bathroom | 0.00072358
Ceiling Fixture | Compact Fluorescent |  | Twist | 2 | 14 | 710041 | Bathroom | 0.00072358
Table | Compact Fluorescent |  | Twist | 1 | 14 | 710041 | Bathroom | 0.00072358
Ceiling Fixture | Compact Fluorescent |  | Twist | 1 | 14 | 710041 | Bathroom | 0.00072358
Ceiling Fixture | Compact Fluorescent |  | Twist | 2 | 14 | 710041 | Bathroom | 0.00072358
Ceiling Fixture | Compact Fluorescent |  | Twist | 2 | 14 | 710041 | Bathroom | 0.00072358
Recessed Can | Incandescent |  | Reflector | 1 | 65 | 710041 | Bathroom | 0.00072358
Other | Incandescent |  | Standard A Lamp | 1 | 25 | 710041 | Bathroom | 0.00072358
Ceiling Fixture | Compact Fluorescent |  | Twist | 2 | 14 | 710041 | Bathroom | 0.00072358
Floor lamp | Compact Fluorescent |  | Twist | 1 | 14 | 710041 | Bathroom | 0.00072358
Wall Mount | Incandescent |  | Globe | 8 | 60 | 710042 | Bathroom | 0.00072358
Recessed - other | Incandescent |  | Heat Lamp | 1 | 250 | 710042 | Bathroom | 0.00072358
Ceiling Fixture | Compact Fluorescent |  | Twist | 2 | 13 | 710042 | Bathroom | 0.00072358
Table | Compact Fluorescent |  | Twist | 1 | 23 | 710042 | Bathroom | 0.00072358
Ceiling Fixture | Incandescent |  | Standard A Lamp | 2 | 60 | 710042 | Bathroom | 0.00072358
Ceiling Fixture | Compact Fluorescent |  | Twist | 1 | 13 | 710042 | Bathroom | 0.00072358
Ceiling Fixture | Incandescent |  | Standard A Lamp | 2 | 60 | 710042 | Bathroom | 0.00072358
Ceiling Fixture | Compact Fluorescent |  | Twist | 2 | 13 | 710042 | Bathroom | 0.00072358
Ceiling Fixture | Incandescent |  | Standard A Lamp | 2 | 60 | 710042 | Bathroom | 0.00072358
Recessed Can | Incandescent |  | Reflector | 1 | 65 | 710042 | Bathroom | 0.00072358
Other | Incandescent |  | Standard A Lamp | 1 | 40 | 710042 | Bathroom | 0.00072358
Ceiling Fixture | Incandescent |  | Standard A Lamp | 2 | 60 | 710042 | Bathroom | 0.00072358
Floor lamp | Compact Fluorescent |  | Twist | 2 | 9 | 710042 | Bathroom | 0.00072358
Floor lamp | Compact Fluorescent |  | Twist | 1 | 13 | 710042 | Bathroom | 0.00072358
Wall Mount | Incandescent |  | Clear | 6 | 60 | 710051 | Bathroom | 0.00072358
Recessed Can | Incandescent |  | Heat Lamp | 1 | 250 | 710051 | Bathroom | 0.00072358
Ceiling Fixture | Compact Fluorescent |  | Twist | 2 | 13 | 710051 | Bathroom | 0.00072358
Ceiling Fixture | Incandescent |  | Standard A Lamp | 1 | 60 | 710051 | Bathroom | 0.00072358
Ceiling Fixture | Incandescent |  | Standard A Lamp | 2 | 60 | 710051 | Bathroom | 0.00072358
Ceiling Fixture | Linear Fluorescent | 4 | T-8 | 1 | 32 | 710051 | Bathroom | 0.00072358
Ceiling Fixture | Linear Fluorescent | 4 | T-12 | 1 | 32 | 710051 | Bathroom | 0.00072358
Other | Incandescent |  | Clear | 1 | 140 | 710051 | Bathroom | 0.00072358
Chandelier (Hanging) | Incandescent |  | Standard A Lamp | 1 | 60 | 710051 | Bathroom | 0.00072358
Wall Mount | Incandescent |  | Clear | 6 | 40 | 710052 | Bathroom | 0.00072358
Recessed Can | Incandescent |  | Heat Lamp | 1 | 250 | 710052 | Bathroom | 0.00072358
Ceiling Fixture | Incandescent |  | Standard A Lamp | 1 | 60 | 710052 | Bathroom | 0.00072358
Table | Incandescent |  | Decorative | 1 | 25 | 710052 | Bathroom | 0.00072358
Table | Incandescent |  | Standard A Lamp | 1 | 150 | 710052 | Bathroom | 0.00072358
Ceiling Fixture | Incandescent |  | Standard A Lamp | 1 | 60 | 710052 | Bathroom | 0.00072358
Ceiling Fixture | Linear Fluorescent | 4 | T-12 | 3 | 40 | 710052 | Bathroom | 0.00072358
Floor lamp | Compact Fluorescent |  | Twist | 1 | 13 | 710052 | Bathroom | 0.00072358
Floor lamp | Compact Fluorescent |  | Twist | 2 | 13 | 710052 | Bathroom | 0.00072358
Recessed - other | Incandescent |  | Reflector | 1 | 65 | 710061 | Bathroom | 0.00072358
Wall Mount | Halogen |  | PAR | 2 | 50 | 710061 | Bathroom | 0.00072358
Floor lamp | Compact Fluorescent |  | Twist | 1 | 30 | 710061 | Bathroom | 0.00072358
Ceiling Fan | Incandescent |  | Decorative | 2 | 40 | 710061 | Bathroom | 0.00072358
Ceiling Fan | Halogen |  | Other | 1 | 100 | 710061 | Bathroom | 0.00072358
Track | Halogen |  | PAR | 4 | 50 | 710061 | Bathroom | 0.00072358
Other | Incandescent |  | Other | 1 | 40 | 710061 | Bathroom | 0.00072358
Ceiling Fixture | Compact Fluorescent |  | Twist | 1 | 13 | 710061 | Bathroom | 0.00072358
Floor lamp | Incandescent |  | Standard A Lamp | 3 | 40 | 710061 | Bathroom | 0.00072358
Floor lamp | Halogen |  | Other | 1 | 25 | 710061 | Bathroom | 0.00072358
Recessed - other | Incandescent |  | Reflector | 1 | 65 | 710062 | Bathroom | 0.00072358
Wall Mount | Halogen |  | PAR | 2 | 50 | 710062 | Bathroom | 0.00072358
Ceiling Fan | Incandescent |  | Decorative | 2 | 40 | 710062 | Bathroom | 0.00072358
Ceiling Fan | Incandescent |  | Decorative | 2 | 40 | 710062 | Bathroom | 0.00072358
Ceiling Fixture | Compact Fluorescent |  | Twist | 1 | 15 | 710062 | Bathroom | 0.00072358
Wall Mount | Incandescent |  | Clear | 2 | 40 | 710062 | Bathroom | 0.00072358
Track | Halogen |  | PAR | 4 | 50 | 710062 | Bathroom | 0.00072358
Other | Incandescent |  | Other | 1 | 40 | 710062 | Bathroom | 0.00072358
Chandelier (Hanging) | Incandescent |  | Standard A Lamp | 1 | 60 | 710062 | Bathroom | 0.00072358
Ceiling Fixture | Compact Fluorescent |  | Twist | 17 | 15 | 710062 | Bathroom | 0.00072358
Ceiling Fan | Halogen |  | Other | 1 | 100 | 710062 | Bathroom | 0.00072358
Wall Mount | Compact Fluorescent |  | Twist | 2 | 19 | 710071 | Bathroom | 0.00072358
Table | Incandescent |  | Standard A Lamp | 1 | 40 | 710071 | Bathroom | 0.00072358
Recessed Can | Compact Fluorescent |  | Twist | 1 | 23 | 710071 | Bathroom | 0.00072358
Ceiling Fan | Incandescent |  | Standard A Lamp | 4 | 40 | 710071 | Bathroom | 0.00072358
Recessed Can | Incandescent |  | Standard A Lamp | 1 | 40 | 710071 | Bathroom | 0.00072358
Other | Compact Fluorescent |  | Twist | 1 | 19 | 710071 | Bathroom | 0.00072358
Recessed - other | Linear Fluorescent | 4 | T-12 | 2 | 40 | 710071 | Bathroom | 0.00072358
Other | Linear Fluorescent | 2 | T-4 | 1 | 18 | 710071 | Bathroom | 0.00072358
Table | Compact Fluorescent |  | Twist | 1 | 23 | 710071 | Bathroom | 0.00072358
Table | Incandescent |  | Standard A Lamp | 1 | 40 | 710071 | Bathroom | 0.00072358
Wall Mount | Incandescent |  | Standard A Lamp | 2 | 50 | 710071 | Bathroom | 0.00072358
Floor lamp | Incandescent |  | Standard A Lamp | 1 | 100 | 710071 | Bathroom | 0.00072358
Wall Mount | Compact Fluorescent |  | Twist | 3 | 13 | 710072 | Bathroom | 0.00072358
Table | Compact Fluorescent |  | Twist | 1 | 13 | 710072 | Bathroom | 0.00072358
Recessed Can | Incandescent |  | Standard A Lamp | 1 | 60 | 710072 | Bathroom | 0.00072358
Chandelier (Hanging) | Incandescent |  | Decorative | 5 | 40 | 710072 | Bathroom | 0.00072358
Other | Compact Fluorescent |  | Twist | 1 | 13 | 710072 | Bathroom | 0.00072358
Recessed - other | Linear Fluorescent | 4 | T-12 | 4 | 40 | 710072 | Bathroom | 0.00072358
Table | Compact Fluorescent |  | Twist | 2 | 23 | 710072 | Bathroom | 0.00072358
Wall Mount | Compact Fluorescent |  | Twist | 3 | 13 | 710072 | Bathroom | 0.00072358
Wall Mount | Compact Fluorescent |  | Twist | 3 | 13 | 710072 | Bathroom | 0.00072358
Table | Incandescent |  | Standard A Lamp | 1 | 60 | 710072 | Bathroom | 0.00072358
Recessed Can | Incandescent |  | Standard A Lamp | 1 | 60 | 710072 | Bathroom | 0.00072358
Recessed Can | Incandescent |  | Standard A Lamp | 1 | 60 | 710072 | Bathroom | 0.00072358
Wall Mount | Incandescent |  | Globe | 4 | 40 | 710081 | Bathroom | 0.00072358
Recessed Can | Incandescent |  | Heat Lamp | 1 | 250 | 710081 | Bathroom | 0.00072358
Ceiling Fixture | Incandescent |  | Standard A Lamp | 2 | 60 | 710081 | Bathroom | 0.00072358
Ceiling Fixture | Incandescent |  | Standard A Lamp | 3 | 60 | 710081 | Bathroom | 0.00072358
Chandelier (Hanging) | Incandescent |  | Standard A Lamp | 1 | 60 | 710081 | Bathroom | 0.00072358
Recessed - other | Incandescent |  | Mini base | 1 | 40 | 710081 | Bathroom | 0.00072358
Ceiling Fixture | Incandescent |  | Standard A Lamp | 2 | 60 | 710081 | Bathroom | 0.00072358
Ceiling Fixture | Incandescent |  | Standard A Lamp | 3 | 60 | 710081 | Bathroom | 0.00072358
Track | Halogen |  | PAR | 3 | 50 | 710081 | Bathroom | 0.00072358
Ceiling Fixture | Incandescent |  | Standard A Lamp | 2 | 60 | 710081 | Bathroom | 0.00072358
Wall Mount | Incandescent |  | Globe | 4 | 40 | 710082 | Bathroom | 0.00072358
Recessed Can | Incandescent |  | Heat Lamp | 1 | 250 | 710082 | Bathroom | 0.00072358
Table | Incandescent |  | Standard A Lamp | 1 | 100 | 710082 | Bathroom | 0.00072358
Table | Incandescent |  | Standard A Lamp | 1 | 60 | 710082 | Bathroom | 0.00072358
Floor lamp | Incandescent |  | Standard A Lamp | 1 | 150 | 710082 | Bathroom | 0.00072358
Ceiling Fixture | Incandescent |  | Standard A Lamp | 3 | 60 | 710082 | Bathroom | 0.00072358
Recessed - other | Incandescent |  | Mini base | 1 | 40 | 710082 | Bathroom | 0.00072358
Chandelier (Hanging) | Incandescent |  | Standard A Lamp | 1 | 60 | 710082 | Bathroom | 0.00072358
Ceiling Fixture | Incandescent |  | Standard A Lamp | 2 | 60 | 710082 | Bathroom | 0.00072358
Table | Incandescent |  | Standard A Lamp | 1 | 100 | 710082 | Bathroom | 0.00072358
Track | Halogen |  | PAR | 3 | 50 | 710082 | Bathroom | 0.00072358
Ceiling Fixture | Incandescent |  | Standard A Lamp | 3 | 60 | 710082 | Bathroom | 0.00072358
Wall Mount | Incandescent |  | Standard A Lamp | 1 | 60 | 710091 | Bathroom | 0.00072358
Ceiling Fixture | Incandescent |  | Standard A Lamp | 1 | 60 | 710091 | Bathroom | 0.00072358
Ceiling Fixture | Linear Fluorescent | 4 | T-12 | 2 | 40 | 710091 | Bathroom | 0.00072358
Table | Incandescent |  | Decorative | 3 | 25 | 710091 | Bathroom | 0.00072358
Table | Incandescent |  | Standard A Lamp | 2 | 60 | 710091 | Bathroom | 0.00072358
Table | Incandescent |  | Standard A Lamp | 1 | 60 | 710091 | Bathroom | 0.00072358
Torchiere | Incandescent |  | Standard A Lamp | 1 | 60 | 710091 | Bathroom | 0.00072358
Wall Mount | Incandescent |  | Standard A Lamp | 1 | 40 | 710092 | Bathroom | 0.00072358
Torchiere | Incandescent |  | Standard A Lamp | 1 | 40 | 710092 | Bathroom | 0.00072358
Ceiling Fixture | Incandescent |  | Standard A Lamp | 2 | 40 | 710092 | Bathroom | 0.00072358
Ceiling Fixture | Linear Fluorescent | 4 | T-12 | 2 | 40 | 710092 | Bathroom | 0.00072358
Table | Incandescent |  | Standard A Lamp | 1 | 40 | 710092 | Bathroom | 0.00072358
Ceiling Fixture | Incandescent |  | Standard A Lamp | 1 | 40 | 710092 | Bathroom | 0.00072358
Wall Mount | Incandescent |  | Clear | 4 | 40 | 710101 | Bathroom | 0.00072358
Recessed - other | Incandescent |  | Reflector | 1 | 150 | 710101 | Bathroom | 0.00072358
Wall Mount | Incandescent |  | Clear | 4 | 40 | 710101 | Bathroom | 0.00072358
Recessed - other | Incandescent |  | Reflector | 1 | 150 | 710101 | Bathroom | 0.00072358
Table | Incandescent |  | Standard A Lamp | 1 | 100 | 710101 | Bathroom | 0.00072358
Ceiling Fixture | Incandescent |  | Standard A Lamp | 1 | 100 | 710101 | Bathroom | 0.00072358
Table | Incandescent |  | Standard A Lamp | 1 | 60 | 710101 | Bathroom | 0.00072358
Ceiling Fixture | Incandescent |  | Standard A Lamp | 1 | 100 | 710101 | Bathroom | 0.00072358
Ceiling Fixture | Incandescent |  | Standard A Lamp | 1 | 100 | 710101 | Bathroom | 0.00072358
Ceiling Fixture | Incandescent |  | Standard A Lamp | 1 | 100 | 710101 | Bathroom | 0.00072358
Other | Incandescent |  | Standard A Lamp | 1 | 60 | 710101 | Bathroom | 0.00072358
Table | Incandescent |  | Standard A Lamp | 1 | 100 | 710101 | Bathroom | 0.00072358
Wall Mount | Incandescent |  | Clear | 3 | 40 | 710102 | Bathroom | 0.00072358
Wall Mount | Incandescent |  | Clear | 3 | 40 | 710102 | Bathroom | 0.00072358
Table | Incandescent |  | Standard A Lamp | 1 | 60 | 710102 | Bathroom | 0.00072358
Architectural | Compact Fluorescent |  | Twist | 1 | 14 | 710102 | Bathroom | 0.00072358
Ceiling Fixture | Incandescent |  | Standard A Lamp | 1 | 75 | 710102 | Bathroom | 0.00072358
Ceiling Fixture | Incandescent |  | Standard A Lamp | 1 | 60 | 710102 | Bathroom | 0.00072358
Ceiling Fixture | Incandescent |  | Standard A Lamp | 1 | 75 | 710102 | Bathroom | 0.00072358
Other | Incandescent |  | Standard A Lamp | 1 | 60 | 710102 | Bathroom | 0.00072358
Table | Compact Fluorescent |  | Twist | 1 | 13 | 710102 | Bathroom | 0.00072358
Floor lamp | Compact Fluorescent |  | Twist | 1 | 13 | 710102 | Bathroom | 0.00072358
Chandelier (Hanging) | Compact Fluorescent |  | Twist | 1 | 13 | 710102 | Bathroom | 0.00072358
Wall Mount | Incandescent |  | Globe | 6 | 40 | 710111 | Bathroom | 0.00072358
Other | Incandescent |  | Standard A Lamp | 1 | 60 | 710111 | Bathroom | 0.00072358
Ceiling Fixture | Compact Fluorescent |  | Twist | 2 | 23 | 710111 | Bathroom | 0.00072358
Table | Compact Fluorescent |  | Twist | 1 | 13 | 710111 | Bathroom | 0.00072358
Ceiling Fixture | Compact Fluorescent |  | Twist | 1 | 13 | 710111 | Bathroom | 0.00072358
Table | Compact Fluorescent |  | Twist | 1 | 26 | 710111 | Bathroom | 0.00072358
Table | Incandescent |  | Standard A Lamp | 1 | 40 | 710111 | Bathroom | 0.00072358
Wall Mount | Incandescent |  | Standard A Lamp | 1 | 60 | 710111 | Bathroom | 0.00072358
Ceiling Fixture | Compact Fluorescent |  | Twist | 3 | 13 | 710111 | Bathroom | 0.00072358
Ceiling Fixture | Compact Fluorescent |  | Twist | 1 | 13 | 710111 | Bathroom | 0.00072358
Other | Incandescent |  | Standard A Lamp | 2 | 25 | 710111 | Bathroom | 0.00072358
Table | Compact Fluorescent |  | Twist | 1 | 18 | 710111 | Bathroom | 0.00072358
Chandelier (Hanging) | Incandescent |  | Standard A Lamp | 1 | 60 | 710111 | Bathroom | 0.00072358
Ceiling Fixture | Compact Fluorescent |  | Pin base | 1 | 13 | 710112 | Dining Room | 0.00072358
Ceiling Fixture | Compact Fluorescent |  | Twist | 1 | 13 | 710112 | Dining Room | 0.00072358
Other | Compact Fluorescent |  | Twist | 1 | 13 | 710112 | Dining Room | 0.00072358
Ceiling Fan | Compact Fluorescent |  | Twist | 4 | 13 | 710112 | Dining Room | 0.00072358
Wall Mount | Incandescent |  | Globe | 6 | 60 | 710112 | Dining Room | 0.00072358
Recessed Can | Incandescent |  | Standard A Lamp | 1 | 60 | 710121 | Bathroom | 0.00072358
Wall Mount | Incandescent |  | Standard A Lamp | 2 | 40 | 710121 | Bathroom | 0.00072358
Ceiling Fixture | Compact Fluorescent |  | Twist | 1 | 15 | 710121 | Bathroom | 0.00072358
Table | Incandescent |  | Standard A Lamp | 1 | 40 | 710121 | Bathroom | 0.00072358
Ceiling Fixture | Compact Fluorescent |  | Twist | 3 | 13 | 710121 | Bathroom | 0.00072358
Ceiling Fixture | Compact Fluorescent |  | Twist | 1 | 13 | 710121 | Bathroom | 0.00072358
Ceiling Fixture | Compact Fluorescent |  | Twist | 1 | 13 | 710121 | Bathroom | 0.00072358
Other | Incandescent |  | Standard A Lamp | 1 | 25 | 710121 | Bathroom | 0.00072358
Floor lamp | Halogen |  | Quartz Tube | 1 | 300 | 710121 | Bathroom | 0.00072358
Recessed Can | Incandescent |  | Heat Lamp | 1 | 150 | 710122 | Bathroom | 0.00072358
Wall Mount | Incandescent |  | Standard A Lamp | 2 | 60 | 710122 | Bathroom | 0.00072358
Ceiling Fixture | Compact Fluorescent |  | Twist | 2 | 13 | 710122 | Bathroom | 0.00072358
Other | Incandescent |  | Standard A Lamp | 1 | 25 | 710122 | Bathroom | 0.00072358
Floor lamp | Compact Fluorescent |  | Twist | 1 | 42 | 710122 | Bathroom | 0.00072358
Table | Compact Fluorescent |  | Twist | 1 | 10 | 710122 | Bathroom | 0.00072358
Wall Mount | Incandescent |  | Standard A Lamp | 2 | 60 | 710131 | Bathroom | 0.00072358
Ceiling Fixture | Incandescent |  | Standard A Lamp | 1 | 40 | 710131 | Bathroom | 0.00072358
Table | Compact Fluorescent |  | Twist | 1 | 13 | 710131 | Bathroom | 0.00072358
Ceiling Fixture | Compact Fluorescent |  | Twist | 2 | 60 | 710131 | Bathroom | 0.00072358
Ceiling Fixture | Compact Fluorescent |  | Twist | 2 | 13 | 710131 | Bathroom | 0.00072358
Floor lamp | Halogen |  | Quartz Tube | 1 | 100 | 710131 | Bathroom | 0.00072358
Table | Halogen |  | Quartz Tube | 1 | 100 | 710131 | Bathroom | 0.00072358
Floor lamp | Incandescent |  | Standard A Lamp | 1 | 120 | 710131 | Bathroom | 0.00072358
Wall Mount | Incandescent |  | Standard A Lamp | 2 | 60 | 710132 | Bathroom | 0.00072358
Ceiling Fixture | Compact Fluorescent |  | Twist | 1 | 13 | 710132 | Bathroom | 0.00072358
Ceiling Fixture | Incandescent |  | Standard A Lamp | 1 | 60 | 710132 | Bathroom | 0.00072358
Ceiling Fixture | Compact Fluorescent |  | Twist | 2 | 13 | 710132 | Bathroom | 0.00072358
Table | Compact Fluorescent |  | Twist | 1 | 13 | 710132 | Bathroom | 0.00072358
Ceiling Fixture | Incandescent |  | Standard A Lamp | 1 | 60 | 710132 | Bathroom | 0.00072358
Wall Mount | Compact Fluorescent |  | Twist | 2 | 15 | 710141 | Bathroom | 0.00072358
Ceiling Fixture | Compact Fluorescent |  | Twist | 2 | 15 | 710141 | Bathroom | 0.00072358
Ceiling Fixture | Compact Fluorescent |  | Twist | 2 | 13 | 710141 | Bathroom | 0.00072358
Other | Halogen |  | Quartz Tube | 1 | 200 | 710141 | Bathroom | 0.00072358
Ceiling Fixture | Compact Fluorescent |  | Twist | 2 | 13 | 710141 | Bathroom | 0.00072358
Ceiling Fixture | Compact Fluorescent |  | Twist | 2 | 13 | 710141 | Bathroom | 0.00072358
Table | Compact Fluorescent |  | Twist | 1 | 20 | 710141 | Bathroom | 0.00072358
Architectural | Compact Fluorescent |  | Twist | 1 | 20 | 710141 | Bathroom | 0.00072358
Table | Compact Fluorescent |  | Twist | 1 | 13 | 710141 | Bathroom | 0.00072358
Wall Mount | Incandescent |  | Standard A Lamp | 4 | 60 | 710142 | Bathroom | 0.00072358
Ceiling Fixture | Compact Fluorescent |  | Twist | 1 | 13 | 710142 | Bathroom | 0.00072358
Torchiere | Incandescent |  | Decorative | 1 | 25 | 710142 | Bathroom | 0.00072358
Floor lamp | Incandescent |  | Standard A Lamp | 2 | 60 | 710142 | Bathroom | 0.00072358
Ceiling Fixture | Incandescent |  | Standard A Lamp | 1 | 60 | 710142 | Bathroom | 0.00072358
Floor lamp | Incandescent |  | Standard A Lamp | 3 | 60 | 710142 | Bathroom | 0.00072358
Ceiling Fixture | Compact Fluorescent |  | Twist | 2 | 19 | 710142 | Bathroom | 0.00072358
Other | Incandescent |  | Standard A Lamp | 1 | 60 | 710142 | Bathroom | 0.00072358
Wall Mount | Compact Fluorescent |  | Globe | 4 | 14 | 720011 | Bathroom | 0.00072358
Other | Incandescent |  | Decorative | 1 | 7 | 720011 | Bathroom | 0.00072358
Ceiling Fixture | Compact Fluorescent |  | Twist | 2 | 14 | 720011 | Bathroom | 0.00072358
Ceiling Fixture | Compact Fluorescent |  | Twist | 2 | 14 | 720011 | Bathroom | 0.00072358
Ceiling Fixture | Compact Fluorescent |  | Twist | 1 | 25 | 720011 | Bathroom | 0.00072358
Ceiling Fixture | Compact Fluorescent |  | Circline (Screw Base) | 1 | 55 | 720011 | Bathroom | 0.00072358
Ceiling Fixture | Compact Fluorescent |  | Twist | 1 | 25 | 720011 | Bathroom | 0.00072358
Other | Incandescent |  | Standard A Lamp | 1 | 40 | 720011 | Bathroom | 0.00072358
Floor lamp | Incandescent |  | Globe | 1 | 60 | 720011 | Bathroom | 0.00072358
Wall Mount | Incandescent |  | Globe | 3 | 60 | 720012 | Bathroom | 0.00072358
Ceiling Fixture | Incandescent |  | Standard A Lamp | 3 | 60 | 720012 | Bathroom | 0.00072358
Table | Incandescent |  | 3-Way Incandescent | 3 | 150 | 720012 | Bathroom | 0.00072358
Ceiling Fixture | Incandescent |  | Standard A Lamp | 1 | 75 | 720012 | Bathroom | 0.00072358
Ceiling Fixture | Incandescent |  | Standard A Lamp | 3 | 60 | 720012 | Bathroom | 0.00072358
Ceiling Fixture | Compact Fluorescent |  | A shape bulb | 1 | 20 | 720012 | Bathroom | 0.00072358
Other | Incandescent |  | Standard A Lamp | 1 | 60 | 720012 | Bathroom | 0.00072358
Table | Incandescent |  | Other | 1 | 60 | 720012 | Bathroom | 0.00072358
Floor lamp | Incandescent |  | Standard A Lamp | 2 | 60 | 720012 | Bathroom | 0.00072358
Floor lamp | Incandescent |  | 3-Way Incandescent | 1 | 150 | 720012 | Bathroom | 0.00072358
Wall Mount | Incandescent |  | Clear | 4 | 40 | 720021 | Bathroom | 0.00072358
Recessed - other | Incandescent |  | Heat Lamp | 1 | 150 | 720021 | Bathroom | 0.00072358
Wall Mount | Incandescent |  | Globe | 4 | 40 | 720021 | Bathroom | 0.00072358
Recessed - other | Incandescent |  | Heat Lamp | 1 | 150 | 720021 | Bathroom | 0.00072358
Table | Incandescent |  | Standard A Lamp | 1 | 75 | 720021 | Bathroom | 0.00072358
Table | Incandescent |  | Standard A Lamp | 1 | 60 | 720021 | Bathroom | 0.00072358
Ceiling Fixture | Incandescent |  | Standard A Lamp | 2 | 75 | 720021 | Bathroom | 0.00072358
Other | Linear Fluorescent | 1 | T-4 | 1 | 8 | 720021 | Bathroom | 0.00072358
Recessed Can | Incandescent |  | Reflector | 1 | 65 | 720021 | Bathroom | 0.00072358
Other | Halogen |  | Other | 2 | 20 | 720021 | Bathroom | 0.00072358
Table | Compact Fluorescent |  | Twist | 1 | 13 | 720021 | Bathroom | 0.00072358
Floor lamp | Compact Fluorescent |  | Twist | 1 | 20 | 720021 | Bathroom | 0.00072358
Ceiling Fixture | Incandescent |  | Standard A Lamp | 1 | 40 | 720021 | Bathroom | 0.00072358
Chandelier (Hanging) | Compact Fluorescent |  | Circline (Screw Base) | 1 | 23 | 720021 | Bathroom | 0.00072358
Ceiling Fixture | Incandescent |  | Standard A Lamp | 1 | 75 | 720021 | Bathroom | 0.00072358
Table | Compact Fluorescent |  | Twist | 1 | 13 | 720021 | Bathroom | 0.00072358
Ceiling Fixture | Incandescent |  | Standard A Lamp | 2 | 75 | 720021 | Bathroom | 0.00072358
Wall Mount | Incandescent |  | Globe | 4 | 40 | 720022 | Bathroom | 0.00072358
Recessed - other | Incandescent |  | Heat Lamp | 1 | 150 | 720022 | Bathroom | 0.00072358
Wall Mount | Incandescent |  | Clear | 4 | 40 | 720022 | Bathroom | 0.00072358
Recessed - other | Incandescent |  | Heat Lamp | 1 | 150 | 720022 | Bathroom | 0.00072358
Ceiling Fixture | Incandescent |  | Standard A Lamp | 2 | 60 | 720022 | Bathroom | 0.00072358
Table | Incandescent |  | Decorative | 1 | 40 | 720022 | Bathroom | 0.00072358
Ceiling Fixture | Compact Fluorescent |  | A shape bulb | 1 | 15 | 720022 | Bathroom | 0.00072358
Ceiling Fixture | Incandescent |  | Standard A Lamp | 1 | 60 | 720022 | Bathroom | 0.00072358
Recessed Can | Incandescent |  | Reflector | 1 | 75 | 720022 | Bathroom | 0.00072358
Recessed Can | Compact Fluorescent |  | A shape bulb | 1 | 15 | 720022 | Bathroom | 0.00072358
Other | Halogen |  | Other | 2 | 20 | 720022 | Bathroom | 0.00072358
Table | Compact Fluorescent |  | Twist | 1 | 25 | 720022 | Bathroom | 0.00072358
Ceiling Fixture | Compact Fluorescent |  | A shape bulb | 1 | 15 | 720022 | Bathroom | 0.00072358
Chandelier (Hanging) | Incandescent |  | Decorative | 3 | 40 | 720022 | Bathroom | 0.00072358
Torchiere | Halogen |  | Other | 1 | 75 | 720022 | Bathroom | 0.00072358
Torchiere | Compact Fluorescent |  | Twist | 1 | 25 | 720022 | Bathroom | 0.00072358
Ceiling Fixture | Incandescent |  | Standard A Lamp | 2 | 60 | 720022 | Bathroom | 0.00072358
Wall Mount | Incandescent |  | Globe | 4 | 60 | 720031 | Bathroom | 0.00072358
Recessed - other | Incandescent |  | Heat Lamp | 1 | 250 | 720031 | Bathroom | 0.00072358
Table | Compact Fluorescent |  | Twist | 1 | 13 | 720031 | Bathroom | 0.00072358
Ceiling Fixture | Compact Fluorescent |  | Twist | 1 | 23 | 720031 | Bathroom | 0.00072358
Ceiling Fan | Incandescent |  | Decorative | 3 | 40 | 720031 | Bathroom | 0.00072358
Ceiling Fixture | Incandescent |  | Standard A Lamp | 1 | 60 | 720031 | Bathroom | 0.00072358
Ceiling Fixture | Compact Fluorescent |  | Twist | 3 | 13 | 720031 | Bathroom | 0.00072358
Other | Incandescent |  | Mini base | 2 | 5 | 720031 | Bathroom | 0.00072358
Floor lamp | Incandescent |  | 3-Way Incandescent | 1 | 150 | 720031 | Bathroom | 0.00072358
Table | Incandescent |  | 3-Way Incandescent | 1 | 150 | 720031 | Bathroom | 0.00072358
Wall Mount | Incandescent |  | Globe | 4 | 60 | 720032 | Bathroom | 0.00072358
Recessed - other | Incandescent |  | Heat Lamp | 1 | 250 | 720032 | Bathroom | 0.00072358
Table | Incandescent |  | 3-Way Incandescent | 1 | 150 | 720032 | Bathroom | 0.00072358
Chandelier (Hanging) | Incandescent |  | Decorative | 5 | 25 | 720032 | Bathroom | 0.00072358
Ceiling Fixture | Incandescent |  | Standard A Lamp | 1 | 60 | 720032 | Bathroom | 0.00072358
Other | Incandescent |  | Decorative | 1 | 40 | 720032 | Bathroom | 0.00072358
Wall Mount | Linear Fluorescent | 2 | T-12 | 1 | 20 | 720032 | Bathroom | 0.00072358
Ceiling Fixture | Compact Fluorescent |  | Twist | 3 | 13 | 720032 | Bathroom | 0.00072358
Table | Incandescent |  | 3-Way Incandescent | 1 | 150 | 720032 | Bathroom | 0.00072358
Recessed - other | Compact Fluorescent |  | Twist | 1 | 13 | 720041 | Bathroom | 0.00072358
Wall Mount | Compact Fluorescent |  | Twist | 1 | 13 | 720041 | Bathroom | 0.00072358
Table | Incandescent |  | Standard A Lamp | 1 | 40 | 720041 | Bathroom | 0.00072358
Ceiling Fixture | Incandescent |  | Standard A Lamp | 2 | 60 | 720041 | Bathroom | 0.00072358
Chandelier (Hanging) | Incandescent |  | Decorative | 5 | 40 | 720041 | Bathroom | 0.00072358
Ceiling Fixture | Compact Fluorescent |  | Twist | 1 | 13 | 720041 | Bathroom | 0.00072358
Ceiling Fixture | Compact Fluorescent |  | Twist | 1 | 23 | 720041 | Bathroom | 0.00072358
Table | Incandescent |  | Standard A Lamp | 1 | 75 | 720041 | Bathroom | 0.00072358
Floor lamp | Incandescent |  | Standard A Lamp | 1 | 40 | 720041 | Bathroom | 0.00072358
Torchiere | Halogen |  | Quartz Tube | 1 | 500 | 720041 | Bathroom | 0.00072358
Recessed - other | Compact Fluorescent |  | Twist | 1 | 13 | 720042 | Bathroom | 0.00072358
Wall Mount | Compact Fluorescent |  | Twist | 1 | 23 | 720042 | Bathroom | 0.00072358
Table | Compact Fluorescent |  | Straight Tube | 1 | 10 | 720042 | Bathroom | 0.00072358
Ceiling Fixture | Compact Fluorescent |  | Twist | 1 | 19 | 720042 | Bathroom | 0.00072358
Chandelier (Hanging) | Incandescent |  | Decorative | 5 | 40 | 720042 | Bathroom | 0.00072358
Ceiling Fixture | Compact Fluorescent |  | Twist | 1 | 13 | 720042 | Bathroom | 0.00072358
Ceiling Fixture | Compact Fluorescent |  | Twist | 1 | 23 | 720042 | Bathroom | 0.00072358
Floor lamp | Incandescent |  | Standard A Lamp | 3 | 60 | 720042 | Bathroom | 0.00072358
Wall Mount | Incandescent |  | Standard A Lamp | 2 | 60 | 720051 | Bathroom | 0.00072358
Recessed Can | Incandescent |  | Heat Lamp | 1 | 120 | 720051 | Bathroom | 0.00072358
Wall Mount | Compact Fluorescent |  | Twist | 2 | 13 | 720051 | Bathroom | 0.00072358
Wall Mount | Incandescent |  | Standard A Lamp | 1 | 60 | 720051 | Bathroom | 0.00072358
Recessed Can | Incandescent |  | Heat Lamp | 1 | 250 | 720051 | Bathroom | 0.00072358
Ceiling Fixture | Compact Fluorescent |  | Twist | 1 | 13 | 720051 | Bathroom | 0.00072358
Floor lamp | Compact Fluorescent |  | Twist | 1 | 23 | 720051 | Bathroom | 0.00072358
Ceiling Fixture | Incandescent |  | Standard A Lamp | 1 | 60 | 720051 | Bathroom | 0.00072358
Ceiling Fixture | Incandescent |  | Standard A Lamp | 1 | 120 | 720051 | Bathroom | 0.00072358
Ceiling Fan | Incandescent |  | Decorative | 4 | 40 | 720051 | Bathroom | 0.00072358
Ceiling Fixture | Compact Fluorescent |  | Twist | 1 | 13 | 720051 | Bathroom | 0.00072358
Ceiling Fixture | Linear Fluorescent |  | Fluorescent Other | 1 | 22 | 720051 | Bathroom | 0.00072358
Recessed - other | Compact Fluorescent |  | Twist | 1 | 13 | 720051 | Bathroom | 0.00072358
Floor lamp | Compact Fluorescent |  | Twist | 3 | 13 | 720051 | Bathroom | 0.00072358
Floor lamp | Incandescent |  | Standard A Lamp | 1 | 40 | 720051 | Bathroom | 0.00072358
Wall Mount | Incandescent |  | Globe | 4 | 40 | 720052 | Bathroom | 0.00072358
Wall Mount | Incandescent |  | Globe | 4 | 40 | 720052 | Bathroom | 0.00072358
Table | Incandescent |  | Clear | 1 | 60 | 720052 | Bathroom | 0.00072358
Floor lamp | Incandescent |  | Standard A Lamp | 1 | 60 | 720052 | Bathroom | 0.00072358
Recessed Can | Incandescent |  | Reflector | 1 | 65 | 720052 | Bathroom | 0.00072358
Floor lamp | Incandescent |  | Standard A Lamp | 1 | 60 | 720052 | Bathroom | 0.00072358
Recessed Can | Incandescent |  | Reflector | 1 | 65 | 720052 | Bathroom | 0.00072358
Ceiling Fan | Incandescent |  | Decorative | 4 | 40 | 720052 | Bathroom | 0.00072358
Ceiling Fixture | Linear Fluorescent | 4 | T-8 | 2 | 32 | 720052 | Bathroom | 0.00072358
Floor lamp | Incandescent |  | Standard A Lamp | 2 | 60 | 720052 | Bathroom | 0.00072358
Torchiere | Incandescent |  | Standard A Lamp | 1 | 60 | 720052 | Bathroom | 0.00072358
Wall Mount | Linear Fluorescent | 2 | T-8 | 2 | 17 | 720061 | Bathroom | 0.00072358
Recessed - other | Incandescent |  | Reflector | 1 | 65 | 720061 | Bathroom | 0.00072358
Table | Compact Fluorescent |  | Twist | 1 | 13 | 720061 | Bathroom | 0.00072358
Chandelier (Hanging) | Compact Fluorescent |  | Twist | 1 | 13 | 720061 | Bathroom | 0.00072358
Ceiling Fixture | Compact Fluorescent |  | Twist | 1 | 13 | 720061 | Bathroom | 0.00072358
Ceiling Fixture | Linear Fluorescent | 4 | T-12 | 2 | 32 | 720061 | Bathroom | 0.00072358
Table | Incandescent |  | Standard A Lamp | 1 | 40 | 720061 | Bathroom | 0.00072358
Torchiere | Compact Fluorescent |  | Twist | 1 | 13 | 720061 | Bathroom | 0.00072358
Wall Mount | Linear Fluorescent | 2 | T-8 | 2 | 17 | 720062 | Bathroom | 0.00072358
Recessed - other | Incandescent |  | Reflector | 1 | 65 | 720062 | Bathroom | 0.00072358
Table | Compact Fluorescent |  | Twist | 1 | 13 | 720062 | Bathroom | 0.00072358
Floor lamp | Compact Fluorescent |  | Twist | 3 | 9 | 720062 | Bathroom | 0.00072358
Ceiling Fixture | Compact Fluorescent |  | Twist | 1 | 9 | 720062 | Bathroom | 0.00072358
Chandelier (Hanging) | Compact Fluorescent |  | Twist | 1 | 9 | 720062 | Bathroom | 0.00072358
Torchiere | Incandescent |  | 3-Way Incandescent | 1 | 100 | 720062 | Bathroom | 0.00072358
Ceiling Fixture | Compact Fluorescent |  | Twist | 1 | 13 | 720062 | Bathroom | 0.00072358
Ceiling Fixture | Linear Fluorescent | 4 | T-12 | 2 | 32 | 720062 | Bathroom | 0.00072358
Table | Incandescent |  | Standard A Lamp | 1 | 75 | 720062 | Bathroom | 0.00072358
Table | Compact Fluorescent |  | Twist | 1 | 9 | 720062 | Bathroom | 0.00072358
Wall Mount | Incandescent |  | Globe | 4 | 40 | 720071 | Bathroom | 0.00072358
Wall Mount | Incandescent |  | Globe | 4 | 40 | 720071 | Bathroom | 0.00072358
Recessed - other | Incandescent |  | Heat Lamp | 1 | 250 | 720071 | Bathroom | 0.00072358
Ceiling Fixture | Incandescent |  | Standard A Lamp | 2 | 40 | 720071 | Bathroom | 0.00072358
Ceiling Fixture | Incandescent |  | Standard A Lamp | 2 | 40 | 720071 | Bathroom | 0.00072358
Ceiling Fixture | Incandescent |  | Standard A Lamp | 1 | 100 | 720071 | Bathroom | 0.00072358
Ceiling Fan | Incandescent |  | Decorative | 4 | 40 | 720071 | Bathroom | 0.00072358
Other | Incandescent |  | Mini base | 1 | 40 | 720071 | Bathroom | 0.00072358
Torchiere | Incandescent |  | Globe | 1 | 40 | 720071 | Bathroom | 0.00072358
Ceiling Fixture | Incandescent |  | Standard A Lamp | 2 | 60 | 720071 | Bathroom | 0.00072358
Table | Compact Fluorescent |  | Twist | 1 | 13 | 720071 | Bathroom | 0.00072358
Wall Mount | Incandescent |  | Globe | 4 | 40 | 720072 | Bathroom | 0.00072358
Wall Mount | Incandescent |  | Globe | 5 | 40 | 720072 | Bathroom | 0.00072358
Recessed - other | Incandescent |  | Heat Lamp | 1 | 250 | 720072 | Bathroom | 0.00072358
Ceiling Fixture | Incandescent |  | Standard A Lamp | 2 | 60 | 720072 | Bathroom | 0.00072358
Torchiere | Compact Fluorescent |  | Twist | 3 | 13 | 720072 | Bathroom | 0.00072358
Ceiling Fixture | Compact Fluorescent |  | Twist | 2 | 13 | 720072 | Bathroom | 0.00072358
Ceiling Fixture | Incandescent |  | Standard A Lamp | 1 | 60 | 720072 | Bathroom | 0.00072358
Ceiling Fan | Incandescent |  | Decorative | 4 | 40 | 720072 | Bathroom | 0.00072358
Other | Incandescent |  | Decorative | 1 | 40 | 720072 | Bathroom | 0.00072358
Wall Mount | Linear Fluorescent | 1 | T-5 | 1 | 8 | 720072 | Bathroom | 0.00072358
Table | Incandescent |  | Decorative | 3 | 40 | 720072 | Bathroom | 0.00072358
Ceiling Fixture | Compact Fluorescent |  | Twist | 2 | 13 | 720072 | Bathroom | 0.00072358
Table | Compact Fluorescent |  | Twist | 1 | 13 | 720072 | Bathroom | 0.00072358
Wall Mount | Incandescent |  | Globe | 4 | 60 | 720081 | Bathroom | 0.00072358
Recessed - other | Incandescent |  | Heat Lamp | 2 | 250 | 720081 | Bathroom | 0.00072358
Ceiling Fan | Incandescent |  | Standard A Lamp | 3 | 60 | 720081 | Bathroom | 0.00072358
Table | Incandescent |  | Standard A Lamp | 1 | 60 | 720081 | Bathroom | 0.00072358
Table | Incandescent |  | Standard A Lamp | 1 | 100 | 720081 | Bathroom | 0.00072358
Ceiling Fixture | Incandescent |  | Standard A Lamp | 1 | 100 | 720081 | Bathroom | 0.00072358
Recessed - other | Linear Fluorescent | 1.5 | T-8 | 1 | 15 | 720081 | Bathroom | 0.00072358
Other | Incandescent |  | Other | 1 | 100 | 720081 | Bathroom | 0.00072358
Floor lamp | Incandescent |  | Standard A Lamp | 1 | 100 | 720081 | Bathroom | 0.00072358
Floor lamp | Incandescent |  | Standard A Lamp | 3 | 60 | 720081 | Bathroom | 0.00072358
Table | Incandescent |  | Standard A Lamp | 1 | 60 | 720081 | Bathroom | 0.00072358
Table | Incandescent |  | Standard A Lamp | 2 | 60 | 720081 | Bathroom | 0.00072358
Table | Compact Fluorescent |  | Twist | 1 | 23 | 720081 | Bathroom | 0.00072358
Wall Mount | Incandescent |  | Standard A Lamp | 3 | 60 | 720082 | Bathroom | 0.00072358
Recessed - other | Incandescent |  | Heat Lamp | 2 | 250 | 720082 | Bathroom | 0.00072358
Ceiling Fan | Incandescent |  | Decorative | 3 | 40 | 720082 | Bathroom | 0.00072358
Table | Incandescent |  | Standard A Lamp | 1 | 60 | 720082 | Bathroom | 0.00072358
Ceiling Fixture | Incandescent |  | Standard A Lamp | 1 | 75 | 720082 | Bathroom | 0.00072358
Ceiling Fixture | Incandescent |  | Standard A Lamp | 1 | 60 | 720082 | Bathroom | 0.00072358
Ceiling Fixture | Incandescent |  | Standard A Lamp | 3 | 60 | 720082 | Bathroom | 0.00072358
Floor lamp | Incandescent |  | Standard A Lamp | 1 | 100 | 720082 | Bathroom | 0.00072358
Ceiling Fixture | Incandescent |  | Decorative | 3 | 40 | 720082 | Bathroom | 0.00072358
Ceiling Fan | Incandescent |  | Decorative | 3 | 60 | 720082 | Bathroom | 0.00072358
Table | Incandescent |  | Standard A Lamp | 1 | 60 | 720082 | Bathroom | 0.00072358
Wall Mount | Incandescent |  | Standard A Lamp | 4 | 60 | 720091 | Bathroom | 0.00072358
Ceiling Fixture | Incandescent |  | Standard A Lamp | 1 | 75 | 720091 | Bathroom | 0.00072358
Ceiling Fixture | Incandescent |  | Standard A Lamp | 1 | 60 | 720091 | Bathroom | 0.00072358
Ceiling Fixture | Incandescent |  | Standard A Lamp | 1 | 75 | 720091 | Bathroom | 0.00072358
Wall Mount | Incandescent |  | Globe | 3 | 40 | 720091 | Bathroom | 0.00072358
Other | Incandescent |  | Decorative | 1 | 40 | 720091 | Bathroom | 0.00072358
Chandelier (Hanging) | Compact Fluorescent |  | Twist | 1 | 15 | 720091 | Bathroom | 0.00072358
Ceiling Fixture | Compact Fluorescent |  | Twist | 1 | 23 | 720091 | Bathroom | 0.00072358
Other | Linear Fluorescent | 2 | T-8 | 1 | 17 | 720091 | Bathroom | 0.00072358
Other | Linear Fluorescent | 1.4 | T-5 | 1 | 17 | 720091 | Bathroom | 0.00072358
Table | Incandescent |  | Decorative | 1 | 40 | 720091 | Bathroom | 0.00072358
Table | Compact Fluorescent |  | Twist | 1 | 42 | 720091 | Bathroom | 0.00072358
Ceiling Fixture | Incandescent |  | Standard A Lamp | 1 | 75 | 720091 | Bathroom | 0.00072358
Floor lamp | Incandescent |  | Standard A Lamp | 1 | 75 | 720091 | Bathroom | 0.00072358
Wall Mount | Compact Fluorescent |  | Twist | 2 | 13 | 720092 | Bathroom | 0.00072358
Ceiling Fixture | Compact Fluorescent |  | Twist | 2 | 13 | 720092 | Bathroom | 0.00072358
Ceiling Fixture | Incandescent |  | Standard A Lamp | 1 | 40 | 720092 | Bathroom | 0.00072358
Wall Mount | Incandescent |  | Globe | 3 | 60 | 720092 | Bathroom | 0.00072358
Ceiling Fixture | Compact Fluorescent |  | Twist | 1 | 23 | 720092 | Bathroom | 0.00072358
Floor lamp | Other |  | LED Interior | 1 | 8 | 720092 | Bathroom | 0.00072358
Ceiling Fixture | Compact Fluorescent |  | Twist | 1 | 15 | 720092 | Bathroom | 0.00072358
Chandelier (Hanging) | Compact Fluorescent |  | Twist | 1 | 15 | 720092 | Bathroom | 0.00072358
Ceiling Fixture | Compact Fluorescent |  | Twist | 2 | 13 | 720092 | Bathroom | 0.00072358
Table | Incandescent |  | Clear | 1 | 13 | 720092 | Bathroom | 0.00072358
Ceiling Fixture | Compact Fluorescent |  | Twist | 1 | 13 | 720092 | Bathroom | 0.00072358
Wall Mount | Incandescent |  | Globe | 4 | 60 | 720101 | Bathroom | 0.00072358
Recessed - other | Incandescent |  | Heat Lamp | 1 | 250 | 720101 | Bathroom | 0.00072358
Ceiling Fixture | Incandescent |  | Standard A Lamp | 1 | 60 | 720101 | Bathroom | 0.00072358
Floor lamp | Incandescent |  | Standard A Lamp | 1 | 60 | 720101 | Bathroom | 0.00072358
Ceiling Fixture | Compact Fluorescent |  | Twist | 1 | 14 | 720101 | Bathroom | 0.00072358
Ceiling Fixture | Incandescent |  | Standard A Lamp | 1 | 60 | 720101 | Bathroom | 0.00072358
Ceiling Fixture | Linear Fluorescent | 4 | T-8 | 2 | 32 | 720101 | Bathroom | 0.00072358
Floor lamp | Incandescent |  | Decorative | 2 | 25 | 720101 | Bathroom | 0.00072358
Table | Incandescent |  | Decorative | 5 | 25 | 720101 | Bathroom | 0.00072358
Ceiling Fan | Incandescent |  | Clear | 1 | 60 | 720101 | Bathroom | 0.00072358
Table | Compact Fluorescent |  | Pin base | 1 | 15 | 720101 | Bathroom | 0.00072358
Table | Compact Fluorescent |  | Twist | 1 | 15 | 720101 | Bathroom | 0.00072358
Torchiere | Incandescent |  | Decorative | 1 | 60 | 720101 | Bathroom | 0.00072358
Other | Other |  | Other |  |  | 720101 | Bathroom | 0.00072358
Wall Mount | Incandescent |  | Globe | 4 | 60 | 720102 | Bathroom | 0.00072358
Recessed - other | Incandescent |  | Heat Lamp | 1 | 250 | 720102 | Bathroom | 0.00072358
Ceiling Fixture | Incandescent |  | Standard A Lamp | 2 | 60 | 720102 | Bathroom | 0.00072358
Ceiling Fan | Compact Fluorescent |  | Twist | 1 | 13 | 720102 | Bathroom | 0.00072358
Ceiling Fixture | Linear Fluorescent | 4 | T-8 | 2 | 23 | 720102 | Bathroom | 0.00072358
Torchiere | Compact Fluorescent |  | Twist | 1 | 23 | 720102 | Bathroom | 0.00072358
Ceiling Fixture | Incandescent |  | Standard A Lamp | 2 | 60 | 720102 | Bathroom | 0.00072358
Table | Incandescent |  | Standard A Lamp | 1 | 60 | 720102 | Bathroom | 0.00072358
Wall Mount | Compact Fluorescent |  | Twist | 4 | 11 | 730011 | Bathroom | 0.00072358
Recessed Can | Incandescent |  | Heat Lamp | 1 | 250 | 730011 | Bathroom | 0.00072358
Wall Mount | Compact Fluorescent |  | Twist | 4 | 13 | 730011 | Bathroom | 0.00072358
Recessed Can | Incandescent |  | Heat Lamp | 1 | 250 | 730011 | Bathroom | 0.00072358
Ceiling Fan | Compact Fluorescent |  | Twist | 3 | 13 | 730011 | Bathroom | 0.00072358
Table | Compact Fluorescent |  | Twist | 2 | 13 | 730011 | Bathroom | 0.00072358
Table | Incandescent |  | 3-Way Incandescent | 1 | 75 | 730011 | Bathroom | 0.00072358
Ceiling Fixture | Compact Fluorescent |  | Twist | 2 | 13 | 730011 | Bathroom | 0.00072358
Table | Compact Fluorescent |  | Twist | 1 | 9 | 730011 | Bathroom | 0.00072358
Table | Incandescent |  | Clear | 1 | 40 | 730011 | Bathroom | 0.00072358
Ceiling Fixture | Compact Fluorescent |  | Twist | 2 | 13 | 730011 | Bathroom | 0.00072358
Chandelier (Hanging) | Incandescent |  | Standard A Lamp | 3 | 60 | 730011 | Bathroom | 0.00072358
Table | Compact Fluorescent |  | Twist | 1 | 13 | 730011 | Bathroom | 0.00072358
Table | Compact Fluorescent |  | Twist | 2 | 11 | 730011 | Bathroom | 0.00072358
Ceiling Fixture | Incandescent |  | Standard A Lamp | 2 | 40 | 730011 | Bathroom | 0.00072358
Ceiling Fixture | Incandescent |  | Standard A Lamp | 2 | 60 | 730011 | Bathroom | 0.00072358
Ceiling Fixture | Linear Fluorescent | 4 | T-12 | 1 | 40 | 730011 | Bathroom | 0.00072358
Torchiere | Incandescent |  | 3-Way Incandescent | 1 | 100 | 730011 | Bathroom | 0.00072358
Floor lamp | Compact Fluorescent |  | Twist | 3 | 15 | 730011 | Bathroom | 0.00072358
Table | Compact Fluorescent |  | Twist | 2 | 13 | 730011 | Bathroom | 0.00072358
Other | Incandescent |  | Decorative | 1 | 40 | 730011 | Bathroom | 0.00072358
Other | Compact Fluorescent |  | Twist | 1 | 13 | 730011 | Bathroom | 0.00072358
Wall Mount | Incandescent |  | Standard A Lamp | 3 | 40 | 730012 | Bathroom | 0.00072358
Recessed Can | Incandescent |  | Heat Lamp | 1 | 250 | 730012 | Bathroom | 0.00072358
Wall Mount | Incandescent |  | Standard A Lamp | 3 | 60 | 730012 | Bathroom | 0.00072358
Recessed Can | Incandescent |  | Heat Lamp | 1 | 250 | 730012 | Bathroom | 0.00072358
Ceiling Fixture | Incandescent |  | Standard A Lamp | 2 | 60 | 730012 | Bathroom | 0.00072358
Table | Incandescent |  | Decorative | 2 | 40 | 730012 | Bathroom | 0.00072358
Ceiling Fixture | Incandescent |  | Clear | 4 | 25 | 730012 | Bathroom | 0.00072358
Floor lamp | Incandescent |  | 3-Way Incandescent | 1 | 100 | 730012 | Bathroom | 0.00072358
Ceiling Fixture | Incandescent |  | Standard A Lamp | 1 | 75 | 730012 | Bathroom | 0.00072358
Chandelier (Hanging) | Incandescent |  | Decorative | 5 | 25 | 730012 | Bathroom | 0.00072358
Ceiling Fixture | Incandescent |  | Standard A Lamp | 1 | 60 | 730012 | Bathroom | 0.00072358
Ceiling Fixture | Linear Fluorescent | 4 | T-12 | 1 | 40 | 730012 | Bathroom | 0.00072358
Other | Incandescent |  | Other | 2 | 25 | 730012 | Bathroom | 0.00072358
Table | Incandescent |  | 3-Way Incandescent | 1 | 100 | 730012 | Bathroom | 0.00072358
Floor lamp | Incandescent |  | 3-Way Incandescent | 1 | 200 | 730012 | Bathroom | 0.00072358
Wall Mount | Compact Fluorescent |  | Twist | 3 | 13 | 730021 | Bathroom | 0.00072358
Ceiling Fixture | Compact Fluorescent |  | Twist | 1 | 13 | 730021 | Bathroom | 0.00072358
Ceiling Fixture | Linear Fluorescent | 4 | T-12 | 2 | 25 | 730021 | Bathroom | 0.00072358
Table | Compact Fluorescent |  | Twist | 1 | 7 | 730021 | Bathroom | 0.00072358
Floor lamp | Incandescent |  | Standard A Lamp | 2 | 60 | 730021 | Bathroom | 0.00072358
Ceiling Fixture | Compact Fluorescent |  | Twist | 1 | 13 | 730021 | Bathroom | 0.00072358
Wall Mount | Incandescent |  | Standard A Lamp | 2 | 57 | 730022 | Bathroom | 0.00072358
Ceiling Fixture | Incandescent |  | Standard A Lamp | 2 | 57 | 730022 | Bathroom | 0.00072358
Ceiling Fixture | Incandescent |  | Standard A Lamp | 1 | 57 | 730022 | Bathroom | 0.00072358
Ceiling Fixture | Incandescent |  | Standard A Lamp | 1 | 57 | 730022 | Bathroom | 0.00072358
Ceiling Fixture | Incandescent |  | Standard A Lamp | 1 | 57 | 730022 | Bathroom | 0.00072358
Ceiling Fixture | Incandescent |  | Standard A Lamp | 1 | 75 | 730022 | Bathroom | 0.00072358
Wall Mount | Compact Fluorescent |  | Twist | 4 | 13 | 730031 | Bathroom | 0.00072358
Recessed Can | Incandescent |  | Heat Lamp | 1 | 250 | 730031 | Bathroom | 0.00072358
Wall Mount | Compact Fluorescent |  | Twist | 4 | 13 | 730031 | Bathroom | 0.00072358
Ceiling Fixture | Compact Fluorescent |  | Twist | 1 | 13 | 730031 | Bathroom | 0.00072358
Ceiling Fixture | Compact Fluorescent |  | Twist | 1 | 13 | 730031 | Bathroom | 0.00072358
Ceiling Fixture | Incandescent |  | Standard A Lamp | 1 | 60 | 730031 | Bathroom | 0.00072358
Table | Incandescent |  | Mini base | 1 | 25 | 730031 | Bathroom | 0.00072358
Ceiling Fixture | Incandescent |  | Standard A Lamp | 1 | 60 | 730031 | Bathroom | 0.00072358
Ceiling Fixture | Compact Fluorescent |  | Twist | 1 | 13 | 730031 | Bathroom | 0.00072358
Ceiling Fixture | Linear Fluorescent | 4 | T-12 | 2 | 40 | 730031 | Bathroom | 0.00072358
Recessed - other | Incandescent |  | Mini base | 1 | 40 | 730031 | Bathroom | 0.00072358
Ceiling Fixture | Compact Fluorescent |  | Twist | 1 | 13 | 730031 | Bathroom | 0.00072358
Ceiling Fixture | Incandescent |  | Standard A Lamp | 1 | 60 | 730031 | Bathroom | 0.00072358
Wall Mount | Compact Fluorescent |  | Twist | 4 | 13 | 730032 | Bathroom | 0.00072358
Recessed Can | Incandescent |  | Heat Lamp | 1 | 250 | 730032 | Bathroom | 0.00072358
Ceiling Fixture | Incandescent |  | Standard A Lamp | 1 | 60 | 730032 | Bathroom | 0.00072358
Table | Compact Fluorescent |  | Twist | 1 | 28 | 730032 | Bathroom | 0.00072358
Ceiling Fixture | Incandescent |  | Standard A Lamp | 3 | 60 | 730032 | Bathroom | 0.00072358
Ceiling Fixture | Compact Fluorescent |  | Twist | 1 | 13 | 730032 | Bathroom | 0.00072358
Ceiling Fixture | Linear Fluorescent | 4 | T-12 | 2 | 40 | 730032 | Bathroom | 0.00072358
Recessed - other | Incandescent |  | Mini base | 1 | 40 | 730032 | Bathroom | 0.00072358
Ceiling Fixture | Compact Fluorescent |  | Twist | 1 | 13 | 730032 | Bathroom | 0.00072358
Ceiling Fixture | Incandescent |  | Standard A Lamp | 1 | 60 | 730032 | Bathroom | 0.00072358
Wall Mount | Incandescent |  | Globe | 4 | 60 | 730041 | Bathroom | 0.00072358
Recessed - other | Incandescent |  | Heat Lamp | 1 | 250 | 730041 | Bathroom | 0.00072358
Ceiling Fixture | Compact Fluorescent |  | Pin base | 2 | 13 | 730041 | Bathroom | 0.00072358
Ceiling Fixture | Incandescent |  | Standard A Lamp | 3 | 75 | 730041 | Bathroom | 0.00072358
Ceiling Fixture | Incandescent |  | Standard A Lamp | 1 | 60 | 730041 | Bathroom | 0.00072358
Ceiling Fixture | Linear Fluorescent | 4 | T-8 | 2 | 32 | 730041 | Bathroom | 0.00072358
Other | Incandescent |  | Standard A Lamp | 1 | 40 | 730041 | Bathroom | 0.00072358
Floor lamp | Compact Fluorescent |  | Twist | 1 | 13 | 730041 | Bathroom | 0.00072358
Wall Mount | Incandescent |  | Globe | 4 | 60 | 730042 | Bathroom | 0.00072358
Recessed Can | Incandescent |  | Heat Lamp | 1 | 250 | 730042 | Bathroom | 0.00072358
Ceiling Fixture | Compact Fluorescent |  | Pin base | 2 | 13 | 730042 | Bathroom | 0.00072358
Table | Compact Fluorescent |  | Twist | 1 | 10 | 730042 | Bathroom | 0.00072358
Ceiling Fixture | Compact Fluorescent |  | Circline (Screw Base) | 2 | 32 | 730042 | Bathroom | 0.00072358
Ceiling Fixture | Incandescent |  | Standard A Lamp | 1 | 60 | 730042 | Bathroom | 0.00072358
Ceiling Fixture | Linear Fluorescent | 4 | T-8 | 2 | 32 | 730042 | Bathroom | 0.00072358
Other | Incandescent |  | Standard A Lamp | 1 | 40 | 730042 | Bathroom | 0.00072358
Table | Compact Fluorescent |  | Twist | 1 | 10 | 730042 | Bathroom | 0.00072358
Wall Mount | Incandescent |  | Standard A Lamp | 3 | 60 | 730051 | Bathroom | 0.00072358
Recessed - other | Incandescent |  | Standard A Lamp | 1 | 100 | 730051 | Bathroom | 0.00072358
Table | Incandescent |  | 3-Way Incandescent | 1 | 150 | 730051 | Bathroom | 0.00072358
Table | Incandescent |  | 3-Way Incandescent | 1 | 250 | 730051 | Bathroom | 0.00072358
Ceiling Fixture | Incandescent |  | Standard A Lamp | 2 | 60 | 730051 | Bathroom | 0.00072358
Ceiling Fixture | Compact Fluorescent |  | Twist | 2 | 27 | 730051 | Bathroom | 0.00072358
Other | Incandescent |  | Standard A Lamp | 1 | 40 | 730051 | Bathroom | 0.00072358
Ceiling Fan | Incandescent |  | Mini base | 4 | 40 | 730051 | Bathroom | 0.00072358
Table | Incandescent |  | 3-Way Incandescent | 1 | 250 | 730051 | Bathroom | 0.00072358
Ceiling Fixture | Halogen |  | MR | 1 | 50 | 730051 | Bathroom | 0.00072358
Wall Mount | Incandescent |  | Standard A Lamp | 3 | 60 | 730052 | Bathroom | 0.00072358
Recessed - other | Incandescent |  | Standard A Lamp | 1 | 100 | 730052 | Bathroom | 0.00072358
Table | Compact Fluorescent |  | Twist | 1 | 13 | 730052 | Bathroom | 0.00072358
Table | Incandescent |  | Standard A Lamp | 1 | 60 | 730052 | Bathroom | 0.00072358
Table | Compact Fluorescent |  | Twist | 1 | 23 | 730052 | Bathroom | 0.00072358
Table | Compact Fluorescent |  | Twist | 1 | 7 | 730052 | Bathroom | 0.00072358
Table | Compact Fluorescent |  | Twist | 1 | 23 | 730052 | Bathroom | 0.00072358
Table | Compact Fluorescent |  | Circline (Screw Base) | 1 | 18 | 730052 | Bathroom | 0.00072358
Floor lamp | Compact Fluorescent |  | Twist | 1 | 23 | 730052 | Bathroom | 0.00072358
Other | Other |  | LED Interior | 1 | 1 | 730052 | Bathroom | 0.00072358
Ceiling Fan | Incandescent |  | Mini base | 4 | 40 | 730052 | Bathroom | 0.00072358
Ceiling Fixture | Incandescent |  | Standard A Lamp | 2 | 60 | 730052 | Bathroom | 0.00072358
Other | Compact Fluorescent |  | Straight Tube | 1 | 20 | 730052 | Bathroom | 0.00072358
Ceiling Fixture | Compact Fluorescent |  | Twist | 2 | 27 | 730052 | Bathroom | 0.00072358
Other | Compact Fluorescent |  | Twist | 1 | 23 | 730052 | Bathroom | 0.00072358
Other | Linear Fluorescent | 1.5 | T-5 | 1 | 17 | 730052 | Bathroom | 0.00072358
Other | Linear Fluorescent | 1 | T-5 | 1 | 8 | 730052 | Bathroom | 0.00072358
Table | Compact Fluorescent |  | Twist | 1 | 23 | 730052 | Bathroom | 0.00072358
Table | Incandescent |  | 3-Way Incandescent | 1 | 150 | 730052 | Bathroom | 0.00072358
Wall Mount | Incandescent |  | Standard A Lamp | 1 | 75 | 730061 | Bathroom | 0.00072358
Ceiling Fixture | Incandescent |  | Standard A Lamp | 1 | 100 | 730061 | Bathroom | 0.00072358
Ceiling Fixture | Incandescent |  | Standard A Lamp | 2 | 40 | 730061 | Bathroom | 0.00072358
Other | Incandescent |  | Standard A Lamp | 1 | 40 | 730061 | Bathroom | 0.00072358
Ceiling Fixture | Incandescent |  | Standard A Lamp | 1 | 75 | 730061 | Bathroom | 0.00072358
Floor lamp | Compact Fluorescent |  | Twist | 1 | 14 | 730061 | Bathroom | 0.00072358
Floor lamp | Incandescent |  | Decorative | 5 | 25 | 730061 | Bathroom | 0.00072358
Ceiling Fixture | Incandescent |  | Standard A Lamp | 1 | 100 | 730061 | Bathroom | 0.00072358
Wall Mount | Incandescent |  | Standard A Lamp | 3 | 40 | 730062 | Bathroom | 0.00072358
Ceiling Fixture | Incandescent |  | Standard A Lamp | 1 | 100 | 730062 | Bathroom | 0.00072358
Floor lamp | Incandescent |  | Standard A Lamp | 1 | 40 | 730062 | Bathroom | 0.00072358
Chandelier (Hanging) | Incandescent |  | Standard A Lamp | 1 | 60 | 730062 | Bathroom | 0.00072358
Ceiling Fixture | Incandescent |  | Standard A Lamp | 1 | 60 | 730062 | Bathroom | 0.00072358
Ceiling Fixture | Incandescent |  | Standard A Lamp | 2 | 75 | 730062 | Bathroom | 0.00072358
Other | Incandescent |  | Standard A Lamp | 1 | 40 | 730062 | Bathroom | 0.00072358
Floor lamp | Compact Fluorescent |  | Twist | 1 | 13 | 730062 | Bathroom | 0.00072358
Recessed Can | Incandescent |  | Other | 1 | 65 | 730062 | Bathroom | 0.00072358
Ceiling Fixture | Incandescent |  | Standard A Lamp | 1 | 60 | 730062 | Bathroom | 0.00072358
Wall Mount | Incandescent |  | Standard A Lamp | 4 | 60 | 730071 | Bathroom | 0.00072358
Ceiling Fixture | Incandescent |  | Standard A Lamp | 1 | 60 | 730071 | Bathroom | 0.00072358
Ceiling Fixture | Incandescent |  | Standard A Lamp | 1 | 75 | 730071 | Bathroom | 0.00072358
Wall Mount | Incandescent |  | Standard A Lamp | 1 | 60 | 730071 | Bathroom | 0.00072358
Track | Incandescent |  | Standard A Lamp | 3 | 60 | 730071 | Bathroom | 0.00072358
Table | Incandescent |  | Standard A Lamp | 1 | 60 | 730071 | Bathroom | 0.00072358
Ceiling Fixture | Incandescent |  | Standard A Lamp | 1 | 60 | 730071 | Bathroom | 0.00072358
Wall Mount | Incandescent |  | Standard A Lamp | 2 | 60 | 730072 | Bathroom | 0.00072358
Recessed Can | Incandescent |  | Standard A Lamp | 1 | 60 | 730072 | Bathroom | 0.00072358
Ceiling Fixture | Compact Fluorescent |  | Twist | 2 | 13 | 730072 | Bathroom | 0.00072358
Ceiling Fixture | Compact Fluorescent |  | Twist | 2 | 13 | 730072 | Bathroom | 0.00072358
Ceiling Fixture | Compact Fluorescent |  | Twist | 2 | 13 | 730072 | Bathroom | 0.00072358
Wall Mount | Compact Fluorescent |  | Twist | 1 | 13 | 730072 | Bathroom | 0.00072358
Recessed - other | Incandescent |  | Mini base | 1 | 40 | 730072 | Bathroom | 0.00072358
Chandelier (Hanging) | Incandescent |  | Decorative | 5 | 40 | 730072 | Bathroom | 0.00072358
Floor lamp | Compact Fluorescent |  | Pin base | 1 | 11 | 730072 | Bathroom | 0.00072358
Ceiling Fixture | Compact Fluorescent |  | Twist | 2 | 13 | 730072 | Bathroom | 0.00072358
Wall Mount | Incandescent |  | Globe | 3 | 40 | 730081 | Bathroom | 0.00072358
Ceiling Fixture | Compact Fluorescent |  | Twist | 2 | 15 | 730081 | Bathroom | 0.00072358
Ceiling Fixture | Compact Fluorescent |  | Twist | 2 | 13 | 730081 | Bathroom | 0.00072358
Other | Incandescent |  | Standard A Lamp | 1 | 25 | 730081 | Bathroom | 0.00072358
Floor lamp | Halogen |  | Quartz Tube | 1 | 300 | 730081 | Bathroom | 0.00072358
Wall Mount | Compact Fluorescent |  | Twist | 2 | 13 | 730082 | Bathroom | 0.00072358
Ceiling Fixture | Incandescent |  | Standard A Lamp | 3 | 60 | 730082 | Bathroom | 0.00072358
Ceiling Fixture | Compact Fluorescent |  | Twist | 2 | 13 | 730082 | Bathroom | 0.00072358
Other | Compact Fluorescent |  | Twist | 1 | 13 | 730082 | Bathroom | 0.00072358
Floor lamp | Compact Fluorescent |  | Twist | 3 | 26 | 730082 | Bathroom | 0.00072358
Recessed - other | Incandescent |  | Heat Lamp | 1 | 250 | 730091 | Bathroom | 0.00072358
Wall Mount | Compact Fluorescent |  | Twist | 2 | 18 | 730091 | Bathroom | 0.00072358
Ceiling Fixture | Compact Fluorescent |  | Twist | 2 | 18 | 730091 | Bathroom | 0.00072358
Table | Compact Fluorescent |  | Twist | 1 | 18 | 730091 | Bathroom | 0.00072358
Ceiling Fixture | Compact Fluorescent |  | Twist | 2 | 18 | 730091 | Bathroom | 0.00072358
Other | Incandescent |  | Standard A Lamp | 1 | 40 | 730091 | Bathroom | 0.00072358
Floor lamp | Halogen |  | Quartz Tube | 1 | 300 | 730091 | Bathroom | 0.00072358
Ceiling Fixture | Compact Fluorescent |  | Twist | 2 | 13 | 730091 | Bathroom | 0.00072358
Wall Mount | Compact Fluorescent |  | Twist | 2 | 13 | 730092 | Bathroom | 0.00072358
Recessed - other | Incandescent |  | Heat Lamp | 1 | 250 | 730092 | Bathroom | 0.00072358
Ceiling Fixture | Compact Fluorescent |  | Twist | 2 | 13 | 730092 | Bathroom | 0.00072358
Ceiling Fixture | Compact Fluorescent |  | Twist | 2 | 18 | 730092 | Bathroom | 0.00072358
Ceiling Fixture | Compact Fluorescent |  | Twist | 3 | 13 | 730092 | Bathroom | 0.00072358
Wall Mount | Incandescent |  | Globe | 5 | 60 | 730092 | Bathroom | 0.00072358
Recessed - other | Incandescent |  | Heat Lamp | 1 | 250 | 730092 | Bathroom | 0.00072358
Ceiling Fixture | Compact Fluorescent |  | Circline (Screw Base) | 1 | 22 | 730092 | Bathroom | 0.00072358
Ceiling Fixture | Compact Fluorescent |  | Twist | 1 | 9 | 730092 | Bathroom | 0.00072358
Ceiling Fixture | Compact Fluorescent |  | Twist | 1 | 14 | 730092 | Bathroom | 0.00072358
Ceiling Fixture | Compact Fluorescent |  | Twist | 2 | 13 | 730092 | Bathroom | 0.00072358
Other | Incandescent |  | Standard A Lamp | 1 | 40 | 730092 | Bathroom | 0.00072358
Wall Mount | Incandescent |  | Standard A Lamp | 1 | 25 | 730092 | Bathroom | 0.00072358
Chandelier (Hanging) | Compact Fluorescent |  | Twist | 2 | 18 | 730092 | Bathroom | 0.00072358
Floor lamp | Compact Fluorescent |  | Twist | 1 | 18 | 730092 | Bathroom | 0.00072358
Table | Compact Fluorescent |  | Twist | 1 | 23 | 730092 | Bathroom | 0.00072358
Ceiling Fixture | Compact Fluorescent |  | Twist | 2 | 14 | 730092 | Bathroom | 0.00072358
Torchiere | Incandescent |  | Standard A Lamp | 1 | 25 | 730092 | Bathroom | 0.00072358
Table | Compact Fluorescent |  | Twist | 1 | 18 | 730092 | Bathroom | 0.00072358
Wall Mount | Incandescent |  | Decorative | 1 | 60 | 730101 | Bathroom | 0.00072358
Ceiling Fixture | Incandescent |  | Standard A Lamp | 1 | 60 | 730101 | Bathroom | 0.00072358
Ceiling Fixture | Compact Fluorescent |  | Twist | 1 | 20 | 730101 | Bathroom | 0.00072358
Ceiling Fixture | Incandescent |  | Standard A Lamp | 2 | 60 | 730101 | Bathroom | 0.00072358
Table | Incandescent |  | Standard A Lamp | 1 | 100 | 730101 | Bathroom | 0.00072358
Table | Compact Fluorescent |  | Twist | 1 | 20 | 730101 | Bathroom | 0.00072358
Chandelier (Hanging) | Compact Fluorescent |  | Twist | 1 | 14 | 730101 | Bathroom | 0.00072358
Wall Mount | Incandescent |  | Standard A Lamp | 1 | 100 | 730102 | Bathroom | 0.00072358
Ceiling Fixture | Incandescent |  | Standard A Lamp | 1 | 60 | 730102 | Bathroom | 0.00072358
Table | Compact Fluorescent |  | Twist | 1 | 13 | 730102 | Bathroom | 0.00072358
Ceiling Fixture | Incandescent |  | Clear | 1 | 60 | 730102 | Bathroom | 0.00072358
Ceiling Fixture | Incandescent |  | Standard A Lamp | 1 | 100 | 730102 | Bathroom | 0.00072358
Table | Incandescent |  | Standard A Lamp | 1 | 60 | 730102 | Bathroom | 0.00072358
Floor lamp | Incandescent |  | Standard A Lamp | 1 | 100 | 730102 | Bathroom | 0.00072358
Floor lamp | Incandescent |  | Clear | 1 | 500 | 730102 | Bathroom | 0.00072358
Table | Incandescent |  | Clear | 1 | 50 | 730102 | Bathroom | 0.00072358
Table | Incandescent |  | Standard A Lamp | 1 | 100 | 730102 | Bathroom | 0.00072358
Wall Mount | Incandescent |  | Standard A Lamp | 1 | 60 | 740011 | Bathroom | 0.00072358
Chandelier (Hanging) | Incandescent |  | Standard A Lamp | 2 | 60 | 740011 | Bathroom | 0.00072358
Ceiling Fixture | Incandescent |  | Standard A Lamp | 1 | 60 | 740011 | Bathroom | 0.00072358
Ceiling Fixture | Incandescent |  | Standard A Lamp | 1 | 60 | 740011 | Bathroom | 0.00072358
Recessed - other | Halogen |  | Other | 1 | 50 | 740011 | Bathroom | 0.00072358
Table | Incandescent |  | Standard A Lamp | 1 | 60 | 740011 | Bathroom | 0.00072358
Chandelier (Hanging) | Incandescent |  | Standard A Lamp | 1 | 60 | 740011 | Bathroom | 0.00072358
Floor lamp | Incandescent |  | Standard A Lamp | 1 | 60 | 740011 | Bathroom | 0.00072358
Table | Incandescent |  | Standard A Lamp | 1 | 60 | 740011 | Bathroom | 0.00072358
Floor lamp | Incandescent |  | Standard A Lamp | 1 | 60 | 740011 | Bathroom | 0.00072358
Track | Halogen |  | PAR | 7 | 25 | 740011 | Bathroom | 0.00072358
Ceiling Fixture | Incandescent |  | Standard A Lamp | 2 | 60 | 740011 | Bathroom | 0.00072358
Track | Compact Fluorescent |  | Twist | 5 | 19 | 740011 | Bathroom | 0.00072358
Table | Incandescent |  | 3-Way Incandescent | 1 | 100 | 740011 | Bathroom | 0.00072358
Other | Incandescent |  | Decorative | 2 | 40 | 740011 | Bathroom | 0.00072358
Ceiling Fixture | Incandescent |  | Standard A Lamp | 2 | 60 | 740011 | Bathroom | 0.00072358
Floor lamp | Incandescent |  | 3-Way Incandescent | 1 | 150 | 740011 | Bathroom | 0.00072358
Table | Compact Fluorescent |  | Twist | 1 | 23 | 740011 | Bathroom | 0.00072358
Wall Mount | Compact Fluorescent |  | Twist | 6 | 19 | 740012 | Bathroom | 0.00072358
Ceiling Fixture | Compact Fluorescent |  | Twist | 1 | 13 | 740012 | Bathroom | 0.00072358
Table | Compact Fluorescent |  | Twist | 1 | 19 | 740012 | Bathroom | 0.00072358
Floor lamp | Incandescent |  | Standard A Lamp | 3 | 60 | 740012 | Bathroom | 0.00072358
Track | Compact Fluorescent |  | Twist | 5 | 19 | 740012 | Bathroom | 0.00072358
Other | Compact Fluorescent |  | Twist | 1 | 19 | 740012 | Bathroom | 0.00072358
Ceiling Fixture | Linear Fluorescent | 4 | T-8 | 1 | 32 | 740012 | Bathroom | 0.00072358
Chandelier (Hanging) | Incandescent |  | Standard A Lamp | 1 | 60 | 740012 | Bathroom | 0.00072358
Ceiling Fixture | Compact Fluorescent |  | Twist | 1 | 13 | 740012 | Bathroom | 0.00072358
Table | Incandescent |  | Reflector | 1 | 75 | 740012 | Bathroom | 0.00072358
Wall Mount | Linear Fluorescent | 2 | T-4 | 1 | 18 | 740012 | Bathroom | 0.00072358
Torchiere | Compact Fluorescent |  | Twist | 1 | 19 | 740012 | Bathroom | 0.00072358
Wall Mount | Compact Fluorescent |  | Twist | 1 | 19 | 740012 | Bathroom | 0.00072358
Track | Compact Fluorescent |  | Twist | 6 | 19 | 740012 | Bathroom | 0.00072358
Table | Incandescent |  | Standard A Lamp | 1 | 60 | 740012 | Bathroom | 0.00072358
Chandelier (Hanging) | Incandescent |  | Clear | 1 | 40 | 740012 | Bathroom | 0.00072358
Ceiling Fixture | Compact Fluorescent |  | Twist | 2 | 19 | 740012 | Bathroom | 0.00072358
Wall Mount | Incandescent |  | Standard A Lamp | 3 | 100 | 740021 | Bathroom | 0.00072358
Recessed - other | Incandescent |  | Heat Lamp | 1 | 250 | 740021 | Bathroom | 0.00072358
Wall Mount | Incandescent |  | Standard A Lamp | 3 | 100 | 740021 | Bathroom | 0.00072358
Recessed - other | Incandescent |  | Heat Lamp | 1 | 250 | 740021 | Bathroom | 0.00072358
Table | Incandescent |  | Standard A Lamp | 1 | 25 | 740021 | Bathroom | 0.00072358
Ceiling Fixture | Incandescent |  | Standard A Lamp | 2 | 60 | 740021 | Bathroom | 0.00072358
Table | Halogen |  | Quartz Tube | 1 | 100 | 740021 | Bathroom | 0.00072358
Ceiling Fixture | Incandescent |  | Standard A Lamp | 2 | 60 | 740021 | Bathroom | 0.00072358
Floor lamp | Incandescent |  | Standard A Lamp | 2 | 60 | 740021 | Bathroom | 0.00072358
Ceiling Fixture | Incandescent |  | Standard A Lamp | 2 | 60 | 740021 | Bathroom | 0.00072358
Ceiling Fixture | Incandescent |  | Standard A Lamp | 2 | 60 | 740021 | Bathroom | 0.00072358
Track | Incandescent |  | Reflector | 4 | 65 | 740021 | Bathroom | 0.00072358
Other | Halogen |  | PAR | 1 | 50 | 740021 | Bathroom | 0.00072358
Floor lamp | Incandescent |  | Standard A Lamp | 1 | 60 | 740021 | Bathroom | 0.00072358
Recessed Can | Incandescent |  | Reflector | 1 | 65 | 740021 | Bathroom | 0.00072358
Ceiling Fixture | Incandescent |  | Standard A Lamp | 2 | 60 | 740021 | Bathroom | 0.00072358
Wall Mount | Compact Fluorescent |  | Twist | 4 | 13 | 740022 | Bathroom | 0.00072358
Recessed - other | Incandescent |  | Heat Lamp | 1 | 250 | 740022 | Bathroom | 0.00072358
Chandelier (Hanging) | Compact Fluorescent |  | Twist | 6 | 13 | 740022 | Bathroom | 0.00072358
Table | Compact Fluorescent |  | Twist | 1 | 13 | 740022 | Bathroom | 0.00072358
Chandelier (Hanging) | Incandescent |  | Decorative | 12 | 25 | 740022 | Bathroom | 0.00072358
Table | Compact Fluorescent |  | Twist | 1 | 23 | 740022 | Bathroom | 0.00072358
Ceiling Fixture | Compact Fluorescent |  | Twist | 2 | 13 | 740022 | Bathroom | 0.00072358
Track | Compact Fluorescent |  | Reflector | 4 | 13 | 740022 | Bathroom | 0.00072358
Other | Halogen |  | PAR | 1 | 50 | 740022 | Bathroom | 0.00072358
Chandelier (Hanging) | Compact Fluorescent |  | Twist | 3 | 15 | 740022 | Bathroom | 0.00072358
Track | Compact Fluorescent |  | Twist | 4 | 13 | 740022 | Bathroom | 0.00072358
Table | Compact Fluorescent |  | Twist | 1 | 23 | 740022 | Bathroom | 0.00072358
Wall Mount | Compact Fluorescent |  | A shape bulb | 3 | 15 | 740031 | Bathroom | 0.00072358
Other | Incandescent |  | Decorative | 1 | 5 | 740031 | Bathroom | 0.00072358
Recessed - other | Incandescent |  | Heat Lamp | 1 | 250 | 740031 | Bathroom | 0.00072358
| Incandescent |  |  | 1 | 25 | 740031 | Bathroom | 0.00072358
Wall Mount | Incandescent |  | Globe | 4 | 40 | 740031 | Bathroom | 0.00072358
Other | Incandescent |  | Decorative | 1 | 75 | 740031 | Bathroom | 0.00072358
Ceiling Fixture | Compact Fluorescent |  | Twist | 2 | 15 | 740031 | Bathroom | 0.00072358
Table | Incandescent |  | Other | 1 | 36 | 740031 | Bathroom | 0.00072358
Recessed - other | Incandescent |  | Heat Lamp | 1 | 250 | 740031 | Bathroom | 0.00072358
Recessed Can | Incandescent |  | Other | 1 | 100 | 740031 | Bathroom | 0.00072358
Table | Incandescent |  | Other | 1 | 36 | 740031 | Bathroom | 0.00072358
Table | Halogen |  | Other | 1 | 50 | 740031 | Bathroom | 0.00072358
Table | Halogen |  | Quartz Tube | 1 | 60 | 740031 | Bathroom | 0.00072358
Table | Incandescent |  | Standard A Lamp | 1 | 100 | 740031 | Bathroom | 0.00072358
Table | Incandescent |  | Clear | 1 | 40 | 740031 | Bathroom | 0.00072358
Torchiere | Halogen |  | Other | 1 | 50 | 740031 | Bathroom | 0.00072358
Ceiling Fixture | Incandescent |  | Clear | 4 | 3 | 740031 | Bathroom | 0.00072358
Torchiere | Incandescent |  | 3-Way Incandescent | 1 | 150 | 740031 | Bathroom | 0.00072358
Recessed Can | Compact Fluorescent |  | A shape bulb | 1 | 15 | 740031 | Bathroom | 0.00072358
Other | Incandescent |  | Standard A Lamp | 1 | 40 | 740031 | Bathroom | 0.00072358
Torchiere | Compact Fluorescent |  | Pin base | 1 | 13 | 740031 | Bathroom | 0.00072358
Recessed Can | Incandescent |  | Other | 1 | 100 | 740031 | Bathroom | 0.00072358
Floor lamp | Incandescent |  | 3-Way Incandescent | 1 | 100 | 740031 | Bathroom | 0.00072358
Torchiere | Compact Fluorescent |  | Twist | 1 | 23 | 740031 | Bathroom | 0.00072358
Floor lamp | Halogen |  | Other | 1 | 50 | 740031 | Bathroom | 0.00072358
Chandelier (Hanging) | Compact Fluorescent |  | Decorative | 6 | 7 | 740031 | Bathroom | 0.00072358
Table | Incandescent |  | Decorative | 1 | 7 | 740031 | Bathroom | 0.00072358
Floor lamp | Halogen |  | Other | 1 | 50 | 740031 | Bathroom | 0.00072358
Table | Halogen |  | Quartz Tube | 2 | 40 | 740031 | Bathroom | 0.00072358
Recessed Can | Compact Fluorescent |  | Twist | 1 | 13 | 740032 | Bathroom | 0.00072358
Recessed Can | Incandescent |  | Heat Lamp | 1 | 250 | 740032 | Bathroom | 0.00072358
Wall Mount | Incandescent |  | Globe | 4 | 60 | 740032 | Bathroom | 0.00072358
Wall Mount | Incandescent |  | Clear | 3 | 40 | 740032 | Bathroom | 0.00072358
Recessed Can | Incandescent |  | Heat Lamp | 1 | 250 | 740032 | Bathroom | 0.00072358
Ceiling Fixture | Compact Fluorescent |  | A shape bulb | 1 | 13 | 740032 | Bathroom | 0.00072358
Table | Incandescent |  | Standard A Lamp | 1 | 60 | 740032 | Bathroom | 0.00072358
Table | Incandescent |  | Decorative | 1 | 60 | 740032 | Bathroom | 0.00072358
Floor lamp | Incandescent |  | Standard A Lamp | 1 | 100 | 740032 | Bathroom | 0.00072358
Table | Compact Fluorescent |  | A shape bulb | 2 | 13 | 740032 | Bathroom | 0.00072358
Recessed Can | Incandescent |  | Reflector | 1 | 65 | 740032 | Bathroom | 0.00072358
Recessed Can | Compact Fluorescent |  | Straight Tube | 1 | 15 | 740032 | Bathroom | 0.00072358
Chandelier (Hanging) | Incandescent |  | Decorative | 6 | 25 | 740032 | Bathroom | 0.00072358
Other | Incandescent |  | Clear | 1 | 40 | 740032 | Bathroom | 0.00072358
Recessed Can | Incandescent |  | Reflector | 1 | 85 | 740032 | Bathroom | 0.00072358
Table | Compact Fluorescent |  | Twist | 1 | 23 | 740032 | Bathroom | 0.00072358
Floor lamp | Incandescent |  | Standard A Lamp | 3 | 50 | 740032 | Bathroom | 0.00072358
Wall Mount | Incandescent |  | Globe | 3 | 60 | 740041 | Bathroom | 0.00072358
Recessed - other | Incandescent |  | Heat Lamp | 1 | 250 | 740041 | Bathroom | 0.00072358
Ceiling Fixture | Incandescent |  | Clear | 1 | 60 | 740041 | Bathroom | 0.00072358
Ceiling Fixture | Incandescent |  | Clear | 1 | 60 | 740041 | Bathroom | 0.00072358
Ceiling Fixture | Incandescent |  | Standard A Lamp | 1 | 40 | 740041 | Bathroom | 0.00072358
Ceiling Fixture | Incandescent |  | Clear | 2 | 40 | 740041 | Bathroom | 0.00072358
Other | Incandescent |  | Standard A Lamp | 1 | 40 | 740041 | Bathroom | 0.00072358
Table | Incandescent |  | Standard A Lamp | 1 | 100 | 740041 | Bathroom | 0.00072358
Floor lamp | Incandescent |  | Standard A Lamp | 1 | 75 | 740041 | Bathroom | 0.00072358
Ceiling Fan | Incandescent |  | Standard A Lamp | 1 | 40 | 740041 | Bathroom | 0.00072358
Table | Incandescent |  | Standard A Lamp | 1 | 40 | 740041 | Bathroom | 0.00072358
Wall Mount | Compact Fluorescent |  | Twist | 2 | 13 | 740042 | Bathroom | 0.00072358
Recessed - other | Incandescent |  | Heat Lamp | 1 | 250 | 740042 | Bathroom | 0.00072358
Ceiling Fan | Compact Fluorescent |  | Twist | 4 | 13 | 740042 | Bathroom | 0.00072358
Ceiling Fixture | Compact Fluorescent |  | Twist | 1 | 13 | 740042 | Bathroom | 0.00072358
Ceiling Fixture | Compact Fluorescent |  | Twist | 1 | 13 | 740042 | Bathroom | 0.00072358
Other | Incandescent |  | Standard A Lamp | 1 | 40 | 740042 | Bathroom | 0.00072358
Ceiling Fan | Incandescent |  | Standard A Lamp | 1 | 100 | 740042 | Bathroom | 0.00072358
Wall Mount | Compact Fluorescent |  | Twist | 4 | 11 | 740051 | Bathroom | 0.00072358
Recessed - other | Incandescent |  | Heat Lamp | 1 | 250 | 740051 | Bathroom | 0.00072358
Wall Mount | Compact Fluorescent |  | Twist | 4 | 11 | 740051 | Bathroom | 0.00072358
Recessed - other | Incandescent |  | Heat Lamp | 1 | 250 | 740051 | Bathroom | 0.00072358
Ceiling Fan | Compact Fluorescent |  | Twist | 4 | 23 | 740051 | Bathroom | 0.00072358
Ceiling Fixture | Compact Fluorescent |  | Twist | 1 | 23 | 740051 | Bathroom | 0.00072358
Wall Mount | Compact Fluorescent |  | Twist | 1 | 23 | 740051 | Bathroom | 0.00072358
Torchiere | Compact Fluorescent |  | Twist | 1 | 23 | 740051 | Bathroom | 0.00072358
Chandelier (Hanging) | Compact Fluorescent |  | Twist | 3 | 13 | 740051 | Bathroom | 0.00072358
Ceiling Fixture | Compact Fluorescent |  | Twist | 1 | 13 | 740051 | Bathroom | 0.00072358
Ceiling Fixture | Compact Fluorescent |  | Circline (Screw Base) | 2 | 32 | 740051 | Bathroom | 0.00072358
Other | Compact Fluorescent |  | Twist | 1 | 13 | 740051 | Bathroom | 0.00072358
Chandelier (Hanging) | Incandescent |  | Clear | 3 | 45 | 740051 | Bathroom | 0.00072358
Table | Incandescent |  | Clear | 1 | 40 | 740051 | Bathroom | 0.00072358
Track | Halogen |  | PAR | 4 | 50 | 740051 | Bathroom | 0.00072358
Wall Mount | Incandescent |  | Standard A Lamp | 2 | 60 | 740052 | Bathroom | 0.00072358
Floor lamp | Incandescent |  | Clear | 2 | 40 | 740052 | Bathroom | 0.00072358
Ceiling Fixture | Compact Fluorescent |  | Twist | 1 | 26 | 740052 | Bathroom | 0.00072358
Ceiling Fixture | Compact Fluorescent |  | Twist | 1 | 26 | 740052 | Bathroom | 0.00072358
Ceiling Fixture | Compact Fluorescent |  | Twist | 1 | 13 | 740052 | Bathroom | 0.00072358
Ceiling Fixture | Compact Fluorescent |  | Circline (Screw Base) | 2 | 32 | 740052 | Bathroom | 0.00072358
Chandelier (Hanging) | Incandescent |  | Decorative | 5 | 40 | 740052 | Bathroom | 0.00072358
Other | Compact Fluorescent |  | Twist | 1 | 13 | 740052 | Bathroom | 0.00072358
Torchiere | Compact Fluorescent |  | Twist | 1 | 23 | 740052 | Bathroom | 0.00072358
Floor lamp | Compact Fluorescent |  | Twist | 1 | 23 | 740052 | Bathroom | 0.00072358
Wall Mount | Incandescent |  | Standard A Lamp | 2 | 60 | 740061 | Bathroom | 0.00072358
Recessed Can | Incandescent |  | Heat Lamp | 1 | 250 | 740061 | Bathroom | 0.00072358
Ceiling Fixture | Incandescent |  | Standard A Lamp | 1 | 60 | 740061 | Bathroom | 0.00072358
Ceiling Fixture | Incandescent |  | Standard A Lamp | 1 | 60 | 740061 | Bathroom | 0.00072358
Recessed - other | Incandescent |  | Mini base | 1 | 40 | 740061 | Bathroom | 0.00072358
Ceiling Fixture | Incandescent |  | Clear | 1 | 60 | 740061 | Bathroom | 0.00072358
Table | Incandescent |  | Standard A Lamp | 1 | 60 | 740061 | Bathroom | 0.00072358
Wall Mount | Incandescent |  | Clear | 4 | 40 | 740062 | Bathroom | 0.00072358
Recessed Can | Incandescent |  | Heat Lamp | 1 | 250 | 740062 | Bathroom | 0.00072358
Ceiling Fixture | Incandescent |  | Standard A Lamp | 1 | 60 | 740062 | Bathroom | 0.00072358
Ceiling Fixture | Incandescent |  | Standard A Lamp | 1 | 60 | 740062 | Bathroom | 0.00072358
Ceiling Fixture | Incandescent |  | Standard A Lamp | 1 | 60 | 740062 | Bathroom | 0.00072358
Recessed - other | Incandescent |  | Clear | 1 | 40 | 740062 | Bathroom | 0.00072358
Ceiling Fixture | Incandescent |  | Clear | 1 | 60 | 740062 | Bathroom | 0.00072358
Ceiling Fixture | Incandescent |  | Standard A Lamp | 1 | 60 | 740062 | Bathroom | 0.00072358
Table | Incandescent |  | Standard A Lamp | 1 | 40 | 740062 | Bathroom | 0.00072358
Wall Mount | Incandescent |  | Globe | 3 | 60 | 740071 | Bathroom | 0.00072358
Wall Mount | Incandescent |  | Globe | 6 | 20 | 740071 | Bathroom | 0.00072358
Recessed Can | Incandescent |  | Reflector | 1 | 75 | 740071 | Bathroom | 0.00072358
Recessed Can | Incandescent |  | Heat Lamp | 1 | 250 | 740071 | Bathroom | 0.00072358
Recessed Can | Incandescent |  | Reflector | 1 | 100 | 740071 | Bathroom | 0.00072358
Chandelier (Hanging) | Incandescent |  | Decorative | 8 | 40 | 740071 | Bathroom | 0.00072358
Recessed Can | Incandescent |  | Standard A Lamp | 1 | 100 | 740071 | Bathroom | 0.00072358
Chandelier (Hanging) | Incandescent |  | Decorative | 8 | 40 | 740071 | Bathroom | 0.00072358
Ceiling Fixture | Incandescent |  | Mini base | 4 | 40 | 740071 | Bathroom | 0.00072358
Ceiling Fixture | Linear Fluorescent | 4 | T-12 | 2 | 13 | 740071 | Bathroom | 0.00072358
Recessed - other | Linear Fluorescent | 4 | T-12 | 2 | 40 | 740071 | Bathroom | 0.00072358
Recessed - other | Incandescent |  | Mini base | 2 | 40 | 740071 | Bathroom | 0.00072358
Ceiling Fixture | Incandescent |  | Standard A Lamp | 1 | 60 | 740071 | Bathroom | 0.00072358
Ceiling Fixture | Incandescent |  | Reflector | 4 | 75 | 740071 | Bathroom | 0.00072358
Recessed Can | Incandescent |  | Standard A Lamp | 1 | 60 | 740071 | Bathroom | 0.00072358
Wall Mount | Incandescent |  | Globe | 1 | 60 | 740071 | Bathroom | 0.00072358
Wall Mount | Incandescent |  | Globe | 1 | 90 | 740071 | Bathroom | 0.00072358
Recessed Can | Incandescent |  | Heat Lamp | 1 | 250 | 740071 | Bathroom | 0.00072358
Table | Compact Fluorescent |  | Twist | 1 | 23 | 740071 | Bathroom | 0.00072358
Recessed Can | Incandescent |  | Globe | 1 | 40 | 740071 | Bathroom | 0.00072358
Table | Compact Fluorescent |  | Twist | 1 | 13 | 740071 | Bathroom | 0.00072358
Ceiling Fixture | Linear Fluorescent | 4 | T-12 | 2 | 40 | 740071 | Bathroom | 0.00072358
Table | Compact Fluorescent |  | Twist | 1 | 13 | 740071 | Bathroom | 0.00072358
Table | Incandescent |  | Standard A Lamp | 1 | 40 | 740071 | Bathroom | 0.00072358
Floor lamp | Compact Fluorescent |  | Twist | 1 | 13 | 740071 | Bathroom | 0.00072358
Wall Mount | Incandescent |  | Globe | 6 | 40 | 740072 | Bathroom | 0.00072358
Ceiling Fixture | Incandescent |  | Standard A Lamp | 1 | 60 | 740072 | Bathroom | 0.00072358
Ceiling Fixture | Incandescent |  | Standard A Lamp | 1 | 60 | 740072 | Bathroom | 0.00072358
Ceiling Fixture | Compact Fluorescent |  | Twist | 1 | 13 | 740072 | Bathroom | 0.00072358
Track | Incandescent |  | Standard A Lamp | 4 | 65 | 740072 | Bathroom | 0.00072358
Ceiling Fixture | Compact Fluorescent |  | Twist | 2 | 13 | 740072 | Bathroom | 0.00072358
Chandelier (Hanging) | Incandescent |  | Decorative | 5 | 40 | 740072 | Bathroom | 0.00072358
Recessed Can | Incandescent |  | Reflector | 1 | 65 | 740072 | Bathroom | 0.00072358
Ceiling Fixture | Linear Fluorescent | 4 | T-12 | 2 | 40 | 740072 | Bathroom | 0.00072358
Recessed - other | Incandescent |  | Mini base | 2 | 40 | 740072 | Bathroom | 0.00072358
Floor lamp | Incandescent |  | Mini base | 1 | 4 | 740072 | Bathroom | 0.00072358
Floor lamp | Compact Fluorescent |  | Twist | 1 | 13 | 740072 | Bathroom | 0.00072358
Wall Mount | Incandescent |  | Globe | 6 | 40 | 740072 | Bathroom | 0.00072358
Table | Compact Fluorescent |  | Twist | 1 | 13 | 740072 | Bathroom | 0.00072358
Ceiling Fixture | Compact Fluorescent |  | Twist | 2 | 13 | 740072 | Bathroom | 0.00072358
Track | Incandescent |  | Standard A Lamp | 2 | 65 | 740072 | Bathroom | 0.00072358
Track | Compact Fluorescent |  | Twist | 2 | 13 | 740072 | Bathroom | 0.00072358
Table | Incandescent |  | Standard A Lamp | 1 | 40 | 740072 | Bathroom | 0.00072358
Table | Incandescent |  | Standard A Lamp | 1 | 60 | 740072 | Bathroom | 0.00072358
Ceiling Fan | Incandescent |  | Standard A Lamp | 4 | 60 | 740072 | Bathroom | 0.00072358
Wall Mount | Incandescent |  | Standard A Lamp | 3 | 60 | 740081 | Bathroom | 0.00072358
Recessed Can | Incandescent |  | Heat Lamp | 1 | 125 | 740081 | Bathroom | 0.00072358
Wall Mount | Incandescent |  | Standard A Lamp | 3 | 60 | 740081 | Bathroom | 0.00072358
Recessed Can | Incandescent |  | Heat Lamp | 1 | 125 | 740081 | Bathroom | 0.00072358
Table | Incandescent |  | Standard A Lamp | 1 | 40 | 740081 | Bathroom | 0.00072358
Ceiling Fan | Incandescent |  | Standard A Lamp | 1 | 60 | 740081 | Bathroom | 0.00072358
Ceiling Fixture | Compact Fluorescent |  | Twist | 2 | 13 | 740081 | Bathroom | 0.00072358
Track | Halogen |  | MR | 4 | 50 | 740081 | Bathroom | 0.00072358
Ceiling Fixture | Compact Fluorescent |  | Twist | 2 | 13 | 740081 | Bathroom | 0.00072358
Floor lamp | Incandescent |  | Standard A Lamp | 1 | 100 | 740081 | Bathroom | 0.00072358
Floor lamp | Incandescent |  | Standard A Lamp | 1 | 60 | 740081 | Bathroom | 0.00072358
Table | Incandescent |  | Standard A Lamp | 1 | 100 | 740081 | Bathroom | 0.00072358
Torchiere | Halogen |  | Quartz Tube | 1 | 300 | 740081 | Bathroom | 0.00072358
Table | Halogen |  | Quartz Tube | 1 | 35 | 740081 | Bathroom | 0.00072358
Recessed Can | Incandescent |  | Heat Lamp | 1 | 125 | 740082 | Bathroom | 0.00072358
Wall Mount | Incandescent |  | Standard A Lamp | 4 | 60 | 740082 | Bathroom | 0.00072358
Wall Mount | Compact Fluorescent |  | Twist | 4 | 13 | 740082 | Bathroom | 0.00072358
Recessed Can | Incandescent |  | Reflector | 1 | 125 | 740082 | Bathroom | 0.00072358
Floor lamp | Compact Fluorescent |  | Twist | 3 | 60 | 740082 | Bathroom | 0.00072358
Ceiling Fixture | Compact Fluorescent |  | Twist | 2 | 13 | 740082 | Bathroom | 0.00072358
Track | Halogen |  | MR | 4 | 50 | 740082 | Bathroom | 0.00072358
Recessed - other | Compact Fluorescent |  | Twist | 1 | 13 | 740082 | Bathroom | 0.00072358
Floor lamp | Incandescent |  | Standard A Lamp | 1 | 75 | 740082 | Bathroom | 0.00072358
Ceiling Fixture | Compact Fluorescent |  | Twist | 2 | 13 | 740082 | Bathroom | 0.00072358
Ceiling Fixture | Compact Fluorescent |  | Twist | 2 | 13 | 740082 | Bathroom | 0.00072358
Wall Mount | Incandescent |  | Globe | 4 | 40 | 740091 | Bathroom | 0.00072358
Recessed - other | Incandescent |  | Heat Lamp | 1 | 250 | 740091 | Bathroom | 0.00072358
Wall Mount | Incandescent |  | Globe | 4 | 40 | 740091 | Bathroom | 0.00072358
Recessed - other | Incandescent |  | Heat Lamp | 1 | 250 | 740091 | Bathroom | 0.00072358
Ceiling Fixture | Incandescent |  | Standard A Lamp | 1 | 60 | 740091 | Bathroom | 0.00072358
Table | Compact Fluorescent |  | Twist | 1 | 13 | 740091 | Bathroom | 0.00072358
Torchiere | Incandescent |  | Standard A Lamp | 1 | 60 | 740091 | Bathroom | 0.00072358
Ceiling Fixture | Incandescent |  | Standard A Lamp | 1 | 60 | 740091 | Bathroom | 0.00072358
Chandelier (Hanging) | Incandescent |  | Standard A Lamp | 5 | 60 | 740091 | Bathroom | 0.00072358
Ceiling Fixture | Compact Fluorescent |  | Twist | 2 | 11 | 740091 | Bathroom | 0.00072358
Ceiling Fixture | Compact Fluorescent |  | Twist | 1 | 11 | 740091 | Bathroom | 0.00072358
Ceiling Fixture | Incandescent |  | Standard A Lamp | 3 | 60 | 740091 | Bathroom | 0.00072358
Other | Incandescent |  | Other | 1 | 40 | 740091 | Bathroom | 0.00072358
Ceiling Fixture | Incandescent |  | Standard A Lamp | 1 | 60 | 740091 | Bathroom | 0.00072358
Table | Compact Fluorescent |  | Twist | 1 | 14 | 740091 | Bathroom | 0.00072358
Floor lamp | Compact Fluorescent |  | Twist | 1 | 11 | 740091 | Bathroom | 0.00072358
Ceiling Fixture | Compact Fluorescent |  | Twist | 1 | 18 | 740091 | Bathroom | 0.00072358
Wall Mount | Incandescent |  | Globe | 4 | 60 | 740092 | Bathroom | 0.00072358
Recessed - other | Incandescent |  | Heat Lamp | 1 | 250 | 740092 | Bathroom | 0.00072358
Wall Mount | Incandescent |  | Globe | 4 | 60 | 740092 | Bathroom | 0.00072358
Recessed - other | Incandescent |  | Heat Lamp | 1 | 250 | 740092 | Bathroom | 0.00072358
Ceiling Fixture | Incandescent |  | Standard A Lamp | 1 | 60 | 740092 | Bathroom | 0.00072358
Table | Incandescent |  | 3-Way Incandescent | 1 | 100 | 740092 | Bathroom | 0.00072358
Ceiling Fixture | Incandescent |  | Standard A Lamp | 1 | 60 | 740092 | Bathroom | 0.00072358
Ceiling Fan | Compact Fluorescent |  | Mini base | 3 | 7 | 740092 | Bathroom | 0.00072358
Ceiling Fixture | Incandescent |  | Standard A Lamp | 1 | 40 | 740092 | Bathroom | 0.00072358
Ceiling Fixture | Compact Fluorescent |  | Twist | 1 | 13 | 740092 | Bathroom | 0.00072358
Ceiling Fixture | Compact Fluorescent |  | Twist | 3 | 13 | 740092 | Bathroom | 0.00072358
Other | Incandescent |  | Standard A Lamp | 1 | 40 | 740092 | Bathroom | 0.00072358
Ceiling Fixture | Incandescent |  | Standard A Lamp | 1 | 60 | 740092 | Bathroom | 0.00072358
Floor lamp | Compact Fluorescent |  | Twist | 1 | 11 | 740092 | Bathroom | 0.00072358
Ceiling Fan | Compact Fluorescent |  | Mini base | 3 | 7 | 740092 | Bathroom | 0.00072358
Wall Mount | Incandescent |  | Globe | 4 | 25 | 740101 | Bathroom | 0.00072358
Recessed Can | Incandescent |  | Heat Lamp | 1 | 250 | 740101 | Bathroom | 0.00072358
Table | Incandescent |  | Standard A Lamp | 1 | 100 | 740101 | Bathroom | 0.00072358
Ceiling Fixture | Incandescent |  | Standard A Lamp | 1 | 100 | 740101 | Bathroom | 0.00072358
Other | Compact Fluorescent |  | Pin base | 1 | 13 | 740101 | Bathroom | 0.00072358
Ceiling Fixture | Incandescent |  | Standard A Lamp | 1 | 100 | 740101 | Bathroom | 0.00072358
Ceiling Fixture | Linear Fluorescent | 4 | T-12 | 2 | 40 | 740101 | Bathroom | 0.00072358
Other | Incandescent |  | Standard A Lamp | 1 | 25 | 740101 | Bathroom | 0.00072358
Floor lamp | Incandescent |  | Decorative | 3 | 75 | 740101 | Bathroom | 0.00072358
Table | Incandescent |  | Standard A Lamp | 1 | 100 | 740101 | Bathroom | 0.00072358
Ceiling Fan | Incandescent |  | Mini base | 3 | 40 | 740101 | Bathroom | 0.00072358
Wall Mount | Compact Fluorescent |  | Twist | 2 | 13 | 740102 | Bathroom | 0.00072358
Recessed - other | Incandescent |  | Heat Lamp | 1 | 250 | 740102 | Bathroom | 0.00072358
Ceiling Fixture | Compact Fluorescent |  | Twist | 1 | 13 | 740102 | Bathroom | 0.00072358
Ceiling Fixture | Incandescent |  | Mini base | 3 | 25 | 740102 | Bathroom | 0.00072358
Ceiling Fixture | Linear Fluorescent | 4 | T-12 | 2 | 40 | 740102 | Bathroom | 0.00072358
Other | Incandescent |  | Standard A Lamp | 1 | 40 | 740102 | Bathroom | 0.00072358
Floor lamp | Compact Fluorescent |  | Twist | 3 | 13 | 740102 | Bathroom | 0.00072358
Ceiling Fan | Incandescent |  | Standard A Lamp | 1 | 60 | 740102 | Bathroom | 0.00072358
Table | Compact Fluorescent |  | Twist | 1 | 13 | 740102 | Bathroom | 0.00072358
Wall Mount | Incandescent |  | Globe | 4 | 40 | 740111 | Bathroom | 0.00072358
Recessed - other | Incandescent |  | Reflector | 1 | 150 | 740111 | Bathroom | 0.00072358
Ceiling Fixture | Incandescent |  | Standard A Lamp | 3 | 60 | 740111 | Bathroom | 0.00072358
Ceiling Fixture | Incandescent |  | Standard A Lamp | 2 | 60 | 740111 | Bathroom | 0.00072358
Ceiling Fixture | Linear Fluorescent | 4 | T-8 | 2 | 32 | 740111 | Bathroom | 0.00072358
Other | Incandescent |  | Standard A Lamp | 1 | 40 | 740111 | Bathroom | 0.00072358
Table | Incandescent |  | Standard A Lamp | 1 | 100 | 740111 | Bathroom | 0.00072358
Wall Mount | Incandescent |  | Standard A Lamp | 1 | 40 | 740111 | Bathroom | 0.00072358
Table | Incandescent |  | Standard A Lamp | 1 | 60 | 740111 | Bathroom | 0.00072358
Wall Mount | Incandescent |  | Globe | 4 | 40 | 740112 | Bathroom | 0.00072358
Recessed - other | Incandescent |  | Reflector | 1 | 150 | 740112 | Bathroom | 0.00072358
Ceiling Fixture | Incandescent |  | Standard A Lamp | 3 | 60 | 740112 | Bathroom | 0.00072358
Ceiling Fixture | Incandescent |  | Standard A Lamp | 2 | 60 | 740112 | Bathroom | 0.00072358
Other | Incandescent |  | Standard A Lamp | 1 | 40 | 740112 | Bathroom | 0.00072358
Ceiling Fixture | Linear Fluorescent | 4 | T-8 | 2 | 32 | 740112 | Bathroom | 0.00072358
Floor lamp | Incandescent |  | Decorative | 4 | 40 | 740112 | Bathroom | 0.00072358
Wall Mount | Incandescent |  | Standard A Lamp | 1 | 40 | 740112 | Bathroom | 0.00072358
Wall Mount | Incandescent |  | Globe | 5 | 40 | 740121 | Bathroom | 0.00072358
Ceiling Fixture | Incandescent |  | Standard A Lamp | 2 | 75 | 740121 | Bathroom | 0.00072358
Table | Incandescent |  | Standard A Lamp | 1 | 60 | 740121 | Bathroom | 0.00072358
Ceiling Fixture | Compact Fluorescent |  | Twist | 2 | 15 | 740121 | Bathroom | 0.00072358
Ceiling Fixture | Incandescent |  | Standard A Lamp | 2 | 75 | 740121 | Bathroom | 0.00072358
Ceiling Fixture | Compact Fluorescent |  | Twist | 2 | 15 | 740121 | Bathroom | 0.00072358
Ceiling Fixture | Linear Fluorescent | 4 | T-12 | 2 | 40 | 740121 | Bathroom | 0.00072358
Wall Mount | Incandescent |  | Standard A Lamp | 1 | 60 | 740121 | Bathroom | 0.00072358
Other | Incandescent |  | Standard A Lamp | 1 | 60 | 740121 | Bathroom | 0.00072358
Torchiere | Incandescent |  | 3-Way Incandescent | 1 | 150 | 740121 | Bathroom | 0.00072358
Chandelier (Hanging) | Incandescent |  | Decorative | 3 | 40 | 740121 | Bathroom | 0.00072358
Wall Mount | Incandescent |  | Globe | 5 | 60 | 740122 | Bathroom | 0.00072358
Ceiling Fixture | Compact Fluorescent |  | Twist | 2 | 15 | 740122 | Bathroom | 0.00072358
Table | Compact Fluorescent |  | Twist | 1 | 10 | 740122 | Bathroom | 0.00072358
Ceiling Fixture | Compact Fluorescent |  | Twist | 2 | 15 | 740122 | Bathroom | 0.00072358
Floor lamp | Compact Fluorescent |  | 3-Way CFL | 2 | 23 | 740122 | Bathroom | 0.00072358
Ceiling Fixture | Incandescent |  | Standard A Lamp | 1 | 60 | 740122 | Bathroom | 0.00072358
Ceiling Fixture | Linear Fluorescent | 4 | T-12 | 2 | 40 | 740122 | Bathroom | 0.00072358
Wall Mount | Incandescent |  | Standard A Lamp | 1 | 60 | 740122 | Bathroom | 0.00072358
Other | Incandescent |  | Standard A Lamp | 1 | 60 | 740122 | Bathroom | 0.00072358
Chandelier (Hanging) | Incandescent |  | Clear | 3 | 40 | 740122 | Bathroom | 0.00072358
Table | Other |  | LED Interior | 2 | 90 | 740122 | Bathroom | 0.00072358
Floor lamp | Compact Fluorescent |  | Twist | 1 | 23 | 740122 | Bathroom | 0.00072358
Wall Mount | Halogen |  | PAR | 1 | 100 | 740131 | Bathroom | 0.00072358
Recessed - other | Incandescent |  | Heat Lamp | 1 | 250 | 740131 | Bathroom | 0.00072358
Table | Compact Fluorescent |  | Twist | 1 | 23 | 740131 | Bathroom | 0.00072358
Table | Incandescent |  | Standard A Lamp | 1 | 60 | 740131 | Bathroom | 0.00072358
Ceiling Fixture | Compact Fluorescent |  | Twist | 2 | 13 | 740131 | Bathroom | 0.00072358
Chandelier (Hanging) | Compact Fluorescent |  | Twist | 1 | 13 | 740131 | Bathroom | 0.00072358
Ceiling Fixture | Linear Fluorescent | 2 | T-5 | 2 | 13 | 740131 | Bathroom | 0.00072358
Torchiere | Incandescent |  | 3-Way Incandescent | 1 | 100 | 740131 | Bathroom | 0.00072358
Table | Incandescent |  | Decorative | 1 | 40 | 740131 | Bathroom | 0.00072358
Wall Mount | Incandescent |  | Standard A Lamp | 2 | 100 | 740132 | Bathroom | 0.00072358
Table | Compact Fluorescent |  | Twist | 1 | 13 | 740132 | Bathroom | 0.00072358
Wall Mount | Compact Fluorescent |  | Twist | 4 | 23 | 740132 | Bathroom | 0.00072358
Table | Incandescent |  | 3-Way Incandescent | 1 | 100 | 740132 | Bathroom | 0.00072358
Recessed - other | Incandescent |  | Heat Lamp | 1 | 250 | 740132 | Bathroom | 0.00072358
Other | Incandescent |  | Decorative | 1 | 9 | 740132 | Bathroom | 0.00072358
Ceiling Fixture |  |  |  | 3 |  | 740132 | Bathroom | 0.00072358
Wall Mount | Incandescent |  | Standard A Lamp | 1 | 100 | 740132 | Bathroom | 0.00072358
Table | Incandescent |  | Standard A Lamp | 1 | 100 | 740132 | Bathroom | 0.00072358
Ceiling Fixture | Linear Fluorescent | 3 | T-8 | 2 | 32 | 740132 | Bathroom | 0.00072358
Ceiling Fixture | Incandescent |  | Standard A Lamp | 1 | 60 | 740132 | Bathroom | 0.00072358
Wall Mount | Linear Fluorescent | 2 | T-5 | 1 | 17 | 740132 | Bathroom | 0.00072358
Chandelier (Hanging) | Halogen |  | PAR | 1 | 50 | 740132 | Bathroom | 0.00072358
Other | Incandescent |  | Reflector | 3 | 50 | 740132 | Bathroom | 0.00072358
Other | Incandescent |  | Heat Lamp | 1 | 250 | 740132 | Bathroom | 0.00072358
Recessed Can | Incandescent |  | Reflector | 1 | 120 | 740132 | Bathroom | 0.00072358
Recessed Can | Compact Fluorescent |  | Twist | 1 | 13 | 740132 | Bathroom | 0.00072358
Ceiling Fixture | Compact Fluorescent |  | Twist | 2 | 13 | 740132 | Bathroom | 0.00072358
Chandelier (Hanging) | Incandescent |  | Decorative | 6 | 25 | 740132 | Bathroom | 0.00072358
Table | Incandescent |  | Standard A Lamp | 1 | 100 | 740132 | Bathroom | 0.00072358
Table | Compact Fluorescent |  | Twist | 1 | 13 | 740132 | Bathroom | 0.00072358
Ceiling Fixture |  |  |  | 1 |  | 740132 | Bathroom | 0.00072358
Ceiling Fixture | Compact Fluorescent |  | Twist | 1 | 13 | 740141 | Kitchen | 0.00072358
Other | Linear Fluorescent | 2 | T-12 | 1 | 15 | 740141 | Kitchen | 0.00072358
Other | Incandescent |  | Standard A Lamp | 1 | 60 | 740141 | Kitchen | 0.00072358
Wall Mount | Incandescent |  | Standard A Lamp | 2 | 60 | 740141 | Kitchen | 0.00072358
Recessed - other | Incandescent |  | Heat Lamp | 2 | 250 | 740141 | Kitchen | 0.00072358
Floor lamp | Compact Fluorescent |  | Twist | 1 | 13 | 740141 | Kitchen | 0.00072358
Table | Incandescent |  | Decorative | 1 | 40 | 740141 | Kitchen | 0.00072358
Recessed Can | Compact Fluorescent |  | Twist | 1 | 13 | 740141 | Kitchen | 0.00072358
Chandelier (Hanging) | Incandescent |  | Standard A Lamp | 1 | 60 | 740141 | Kitchen | 0.00072358
Ceiling Fixture | Compact Fluorescent |  | Twist | 2 | 13 | 740141 | Kitchen | 0.00072358
Floor lamp | Compact Fluorescent |  | Twist | 1 | 13 | 740141 | Kitchen | 0.00072358
Wall Mount | Compact Fluorescent |  | Reflector | 4 | 15 | 740142 | Bathroom | 0.00072358
Recessed - other | Incandescent |  | Heat Lamp | 2 | 250 | 740142 | Bathroom | 0.00072358
Recessed Can | Incandescent |  | Standard A Lamp | 1 | 65 | 740142 | Bathroom | 0.00072358
Ceiling Fixture | Incandescent |  | Standard A Lamp | 3 | 100 | 740142 | Bathroom | 0.00072358
Track | Halogen |  | MR | 3 | 50 | 740142 | Bathroom | 0.00072358
Ceiling Fixture | Compact Fluorescent |  | Twist | 2 | 13 | 740142 | Bathroom | 0.00072358
Ceiling Fixture | Compact Fluorescent |  | Twist | 3 | 14 | 740142 | Bathroom | 0.00072358
Other | Incandescent |  | Standard A Lamp | 1 | 40 | 740142 | Bathroom | 0.00072358
Other | Linear Fluorescent | 2 | T-12 | 1 | 15 | 740142 | Bathroom | 0.00072358
Table | Compact Fluorescent |  | Twist | 1 | 13 | 740142 | Bathroom | 0.00072358
Wall Mount | Incandescent |  | Globe | 4 | 40 | 740151 | Bathroom | 0.00072358
Recessed - other | Incandescent |  | Heat Lamp | 1 | 150 | 740151 | Bathroom | 0.00072358
Ceiling Fixture | Incandescent |  | Standard A Lamp | 1 | 60 | 740151 | Bathroom | 0.00072358
Ceiling Fixture | Incandescent |  | Standard A Lamp | 1 | 60 | 740151 | Bathroom | 0.00072358
Ceiling Fixture | Linear Fluorescent | 4 | T-12 | 2 | 34 | 740151 | Bathroom | 0.00072358
Other | Compact Fluorescent |  | Twist | 1 | 13 | 740151 | Bathroom | 0.00072358
Floor lamp | Compact Fluorescent |  | Twist | 1 | 9 | 740151 | Bathroom | 0.00072358
Ceiling Fan | Incandescent |  | Mini base | 2 | 40 | 740151 | Bathroom | 0.00072358
Floor lamp | Compact Fluorescent |  | Twist | 2 | 9 | 740151 | Bathroom | 0.00072358
Other | Incandescent |  | Decorative | 1 | 9 | 740151 | Bathroom | 0.00072358
Wall Mount | Halogen |  | Other | 1 | 150 | 740152 | Bathroom | 0.00072358
Recessed - other | Incandescent |  | Heat Lamp | 1 | 150 | 740152 | Bathroom | 0.00072358
Architectural | Incandescent |  | Other |  |  | 740152 | Bathroom | 0.00072358
Wall Mount | Compact Fluorescent |  | Twist | 1 | 9 | 740152 | Bathroom | 0.00072358
Chandelier (Hanging) | Compact Fluorescent |  | Twist | 1 | 19 | 740152 | Bathroom | 0.00072358
Ceiling Fixture | Compact Fluorescent |  | Twist | 1 | 9 | 740152 | Bathroom | 0.00072358
Ceiling Fixture | Compact Fluorescent |  | Twist | 1 | 13 | 740152 | Bathroom | 0.00072358
Other | Linear Fluorescent | 1.5 | T-8 | 1 | 15 | 740152 | Bathroom | 0.00072358
Ceiling Fixture | Linear Fluorescent | 4 | T-12 | 2 | 34 | 740152 | Bathroom | 0.00072358
Other | Compact Fluorescent |  | Twist | 1 | 9 | 740152 | Bathroom | 0.00072358
Table | Compact Fluorescent |  | Twist | 1 | 9 | 740152 | Bathroom | 0.00072358
Table | Incandescent |  | Standard A Lamp | 1 | 40 | 740152 | Bathroom | 0.00072358
Architectural | Incandescent |  | Decorative | 1 | 5 | 740152 | Bathroom | 0.00072358
Table | Incandescent |  | Decorative | 1 | 25 | 740152 | Bathroom | 0.00072358
Chandelier (Hanging) | Compact Fluorescent |  | Twist | 1 | 9 | 740152 | Bathroom | 0.00072358
Other | Incandescent |  | Heat Lamp | 1 | 100 | 740152 | Bathroom | 0.00072358
Table | Compact Fluorescent |  | Decorative | 2 | 15 | 740152 | Bathroom | 0.00072358
Table | Incandescent |  | Decorative | 1 | 90 | 740152 | Bathroom | 0.00072358
Chandelier (Hanging) | Compact Fluorescent |  | Twist | 1 | 9 | 740152 | Bathroom | 0.00072358
Wall Mount | Incandescent |  | Standard A Lamp | 2 | 60 | 750011 | Bathroom | 0.00048239
Recessed - other | Compact Fluorescent |  | Reflector | 2 | 150 | 750011 | Bathroom | 0.00048239
Other | Incandescent |  | Decorative | 1 | 75 | 750011 | Bathroom | 0.00048239
Ceiling Fixture | Incandescent |  | Standard A Lamp | 2 | 60 | 750011 | Bathroom | 0.00048239
Table | Incandescent |  | Standard A Lamp | 1 | 60 | 750011 | Bathroom | 0.00048239
Ceiling Fixture | Incandescent |  | Standard A Lamp | 1 | 60 | 750011 | Bathroom | 0.00048239
Ceiling Fixture | Linear Fluorescent | 4 | T-8 | 2 | 32 | 750011 | Bathroom | 0.00048239
Other | Linear Fluorescent | 2 | T-5 | 1 | 13 | 750011 | Bathroom | 0.00048239
Other | Incandescent |  | Standard A Lamp | 1 | 40 | 750011 | Bathroom | 0.00048239
Floor lamp | Incandescent |  | Standard A Lamp | 2 | 75 | 750011 | Bathroom | 0.00048239
Floor lamp | Compact Fluorescent |  | Pin base | 1 | 28 | 750011 | Bathroom | 0.00048239
Table | Compact Fluorescent |  | Twist | 1 | 15 | 750011 | Bathroom | 0.00048239
Ceiling Fan | Compact Fluorescent |  | Twist | 1 | 23 | 750011 | Bathroom | 0.00048239
Ceiling Fixture | Incandescent |  | Reflector | 2 | 200 | 750012 | Bathroom | 0.00048239
Wall Mount | Incandescent |  | Standard A Lamp | 2 | 100 | 750012 | Bathroom | 0.00048239
Ceiling Fixture | Compact Fluorescent |  | Twist | 2 | 14 | 750012 | Bathroom | 0.00048239
Floor lamp | Compact Fluorescent |  | Pin base | 1 | 27 | 750012 | Bathroom | 0.00048239
Ceiling Fixture | Incandescent |  | Standard A Lamp | 1 | 60 | 750012 | Bathroom | 0.00048239
Ceiling Fixture | Linear Fluorescent | 4 | T-8 | 2 | 32 | 750012 | Bathroom | 0.00048239
Other | Incandescent |  | Standard A Lamp | 1 | 60 | 750012 | Bathroom | 0.00048239
Other | Linear Fluorescent | 4 | T-5 | 1 | 13 | 750012 | Bathroom | 0.00048239
Table | Incandescent |  | Standard A Lamp | 1 | 75 | 750012 | Bathroom | 0.00048239
Table | Incandescent |  | Standard A Lamp | 1 | 60 | 750012 | Bathroom | 0.00048239
Ceiling Fan | Incandescent |  | Standard A Lamp | 1 | 60 | 750012 | Bathroom | 0.00048239
Wall Mount | Incandescent |  | Standard A Lamp | 2 | 60 | 750013 | Bathroom | 0.00048239
Recessed - other | Incandescent |  | Reflector | 2 | 150 | 750013 | Bathroom | 0.00048239
Table | Compact Fluorescent |  | Twist | 1 | 13 | 750013 | Bathroom | 0.00048239
Table | Compact Fluorescent |  | Twist | 1 | 15 | 750013 | Bathroom | 0.00048239
Ceiling Fixture | Incandescent |  | Standard A Lamp | 2 | 60 | 750013 | Bathroom | 0.00048239
Ceiling Fixture | Incandescent |  | Standard A Lamp | 1 | 60 | 750013 | Bathroom | 0.00048239
Ceiling Fixture | Incandescent |  | Standard A Lamp | 1 | 40 | 750013 | Bathroom | 0.00048239
Ceiling Fixture | Linear Fluorescent | 4 | T-8 | 2 | 32 | 750013 | Bathroom | 0.00048239
Other | Incandescent |  | Standard A Lamp | 1 | 25 | 750013 | Bathroom | 0.00048239
Other | Linear Fluorescent | 2 | T-5 | 1 | 13 | 750013 | Bathroom | 0.00048239
Ceiling Fan | Incandescent |  | Standard A Lamp | 1 | 60 | 750013 | Bathroom | 0.00048239
Floor lamp | Compact Fluorescent |  | Twist | 1 | 23 | 750013 | Bathroom | 0.00048239
Floor lamp | Compact Fluorescent |  | Twist | 1 | 23 | 750013 | Bathroom | 0.00048239
Wall Mount | Compact Fluorescent |  | Twist | 3 | 13 | 750021 | Bathroom | 0.00072358
Recessed - other | Incandescent |  | Heat Lamp | 2 | 250 | 750021 | Bathroom | 0.00072358
Ceiling Fixture | Compact Fluorescent |  | Twist | 1 | 23 | 750021 | Bathroom | 0.00072358
Table | Incandescent |  | Standard A Lamp | 1 | 40 | 750021 | Bathroom | 0.00072358
Chandelier (Hanging) | Compact Fluorescent |  | Twist | 3 | 23 | 750021 | Bathroom | 0.00072358
Ceiling Fixture | Compact Fluorescent |  | Circline (Screw Base) | 1 | 40 | 750021 | Bathroom | 0.00072358
Ceiling Fixture | Linear Fluorescent | 2 | T-12 | 1 | 20 | 750021 | Bathroom | 0.00072358
Floor lamp | Halogen |  | Other | 1 | 60 | 750021 | Bathroom | 0.00072358
Table | Linear Fluorescent | 1 | Fluorescent Other | 1 | 16 | 750021 | Bathroom | 0.00072358
Table | Incandescent |  | Decorative | 1 | 25 | 750021 | Bathroom | 0.00072358
Table | Compact Fluorescent |  | Twist | 1 | 23 | 750021 | Bathroom | 0.00072358
Floor lamp | Compact Fluorescent |  | Twist | 1 | 23 | 750021 | Bathroom | 0.00072358
Wall Mount | Other |  | LED Interior | 3 | 2 | 750021 | Bathroom | 0.00072358
Recessed - other | Compact Fluorescent |  | Flood | 2 | 15 | 750021 | Bathroom | 0.00072358
Table | Compact Fluorescent |  | Twist | 1 | 23 | 750021 | Bathroom | 0.00072358
Table | Compact Fluorescent |  | Twist | 1 | 14 | 750021 | Bathroom | 0.00072358
Torchiere | Incandescent |  | Decorative | 1 | 40 | 750021 | Bathroom | 0.00072358
Ceiling Fixture | Incandescent |  | Standard A Lamp | 1 | 100 | 750021 | Bathroom | 0.00072358
Recessed - other | Halogen |  | MR | 1 | 50 | 750022 | Bathroom | 0.00072358
Wall Mount | Incandescent |  | Decorative | 1 | 60 | 750022 | Bathroom | 0.00072358
Other | Incandescent |  | Decorative | 1 | 6 | 750022 | Bathroom | 0.00072358
Table | Incandescent |  | Standard A Lamp | 1 | 75 | 750022 | Bathroom | 0.00072358
Table | Incandescent |  | Standard A Lamp | 1 | 60 | 750022 | Bathroom | 0.00072358
Ceiling Fixture | Incandescent |  | Standard A Lamp | 1 | 60 | 750022 | Bathroom | 0.00072358
Table | Incandescent |  | Standard A Lamp | 1 | 75 | 750022 | Bathroom | 0.00072358
Floor lamp | Incandescent |  | Standard A Lamp | 1 | 60 | 750022 | Bathroom | 0.00072358
Ceiling Fixture | Incandescent |  | Standard A Lamp | 1 | 75 | 750022 | Bathroom | 0.00072358
Table | Incandescent |  | Standard A Lamp | 1 | 60 | 750022 | Bathroom | 0.00072358
Ceiling Fixture | Incandescent |  | Standard A Lamp | 2 | 60 | 750022 | Bathroom | 0.00072358
Ceiling Fixture | Incandescent |  | Mini base | 3 | 40 | 750022 | Bathroom | 0.00072358
Table | Incandescent |  | Standard A Lamp | 1 | 75 | 750022 | Bathroom | 0.00072358
Ceiling Fixture | Incandescent |  | Standard A Lamp | 4 | 75 | 750022 | Bathroom | 0.00072358
Other | Halogen |  | MR | 1 | 20 | 750022 | Bathroom | 0.00072358
Other | Halogen |  | Other | 4 | 50 | 750022 | Bathroom | 0.00072358
Other | Halogen |  | Other | 3 | 50 | 750022 | Bathroom | 0.00072358
Other | Halogen |  | Other | 2 | 50 | 750022 | Bathroom | 0.00072358
Other | Halogen |  | Other | 1 | 50 | 750022 | Bathroom | 0.00072358
Ceiling Fixture | Incandescent |  | Standard A Lamp | 1 | 60 | 750022 | Bathroom | 0.00072358
Chandelier (Hanging) | Incandescent |  | Decorative | 6 | 40 | 750022 | Bathroom | 0.00072358
Torchiere | Incandescent |  | 3-Way Incandescent | 1 | 150 | 750022 | Bathroom | 0.00072358
Floor lamp | Incandescent |  | Globe | 4 | 300 | 750022 | Bathroom | 0.00072358
Table | Incandescent |  | Standard A Lamp | 1 | 75 | 750022 | Bathroom | 0.00072358
Table | Incandescent |  | Decorative | 1 | 40 | 750022 | Bathroom | 0.00072358
Recessed - other | Halogen |  | MR | 1 | 50 | 750022 | Bathroom | 0.00072358
Wall Mount | Incandescent |  | Decorative | 2 | 40 | 750022 | Bathroom | 0.00072358
Table | Incandescent |  | Standard A Lamp | 1 | 60 | 750022 | Bathroom | 0.00072358
Wall Mount | Compact Fluorescent |  | Twist | 2 | 13 | 750031 | Bathroom | 0.00072358
Recessed - other | Incandescent |  | Heat Lamp | 1 | 250 | 750031 | Bathroom | 0.00072358
Table | Compact Fluorescent |  | Twist | 1 | 13 | 750031 | Bathroom | 0.00072358
Floor lamp | Incandescent |  | 3-Way Incandescent | 1 | 100 | 750031 | Bathroom | 0.00072358
Ceiling Fixture | Compact Fluorescent |  | Twist | 1 | 13 | 750031 | Bathroom | 0.00072358
Other | Compact Fluorescent |  | Twist | 1 | 13 | 750031 | Bathroom | 0.00072358
Ceiling Fixture | Linear Fluorescent | 4 | T-12 | 2 | 34 | 750031 | Bathroom | 0.00072358
Ceiling Fixture | Compact Fluorescent |  | Twist | 1 | 13 | 750031 | Bathroom | 0.00072358
Ceiling Fan | Compact Fluorescent |  | Twist | 1 | 13 | 750031 | Bathroom | 0.00072358
Wall Mount | Incandescent |  | Globe | 4 | 40 | 750032 | Bathroom | 0.00072358
Recessed - other | Incandescent |  | Heat Lamp | 1 | 250 | 750032 | Bathroom | 0.00072358
Table | Halogen |  | Other | 1 | 35 | 750032 | Bathroom | 0.00072358
Table | Halogen |  | Other | 1 | 20 | 750032 | Bathroom | 0.00072358
Ceiling Fixture | Incandescent |  | Standard A Lamp | 1 | 60 | 750032 | Bathroom | 0.00072358
Ceiling Fixture | Incandescent |  | Standard A Lamp | 1 | 40 | 750032 | Bathroom | 0.00072358
Ceiling Fixture | Linear Fluorescent | 4 | T-12 | 2 | 34 | 750032 | Bathroom | 0.00072358
Other | Incandescent |  | Clear | 1 | 60 | 750032 | Bathroom | 0.00072358
Table | Halogen |  | Other | 1 | 20 | 750032 | Bathroom | 0.00072358
Table | Incandescent |  | Mini base | 1 | 40 | 750032 | Bathroom | 0.00072358
Ceiling Fixture | Incandescent |  | Standard A Lamp | 1 | 60 | 750032 | Bathroom | 0.00072358
Chandelier (Hanging) | Compact Fluorescent |  | Twist | 1 | 18 | 750032 | Bathroom | 0.00072358
Wall Mount | Incandescent |  | Standard A Lamp | 2 | 60 | 750041 | Bathroom | 0.00072358
Ceiling Fixture | Incandescent |  | Standard A Lamp | 1 | 60 | 750041 | Bathroom | 0.00072358
Table | Incandescent |  | Standard A Lamp | 1 | 60 | 750041 | Bathroom | 0.00072358
Ceiling Fixture | Incandescent |  | Decorative | 2 | 60 | 750041 | Bathroom | 0.00072358
Ceiling Fixture | Compact Fluorescent |  | Twist | 2 | 14 | 750041 | Bathroom | 0.00072358
Table | Incandescent |  | Standard A Lamp | 1 | 60 | 750041 | Bathroom | 0.00072358
Floor lamp | Incandescent |  | Standard A Lamp | 1 | 60 | 750041 | Bathroom | 0.00072358
Wall Mount | Incandescent |  | Standard A Lamp | 2 | 60 | 750042 | Bathroom | 0.00072358
Ceiling Fixture | Compact Fluorescent |  | Twist | 2 | 9 | 750042 | Bathroom | 0.00072358
Table | Incandescent |  | 3-Way Incandescent | 1 | 150 | 750042 | Bathroom | 0.00072358
Ceiling Fixture | Compact Fluorescent |  | Twist | 3 | 9 | 750042 | Bathroom | 0.00072358
Ceiling Fixture | Compact Fluorescent |  | Twist | 1 | 26 | 750042 | Bathroom | 0.00072358
Table | Incandescent |  | 3-Way Incandescent | 1 | 100 | 750042 | Bathroom | 0.00072358
Table | Incandescent |  | 3-Way Incandescent | 1 | 150 | 750042 | Bathroom | 0.00072358
Floor lamp | Incandescent |  | 3-Way Incandescent | 1 | 100 | 750042 | Bathroom | 0.00072358
Table | Incandescent |  | Decorative | 1 | 25 | 750042 | Bathroom | 0.00072358
Wall Mount | Linear Fluorescent | 2 | T-8 | 2 | 17 | 750051 | Bathroom | 0.00072358
Recessed Can | Incandescent |  | Heat Lamp | 1 | 250 | 750051 | Bathroom | 0.00072358
Ceiling Fixture | Compact Fluorescent |  | Twist | 4 | 11 | 750051 | Bathroom | 0.00072358
Floor lamp | Incandescent |  | 3-Way Incandescent | 1 | 100 | 750051 | Bathroom | 0.00072358
Table | Compact Fluorescent |  | Twist | 1 | 100 | 750051 | Bathroom | 0.00072358
Ceiling Fixture | Incandescent |  | Standard A Lamp | 1 | 75 | 750051 | Bathroom | 0.00072358
Ceiling Fixture | Linear Fluorescent | 4 | T-8 | 2 | 32 | 750051 | Bathroom | 0.00072358
Recessed - other | Compact Fluorescent |  | Twist | 1 | 7 | 750051 | Bathroom | 0.00072358
Ceiling Fixture | Incandescent |  | Standard A Lamp | 4 | 75 | 750051 | Bathroom | 0.00072358
Floor lamp | Compact Fluorescent |  | Twist | 1 | 32 | 750051 | Bathroom | 0.00072358
Floor lamp | Compact Fluorescent |  | Twist | 1 | 10 | 750051 | Bathroom | 0.00072358
Wall Mount | Linear Fluorescent | 2 | T-8 | 2 | 17 | 750052 | Bathroom | 0.00072358
Recessed Can | Incandescent |  | Heat Lamp | 1 | 250 | 750052 | Bathroom | 0.00072358
Ceiling Fixture | Incandescent |  | Standard A Lamp | 4 | 60 | 750052 | Bathroom | 0.00072358
Table | Incandescent |  | Standard A Lamp | 1 | 60 | 750052 | Bathroom | 0.00072358
Ceiling Fixture | Incandescent |  | Standard A Lamp | 1 | 100 | 750052 | Bathroom | 0.00072358
Ceiling Fixture | Linear Fluorescent | 4 | T-8 | 2 | 32 | 750052 | Bathroom | 0.00072358
Ceiling Fixture | Incandescent |  | Standard A Lamp | 2 | 60 | 750052 | Bathroom | 0.00072358
Table | Incandescent |  | Standard A Lamp | 1 | 60 | 750052 | Bathroom | 0.00072358
Floor lamp | Incandescent |  | Decorative | 8 | 5 | 750052 | Bathroom | 0.00072358
Wall Mount | Compact Fluorescent |  | Twist | 4 | 13 | 750061 | Bathroom | 0.00072358
Ceiling Fan | Compact Fluorescent |  | Twist | 1 | 20 | 750061 | Bathroom | 0.00072358
Table | Incandescent |  | Standard A Lamp | 1 | 60 | 750061 | Bathroom | 0.00072358
Ceiling Fixture | Compact Fluorescent |  | Twist | 1 | 20 | 750061 | Bathroom | 0.00072358
Ceiling Fan | Compact Fluorescent |  | Twist | 1 | 20 | 750061 | Bathroom | 0.00072358
Ceiling Fixture | Linear Fluorescent | 4 | T-12 | 2 | 40 | 750061 | Bathroom | 0.00072358
Table | Incandescent |  | Standard A Lamp | 1 | 150 | 750061 | Bathroom | 0.00072358
Floor lamp | Incandescent |  | Decorative | 3 | 40 | 750061 | Bathroom | 0.00072358
Wall Mount | Incandescent |  | Globe | 5 | 60 | 750062 | Bathroom | 0.00072358
Table | Incandescent |  | Standard A Lamp | 1 | 40 | 750062 | Bathroom | 0.00072358
Ceiling Fixture | Incandescent |  | Standard A Lamp | 2 | 60 | 750062 | Bathroom | 0.00072358
Ceiling Fixture | Incandescent |  | Standard A Lamp | 1 | 100 | 750062 | Bathroom | 0.00072358
Track | Halogen |  | MR | 3 | 35 | 750062 | Bathroom | 0.00072358
Ceiling Fixture | Incandescent |  | Standard A Lamp | 1 | 60 | 750062 | Bathroom | 0.00072358
Track | Halogen |  | MR | 5 | 35 | 750062 | Bathroom | 0.00072358
Other | Incandescent |  | Standard A Lamp | 1 | 25 | 750062 | Bathroom | 0.00072358
Ceiling Fixture | Incandescent |  | Standard A Lamp | 2 | 60 | 750062 | Bathroom | 0.00072358
Table | Compact Fluorescent |  | Twist | 1 | 18 | 750062 | Bathroom | 0.00072358
Wall Mount | Linear Fluorescent | 2 | T-8 | 1 | 17 | 750071 | Bathroom | 0.00072358
Wall Mount | Linear Fluorescent | 2 | T-8 | 1 | 17 | 750071 | Bathroom | 0.00072358
Ceiling Fixture | Compact Fluorescent |  | Twist | 2 | 13 | 750071 | Bathroom | 0.00072358
Table | Incandescent |  | Standard A Lamp | 1 | 100 | 750071 | Bathroom | 0.00072358
Ceiling Fixture | Compact Fluorescent |  | Twist | 2 | 13 | 750071 | Bathroom | 0.00072358
Ceiling Fixture | Linear Fluorescent | 4 | T-8 | 2 | 32 | 750071 | Bathroom | 0.00072358
Recessed - other | Compact Fluorescent |  | Twist | 1 | 13 | 750071 | Bathroom | 0.00072358
Ceiling Fan | Compact Fluorescent |  | Twist | 2 | 13 | 750071 | Bathroom | 0.00072358
Floor lamp | Compact Fluorescent |  | Twist | 1 | 13 | 750071 | Bathroom | 0.00072358
Track | Compact Fluorescent |  | Pin base | 2 | 26 | 750071 | Bathroom | 0.00072358
Ceiling Fixture | Compact Fluorescent |  | Twist | 2 | 13 | 750071 | Bathroom | 0.00072358
Wall Mount | Linear Fluorescent | 2 | T-8 | 1 | 17 | 750072 | Bathroom | 0.00072358
Ceiling Fixture | Compact Fluorescent |  | Twist | 2 | 13 | 750072 | Bathroom | 0.00072358
Ceiling Fixture | Linear Fluorescent | 4 | T-8 | 2 | 32 | 750072 | Bathroom | 0.00072358
Recessed - other | Compact Fluorescent |  | Pin base | 1 | 13 | 750072 | Bathroom | 0.00072358
Ceiling Fixture | Compact Fluorescent |  | Twist | 2 | 13 | 750072 | Bathroom | 0.00072358
Track | Compact Fluorescent |  | Pin base | 2 | 26 | 750072 | Bathroom | 0.00072358
Ceiling Fixture | Compact Fluorescent |  | Twist | 2 | 13 | 750072 | Bathroom | 0.00072358
Table | Compact Fluorescent |  | Twist | 1 | 13 | 750072 | Bathroom | 0.00072358
Wall Mount | Incandescent |  | Clear | 4 | 40 | 750081 | Bathroom | 0.00072358
Recessed Can | Incandescent |  | Heat Lamp | 1 | 150 | 750081 | Bathroom | 0.00072358
Wall Mount | Incandescent |  | Clear | 4 | 40 | 750081 | Bathroom | 0.00072358
Recessed Can | Incandescent |  | Heat Lamp | 1 | 150 | 750081 | Bathroom | 0.00072358
Ceiling Fixture | Compact Fluorescent |  | Twist | 2 | 11 | 750081 | Bathroom | 0.00072358
Wall Mount | Incandescent |  | Clear | 1 | 40 | 750081 | Bathroom | 0.00072358
Table | Incandescent |  | Standard A Lamp | 1 | 75 | 750081 | Bathroom | 0.00072358
Ceiling Fixture | Compact Fluorescent |  | Twist | 2 | 13 | 750081 | Bathroom | 0.00072358
Other | Incandescent |  | Clear | 1 | 60 | 750081 | Bathroom | 0.00072358
Chandelier (Hanging) | Incandescent |  | Clear | 1 | 13 | 750081 | Bathroom | 0.00072358
Chandelier (Hanging) | Incandescent |  | Clear | 1 | 13 | 750081 | Bathroom | 0.00072358
Table | Incandescent |  | Standard A Lamp | 1 | 75 | 750081 | Bathroom | 0.00072358
Wall Mount | Incandescent |  | Clear | 4 | 40 | 750082 | Bathroom | 0.00072358
Recessed Can | Incandescent |  | Heat Lamp | 1 | 150 | 750082 | Bathroom | 0.00072358
Ceiling Fixture | Incandescent |  | Standard A Lamp | 2 | 60 | 750082 | Bathroom | 0.00072358
Ceiling Fixture | Linear Fluorescent | 4 | T-8 | 2 | 32 | 750082 | Bathroom | 0.00072358
Other | Incandescent |  | Standard A Lamp | 1 | 60 | 750082 | Bathroom | 0.00072358
Ceiling Fixture | Incandescent |  | Standard A Lamp | 2 | 60 | 750082 | Bathroom | 0.00072358
Wall Mount | Incandescent |  | Globe | 2 | 60 | 750091 | Bathroom | 0.00072358
Ceiling Fixture | Incandescent |  | Standard A Lamp | 1 | 40 | 750091 | Bathroom | 0.00072358
Ceiling Fixture | Incandescent |  | Standard A Lamp | 1 | 60 | 750091 | Bathroom | 0.00072358
Ceiling Fixture | Incandescent |  | Standard A Lamp | 1 | 100 | 750091 | Bathroom | 0.00072358
Table | Incandescent |  | Standard A Lamp | 1 | 100 | 750091 | Bathroom | 0.00072358
Chandelier (Hanging) | Incandescent |  | Standard A Lamp | 3 | 75 | 750091 | Bathroom | 0.00072358
Ceiling Fixture | Compact Fluorescent |  | Twist | 1 | 11 | 750091 | Bathroom | 0.00072358
Table | Halogen |  | Quartz Tube | 1 | 100 | 750091 | Bathroom | 0.00072358
Wall Mount | Incandescent |  | Globe | 3 | 60 | 750092 | Bathroom | 0.00072358
Ceiling Fixture | Incandescent |  | Standard A Lamp | 3 | 75 | 750092 | Bathroom | 0.00072358
Table | Incandescent |  | Mini base | 2 | 25 | 750092 | Bathroom | 0.00072358
Table | Compact Fluorescent |  | Twist | 1 | 23 | 750092 | Bathroom | 0.00072358
Ceiling Fixture | Incandescent |  | Clear | 1 | 40 | 750092 | Bathroom | 0.00072358
Ceiling Fixture | Incandescent |  | Standard A Lamp | 1 | 60 | 750092 | Bathroom | 0.00072358
Ceiling Fixture | Incandescent |  | Standard A Lamp | 1 | 60 | 750092 | Bathroom | 0.00072358
Ceiling Fixture | Incandescent |  | Standard A Lamp | 3 | 75 | 750092 | Bathroom | 0.00072358
Floor lamp | Incandescent |  | Standard A Lamp | 2 | 60 | 750092 | Bathroom | 0.00072358
Table | Incandescent |  | Decorative | 1 | 25 | 750092 | Bathroom | 0.00072358
Wall Mount | Incandescent |  | Globe | 5 | 40 | 750101 | Bathroom | 0.00072358
Recessed - other | Incandescent |  | Reflector | 2 | 75 | 750101 | Bathroom | 0.00072358
Floor lamp | Incandescent |  | 3-Way Incandescent | 1 | 150 | 750101 | Bathroom | 0.00072358
Recessed Can | Compact Fluorescent |  | Twist | 1 | 13 | 750101 | Bathroom | 0.00072358
Recessed Can | Incandescent |  | Standard A Lamp | 1 | 75 | 750101 | Bathroom | 0.00072358
Recessed Can | Incandescent |  | Standard A Lamp | 1 | 60 | 750101 | Bathroom | 0.00072358
Recessed Can | Incandescent |  | Standard A Lamp | 1 | 75 | 750101 | Bathroom | 0.00072358
Other | Incandescent |  | Standard A Lamp | 1 | 60 | 750101 | Bathroom | 0.00072358
Ceiling Fixture | Linear Fluorescent | 4 | T-12 | 1 | 40 | 750101 | Bathroom | 0.00072358
Floor lamp | Incandescent |  | 3-Way Incandescent | 1 | 150 | 750101 | Bathroom | 0.00072358
Ceiling Fan | Compact Fluorescent |  | Twist | 1 | 13 | 750101 | Bathroom | 0.00072358
Wall Mount | Compact Fluorescent |  | Twist | 6 | 13 | 750102 | Bathroom | 0.00072358
Recessed - other | Halogen |  | PAR | 1 | 60 | 750102 | Bathroom | 0.00072358
Recessed - other | Incandescent |  | Heat Lamp | 1 | 150 | 750102 | Bathroom | 0.00072358
Table | Compact Fluorescent |  | Twist | 1 | 13 | 750102 | Bathroom | 0.00072358
Recessed Can | Compact Fluorescent |  | Twist | 1 | 23 | 750102 | Bathroom | 0.00072358
Recessed Can | Incandescent |  | Standard A Lamp | 1 | 100 | 750102 | Bathroom | 0.00072358
Recessed Can | Incandescent |  | Standard A Lamp | 1 | 100 | 750102 | Bathroom | 0.00072358
Recessed Can | Compact Fluorescent |  | Twist | 1 | 13 | 750102 | Bathroom | 0.00072358
Other | Incandescent |  | Standard A Lamp | 1 | 100 | 750102 | Bathroom | 0.00072358
Other | Linear Fluorescent | 4 | T-12 | 1 | 40 | 750102 | Bathroom | 0.00072358
Ceiling Fan | Incandescent |  | Standard A Lamp | 4 | 100 | 750102 | Bathroom | 0.00072358
Floor lamp | Compact Fluorescent |  | Twist | 1 | 13 | 750102 | Bathroom | 0.00072358
Wall Mount | Incandescent |  | Globe | 5 | 60 | 750111 | Bathroom | 0.00072358
Recessed - other | Incandescent |  | Heat Lamp | 1 | 250 | 750111 | Bathroom | 0.00072358
Ceiling Fixture | Incandescent |  | Standard A Lamp | 2 | 60 | 750111 | Bathroom | 0.00072358
Table | Incandescent |  | Standard A Lamp | 1 | 60 | 750111 | Bathroom | 0.00072358
Ceiling Fixture | Linear Fluorescent | 4 | T-8 | 2 | 32 | 750111 | Bathroom | 0.00072358
Other | Incandescent |  | Globe | 2 | 30 | 750111 | Bathroom | 0.00072358
Ceiling Fixture | Incandescent |  | Standard A Lamp | 1 | 60 | 750111 | Bathroom | 0.00072358
Floor lamp | Incandescent |  | 3-Way Incandescent | 1 | 150 | 750111 | Bathroom | 0.00072358
Track | Halogen |  | Other | 4 | 40 | 750111 | Bathroom | 0.00072358
Table | Halogen |  | Quartz Tube | 1 | 100 | 750111 | Bathroom | 0.00072358
Ceiling Fixture | Incandescent |  | Standard A Lamp | 2 | 60 | 750111 | Bathroom | 0.00072358
Table | Incandescent |  | Standard A Lamp | 2 | 100 | 750111 | Bathroom | 0.00072358
Table | Incandescent |  | Standard A Lamp | 2 | 60 | 750111 | Bathroom | 0.00072358
Wall Mount | Compact Fluorescent |  | Globe | 5 | 15 | 750112 | Bathroom | 0.00072358
Recessed - other | Incandescent |  | Heat Lamp | 1 | 250 | 750112 | Bathroom | 0.00072358
Recessed - other | Incandescent |  | Heat Lamp | 1 | 250 | 750112 | Bathroom | 0.00072358
Wall Mount | Compact Fluorescent |  | Globe | 3 | 15 | 750112 | Bathroom | 0.00072358
Ceiling Fixture | Incandescent |  | Standard A Lamp | 2 | 60 | 750112 | Bathroom | 0.00072358
Track | Compact Fluorescent |  | Twist | 3 | 14 | 750112 | Bathroom | 0.00072358
Ceiling Fixture | Compact Fluorescent |  | Twist | 1 | 23 | 750112 | Bathroom | 0.00072358
Ceiling Fixture | Compact Fluorescent |  | Twist | 2 | 14 | 750112 | Bathroom | 0.00072358
Ceiling Fixture | Compact Fluorescent |  | Twist | 2 | 13 | 750112 | Bathroom | 0.00072358
Ceiling Fixture | Linear Fluorescent | 4 | T-8 | 2 | 32 | 750112 | Bathroom | 0.00072358
Other | Incandescent |  | Globe | 2 | 30 | 750112 | Bathroom | 0.00072358
Table | Compact Fluorescent |  | Twist | 1 | 14 | 750112 | Bathroom | 0.00072358
Ceiling Fixture | Incandescent |  | Standard A Lamp | 1 | 60 | 750112 | Bathroom | 0.00072358
Ceiling Fixture | Incandescent |  | Standard A Lamp | 1 | 60 | 750112 | Bathroom | 0.00072358
Ceiling Fixture | Linear Fluorescent | 4 | T-12 | 2 | 40 | 750121 | Kitchen | 0.00072358
Floor lamp | Incandescent |  | Standard A Lamp | 2 | 150 | 750121 | Kitchen | 0.00072358
Ceiling Fixture | Linear Fluorescent | 4 | T-12 | 2 | 40 | 750121 | Kitchen | 0.00072358
Floor lamp | Incandescent |  | Standard A Lamp | 1 | 150 | 750121 | Kitchen | 0.00072358
Ceiling Fixture | Linear Fluorescent | 4 | T-12 | 2 | 40 | 750122 | Other | 0.00072358
Recessed Can | Incandescent |  | Heat Lamp | 1 | 250 | 750131 | Bathroom | 0.00072358
Recessed Can | Incandescent |  | Reflector | 1 | 75 | 750131 | Bathroom | 0.00072358
Wall Mount | Incandescent |  | Standard A Lamp | 2 | 60 | 750131 | Bathroom | 0.00072358
Table | Compact Fluorescent |  | Twist | 1 | 13 | 750131 | Bathroom | 0.00072358
Ceiling Fan | Compact Fluorescent |  | Twist | 2 | 7 | 750131 | Bathroom | 0.00072358
Ceiling Fixture | Compact Fluorescent |  | Twist | 2 | 13 | 750131 | Bathroom | 0.00072358
Ceiling Fixture | Other |  | Fluorescent Other | 2 | 40 | 750131 | Bathroom | 0.00072358
Ceiling Fixture | Linear Fluorescent | 8 | T-12 | 2 | 75 | 750131 | Bathroom | 0.00072358
Table | Incandescent |  | Standard A Lamp | 1 | 40 | 750131 | Bathroom | 0.00072358
Table | Compact Fluorescent |  | Twist | 1 | 13 | 750131 | Bathroom | 0.00072358
Floor lamp | Incandescent |  | Standard A Lamp | 1 | 100 | 750131 | Bathroom | 0.00072358
Wall Mount | Compact Fluorescent |  | Twist | 1 | 13 | 750131 | Bathroom | 0.00072358
Wall Mount | Compact Fluorescent |  | Twist | 2 | 13 | 750131 | Bathroom | 0.00072358
Ceiling Fixture | Compact Fluorescent |  | Twist | 1 | 13 | 750132 | Living Room | 0.00072358
Ceiling Fixture | Compact Fluorescent |  | Twist | 1 | 7 | 750132 | Living Room | 0.00072358
Wall Mount | Incandescent |  | Globe | 3 | 40 | 750132 | Living Room | 0.00072358
Recessed Can | Incandescent |  | Heat Lamp | 1 | 250 | 750132 | Living Room | 0.00072358
Wall Mount | Incandescent |  | Standard A Lamp | 2 | 60 | 760011 | Bathroom | 0.00072358
Ceiling Fixture | Incandescent |  | Standard A Lamp | 2 | 60 | 760011 | Bathroom | 0.00072358
Table | Incandescent |  | Mini base | 1 | 40 | 760011 | Bathroom | 0.00072358
Ceiling Fixture | Incandescent |  | Decorative | 1 | 60 | 760011 | Bathroom | 0.00072358
Ceiling Fixture | Incandescent |  | Standard A Lamp | 1 | 60 | 760011 | Bathroom | 0.00072358
Floor lamp | Incandescent |  | 3-Way Incandescent | 1 | 100 | 760011 | Bathroom | 0.00072358
Table | Compact Fluorescent |  | A shape bulb | 1 | 7 | 760011 | Bathroom | 0.00072358
Floor lamp | Incandescent |  | Standard A Lamp | 1 | 40 | 760011 | Bathroom | 0.00072358
Ceiling Fixture | Compact Fluorescent |  | Twist | 1 | 26 | 760011 | Bathroom | 0.00072358
Table | Halogen |  | MR | 1 | 50 | 760011 | Bathroom | 0.00072358
Wall Mount | Compact Fluorescent |  | Twist | 2 | 26 | 760012 | Bathroom | 0.00072358
Wall Mount | Incandescent |  | Standard A Lamp | 2 | 60 | 760012 | Bathroom | 0.00072358
Ceiling Fixture | Incandescent |  | Standard A Lamp | 1 | 60 | 760012 | Bathroom | 0.00072358
Table | Compact Fluorescent |  | Twist | 1 | 26 | 760012 | Bathroom | 0.00072358
Table | Compact Fluorescent |  | Twist | 1 | 26 | 760012 | Bathroom | 0.00072358
Ceiling Fixture | Incandescent |  | Standard A Lamp | 1 | 60 | 760012 | Bathroom | 0.00072358
Ceiling Fixture | Incandescent |  | Standard A Lamp | 1 | 60 | 760012 | Bathroom | 0.00072358
Chandelier (Hanging) | Incandescent |  | Standard A Lamp | 1 | 60 | 760012 | Bathroom | 0.00072358
Floor lamp | Incandescent |  | Standard A Lamp | 1 | 60 | 760012 | Bathroom | 0.00072358
Floor lamp | Compact Fluorescent |  | Twist | 1 | 26 | 760012 | Bathroom | 0.00072358
Floor lamp | Incandescent |  | Standard A Lamp | 1 | 150 | 760012 | Bathroom | 0.00072358
Recessed Can | Halogen |  | PAR | 1 | 75 | 760021 | Bedroom | 0.00072358
Table | Compact Fluorescent |  | Twist | 1 | 23 | 760021 | Bedroom | 0.00072358
Recessed Can | Halogen |  | PAR | 1 | 75 | 760021 | Bedroom | 0.00072358
Recessed Can | Halogen |  | PAR | 1 | 90 | 760021 | Bedroom | 0.00072358
Recessed Can | Halogen |  | PAR | 1 | 75 | 760021 | Bedroom | 0.00072358
Recessed Can | Incandescent |  | Reflector | 1 | 45 | 760021 | Bedroom | 0.00072358
Ceiling Fixture | Linear Fluorescent | 4 | T-12 | 1 | 40 | 760021 | Bedroom | 0.00072358
Recessed Can | Incandescent |  | Reflector | 1 | 65 | 760021 | Bedroom | 0.00072358
Ceiling Fixture | Linear Fluorescent | 1 | T-5 | 1 | 8 | 760021 | Bedroom | 0.00072358
Recessed Can | Halogen |  | PAR | 1 | 75 | 760021 | Bedroom | 0.00072358
Recessed Can | Halogen |  | MR | 1 | 50 | 760021 | Bedroom | 0.00072358
Recessed Can | Incandescent |  | Reflector | 1 | 65 | 760021 | Bedroom | 0.00072358
Recessed Can | Incandescent |  | Reflector | 1 | 100 | 760021 | Bedroom | 0.00072358
Recessed Can | Halogen |  | PAR | 1 | 90 | 760021 | Bedroom | 0.00072358
Table | Incandescent |  | Clear | 1 | 53 | 760021 | Bedroom | 0.00072358
Recessed Can | Halogen |  | PAR | 1 | 75 | 760021 | Bedroom | 0.00072358
Ceiling Fixture | Linear Fluorescent | 4 | T-12 | 1 | 40 | 760021 | Bedroom | 0.00072358
Recessed Can | Incandescent |  | Reflector | 1 | 120 | 760022 | Bathroom | 0.00072358
Recessed Can | Incandescent |  | Standard A Lamp | 3 | 60 | 760022 | Bathroom | 0.00072358
Table | Incandescent |  | Standard A Lamp | 2 | 60 | 760022 | Bathroom | 0.00072358
Torchiere | Incandescent |  | 3-Way Incandescent | 1 | 150 | 760022 | Bathroom | 0.00072358
Wall Mount | Incandescent |  | Decorative | 2 | 60 | 760022 | Bathroom | 0.00072358
Ceiling Fixture | Incandescent |  | Decorative | 3 | 150 | 760022 | Bathroom | 0.00072358
Ceiling Fixture | Incandescent |  | Standard A Lamp | 2 | 75 | 760022 | Bathroom | 0.00072358
Other | Incandescent |  | Standard A Lamp | 1 | 60 | 760022 | Bathroom | 0.00072358
Other | Linear Fluorescent | 3 | T-12 | 1 | 30 | 760022 | Bathroom | 0.00072358
Floor lamp | Incandescent |  | Clear | 1 | 200 | 760022 | Bathroom | 0.00072358
Floor lamp | Halogen |  | Quartz Tube | 1 | 300 | 760022 | Bathroom | 0.00072358
Torchiere | Incandescent |  | Standard A Lamp | 2 | 60 | 760022 | Bathroom | 0.00072358
Table | Incandescent |  | 3-Way Incandescent | 1 | 150 | 760022 | Bathroom | 0.00072358
Table | Incandescent |  | Clear | 2 | 60 | 760022 | Bathroom | 0.00072358
Wall Mount | Incandescent |  | Standard A Lamp | 2 | 60 | 760031 | Bathroom | 0.00072358
Ceiling Fixture | Incandescent |  | Standard A Lamp | 2 | 60 | 760031 | Bathroom | 0.00072358
Table | Incandescent |  | 3-Way Incandescent | 1 | 150 | 760031 | Bathroom | 0.00072358
Ceiling Fixture | Incandescent |  | Standard A Lamp | 2 | 60 | 760031 | Bathroom | 0.00072358
Ceiling Fixture | Incandescent |  | Standard A Lamp | 1 | 100 | 760031 | Bathroom | 0.00072358
Ceiling Fixture | Incandescent |  | Standard A Lamp | 2 | 60 | 760031 | Bathroom | 0.00072358
Ceiling Fixture | Compact Fluorescent |  | Twist | 2 | 23 | 760031 | Bathroom | 0.00072358
Other | Incandescent |  | Standard A Lamp | 1 | 60 | 760031 | Bathroom | 0.00072358
Table | Incandescent |  | 3-Way Incandescent | 1 | 250 | 760031 | Bathroom | 0.00072358
Wall Mount | Incandescent |  | Standard A Lamp | 1 | 60 | 760031 | Bathroom | 0.00072358
Wall Mount | Incandescent |  | Standard A Lamp | 1 | 23 | 760031 | Bathroom | 0.00072358
Wall Mount | Incandescent |  | Standard A Lamp | 2 | 60 | 760032 | Bathroom | 0.00072358
Ceiling Fixture | Incandescent |  | Standard A Lamp | 2 | 60 | 760032 | Bathroom | 0.00072358
Table | Compact Fluorescent |  | Twist | 1 | 11 | 760032 | Bathroom | 0.00072358
Table | Halogen |  | Quartz Tube | 1 | 50 | 760032 | Bathroom | 0.00072358
Ceiling Fixture | Incandescent |  | Standard A Lamp | 1 | 60 | 760032 | Bathroom | 0.00072358
Ceiling Fixture | Incandescent |  | Standard A Lamp | 2 | 60 | 760032 | Bathroom | 0.00072358
Ceiling Fan | Incandescent |  | Standard A Lamp | 2 | 60 | 760032 | Bathroom | 0.00072358
Ceiling Fixture | Incandescent |  | Standard A Lamp | 2 | 60 | 760032 | Bathroom | 0.00072358
Ceiling Fixture | Incandescent |  | Standard A Lamp | 2 | 60 | 760032 | Bathroom | 0.00072358
Other | Incandescent |  | Standard A Lamp | 1 | 60 | 760032 | Bathroom | 0.00072358
Table | Compact Fluorescent |  | Twist | 1 | 13 | 760032 | Bathroom | 0.00072358
Table | Halogen |  | Quartz Tube | 1 | 50 | 760032 | Bathroom | 0.00072358
Wall Mount | Compact Fluorescent |  | Pin base | 1 | 13 | 760041 | Bathroom | 0.00072358
Table | Other |  | High Pressure Sodium | 1 | 150 | 760041 | Bathroom | 0.00072358
Table | Other |  | High Pressure Sodium | 1 | 400 | 760041 | Bathroom | 0.00072358
Table | Other |  | Metal Halide | 1 | 400 | 760041 | Bathroom | 0.00072358
Ceiling Fixture | Incandescent |  | Standard A Lamp | 1 | 60 | 760041 | Bathroom | 0.00072358
Ceiling Fixture | Compact Fluorescent |  | Twist | 1 | 13 | 760041 | Bathroom | 0.00072358
Ceiling Fixture | Compact Fluorescent |  | Pin base | 1 | 13 | 760041 | Bathroom | 0.00072358
Track | Other |  | Other | 3 | 60 | 760041 | Bathroom | 0.00072358
Chandelier (Hanging) | Compact Fluorescent |  | Pin base | 1 | 13 | 760041 | Bathroom | 0.00072358
Recessed Can | Halogen |  | MR | 1 | 75 | 760041 | Bathroom | 0.00072358
Table | Incandescent |  | Standard A Lamp | 1 | 60 | 760041 | Bathroom | 0.00072358
Wall Mount | Compact Fluorescent |  | Pin base | 3 | 13 | 760042 | Bathroom | 0.00072358
Ceiling Fixture | Compact Fluorescent |  | Pin base | 1 | 13 | 760042 | Bathroom | 0.00072358
Ceiling Fixture | Compact Fluorescent |  | Pin base | 1 | 13 | 760042 | Bathroom | 0.00072358
Ceiling Fixture | Linear Fluorescent |  | Fluorescent Other | 1 | 32 | 760042 | Bathroom | 0.00072358
Ceiling Fixture | Compact Fluorescent |  | Pin base | 1 | 13 | 760042 | Bathroom | 0.00072358
Ceiling Fixture | Compact Fluorescent |  | Pin base | 2 | 13 | 760042 | Bathroom | 0.00072358
Track | Other |  | Other | 3 | 60 | 760042 | Bathroom | 0.00072358
Ceiling Fixture | Compact Fluorescent |  | Twist | 3 | 15 | 760042 | Bathroom | 0.00072358
Track | Compact Fluorescent |  | Twist | 3 | 15 | 760042 | Bathroom | 0.00072358
Floor lamp | Incandescent |  | Decorative | 1 | 25 | 760042 | Bathroom | 0.00072358
Floor lamp | Compact Fluorescent |  | Twist | 1 | 23 | 760042 | Bathroom | 0.00072358
Wall Mount | Incandescent |  | Decorative | 3 | 40 | 760051 | Bathroom | 0.00072358
Ceiling Fixture | Incandescent |  | Standard A Lamp | 1 | 60 | 760051 | Bathroom | 0.00072358
Table | Compact Fluorescent |  | Pin base | 1 | 20 | 760051 | Bathroom | 0.00072358
Ceiling Fixture | Incandescent |  | Standard A Lamp | 1 | 60 | 760051 | Bathroom | 0.00072358
Ceiling Fixture | Incandescent |  | Standard A Lamp | 2 | 60 | 760051 | Bathroom | 0.00072358
Track | Halogen |  | MR | 3 | 40 | 760051 | Bathroom | 0.00072358
Ceiling Fixture | Incandescent |  | Standard A Lamp | 2 | 60 | 760051 | Bathroom | 0.00072358
Recessed - other | Incandescent |  | Mini base | 1 | 40 | 760051 | Bathroom | 0.00072358
Ceiling Fixture | Incandescent |  | Standard A Lamp | 1 | 60 | 760051 | Bathroom | 0.00072358
Ceiling Fixture | Compact Fluorescent |  | Twist | 2 | 15 | 760051 | Bathroom | 0.00072358
Table | Incandescent |  | Standard A Lamp | 1 | 100 | 760051 | Bathroom | 0.00072358
Floor lamp | Incandescent |  | Standard A Lamp | 1 | 150 | 760051 | Bathroom | 0.00072358
Table | Incandescent |  | Standard A Lamp | 1 | 60 | 760051 | Bathroom | 0.00072358
Wall Mount | Incandescent |  | Decorative | 3 | 40 | 760051 | Bathroom | 0.00072358
Ceiling Fixture | Incandescent |  | Standard A Lamp | 1 | 60 | 760051 | Bathroom | 0.00072358
Table | Incandescent |  | Standard A Lamp | 1 | 60 | 760051 | Bathroom | 0.00072358
Table | Incandescent |  | Standard A Lamp | 1 | 100 | 760051 | Bathroom | 0.00072358
Wall Mount | Incandescent |  | Decorative | 3 | 40 | 760052 | Bathroom | 0.00072358
Ceiling Fixture | Incandescent |  | Standard A Lamp | 1 | 60 | 760052 | Bathroom | 0.00072358
Ceiling Fixture | Incandescent |  | Standard A Lamp | 1 | 60 | 760052 | Bathroom | 0.00072358
Ceiling Fixture | Incandescent |  | Standard A Lamp | 2 | 60 | 760052 | Bathroom | 0.00072358
Track | Halogen |  | MR | 3 | 40 | 760052 | Bathroom | 0.00072358
Recessed - other | Incandescent |  | Mini base | 1 | 40 | 760052 | Bathroom | 0.00072358
Ceiling Fixture | Incandescent |  | Standard A Lamp | 1 | 60 | 760052 | Bathroom | 0.00072358
Floor lamp | Halogen |  | Quartz Tube | 1 | 100 | 760052 | Bathroom | 0.00072358
Ceiling Fixture | Incandescent |  | Standard A Lamp | 2 | 60 | 760052 | Bathroom | 0.00072358
Table | Halogen |  | PAR | 1 | 20 | 760052 | Bathroom | 0.00072358
Table | Incandescent |  | Standard A Lamp | 1 | 150 | 760052 | Bathroom | 0.00072358
Wall Mount | Compact Fluorescent |  | Twist | 2 | 13 | 760061 | Bathroom | 0.00072358
Recessed Can | Incandescent |  | Heat Lamp | 1 | 125 | 760061 | Bathroom | 0.00072358
Wall Mount | Compact Fluorescent |  | Twist | 1 | 7 | 760061 | Bathroom | 0.00072358
Table | Incandescent |  | Standard A Lamp | 1 | 150 | 760061 | Bathroom | 0.00072358
Ceiling Fixture | Linear Fluorescent | 4 | T-8 | 2 | 32 | 760061 | Bathroom | 0.00072358
Table | Compact Fluorescent |  | Twist | 1 | 23 | 760061 | Bathroom | 0.00072358
Floor lamp | Compact Fluorescent |  | Twist | 1 | 13 | 760061 | Bathroom | 0.00072358
Wall Mount | Incandescent |  | Standard A Lamp | 4 | 60 | 760062 | Bathroom | 0.00072358
Recessed Can | Incandescent |  | Heat Lamp | 1 | 125 | 760062 | Bathroom | 0.00072358
Wall Mount | Incandescent |  | Globe | 3 | 30 | 760062 | Bathroom | 0.00072358
Ceiling Fixture | Linear Fluorescent | 4 | T-12 | 2 | 34 | 760062 | Bathroom | 0.00072358
Table | Compact Fluorescent |  | Twist | 1 | 23 | 760062 | Bathroom | 0.00072358
Floor lamp | Compact Fluorescent |  | Twist | 1 | 13 | 760062 | Bathroom | 0.00072358
Ceiling Fixture | Compact Fluorescent |  | Twist | 1 | 13 | 760071 | Bathroom | 0.00072358
Ceiling Fixture | Compact Fluorescent |  | Twist | 2 | 13 | 760071 | Bathroom | 0.00072358
Ceiling Fixture | Compact Fluorescent |  | Twist | 2 | 13 | 760071 | Bathroom | 0.00072358
Ceiling Fixture | Incandescent |  | Standard A Lamp | 2 | 60 | 760072 | Bathroom | 0.00072358
Ceiling Fixture | Incandescent |  | Standard A Lamp | 2 | 40 | 760072 | Bathroom | 0.00072358
Ceiling Fixture | Incandescent |  | Standard A Lamp | 2 | 60 | 760072 | Bathroom | 0.00072358
Other | Incandescent |  | Standard A Lamp | 2 | 60 | 760072 | Bathroom | 0.00072358
Ceiling Fixture | Incandescent |  | Standard A Lamp | 2 | 60 | 760072 | Bathroom | 0.00072358
Wall Mount | Incandescent |  | Globe | 4 | 40 | 760081 | Bathroom | 0.00072358
Recessed - other | Incandescent |  | Heat Lamp | 1 | 250 | 760081 | Bathroom | 0.00072358
Table | Compact Fluorescent |  | A shape bulb | 1 | 13 | 760081 | Bathroom | 0.00072358
Ceiling Fixture | Incandescent |  | Standard A Lamp | 1 | 60 | 760081 | Bathroom | 0.00072358
Recessed - other | Incandescent |  | Standard A Lamp | 1 | 75 | 760081 | Bathroom | 0.00072358
Ceiling Fixture | Incandescent |  | Standard A Lamp | 1 | 60 | 760081 | Bathroom | 0.00072358
Recessed Can | Incandescent |  | Standard A Lamp | 1 | 75 | 760081 | Bathroom | 0.00072358
Table | Incandescent |  | Decorative | 1 | 15 | 760081 | Bathroom | 0.00072358
Floor lamp | Compact Fluorescent |  | Twist | 3 | 14 | 760081 | Bathroom | 0.00072358
Floor lamp | Incandescent |  | Globe | 1 | 60 | 760081 | Bathroom | 0.00072358
Ceiling Fixture | Incandescent |  | Standard A Lamp | 1 | 60 | 760081 | Bathroom | 0.00072358
Wall Mount | Incandescent |  | Globe | 4 | 60 | 760082 | Bathroom | 0.00072358
Recessed - other | Incandescent |  | Heat Lamp | 1 | 250 | 760082 | Bathroom | 0.00072358
Ceiling Fixture | Incandescent |  | Standard A Lamp | 1 | 60 | 760082 | Bathroom | 0.00072358
Ceiling Fixture | Compact Fluorescent |  | Twist | 1 | 23 | 760082 | Bathroom | 0.00072358
Table | Compact Fluorescent |  | Twist | 1 | 13 | 760082 | Bathroom | 0.00072358
Recessed Can | Incandescent |  | Reflector | 1 | 75 | 760082 | Bathroom | 0.00072358
Recessed - other | Incandescent |  | Standard A Lamp | 1 | 60 | 760082 | Bathroom | 0.00072358
Wall Mount | Compact Fluorescent |  | Pin base | 2 | 9 | 760091 | Bathroom | 0.00072358
Table | Compact Fluorescent |  | Twist | 1 | 13 | 760091 | Bathroom | 0.00072358
Wall Mount | Compact Fluorescent |  | Pin base | 2 | 9 | 760091 | Bathroom | 0.00072358
Ceiling Fixture | Compact Fluorescent |  | Pin base | 2 | 13 | 760091 | Bathroom | 0.00072358
Other | Incandescent |  | Standard A Lamp | 2 | 60 | 760091 | Bathroom | 0.00072358
Ceiling Fixture | Linear Fluorescent | 4 | T-8 | 2 | 32 | 760091 | Bathroom | 0.00072358
Ceiling Fixture | Linear Fluorescent | 4 | T-8 | 2 | 32 | 760091 | Bathroom | 0.00072358
Other | Linear Fluorescent | 1.2 | T-8 | 1 | 15 | 760091 | Bathroom | 0.00072358
Table | Compact Fluorescent |  | Twist | 1 | 13 | 760091 | Bathroom | 0.00072358
Wall Mount | Compact Fluorescent |  | Pin base | 2 | 9 | 760092 | Bathroom | 0.00072358
Ceiling Fixture | Compact Fluorescent |  | Pin base | 2 | 13 | 760092 | Bathroom | 0.00072358
Ceiling Fixture | Linear Fluorescent | 4 | T-8 | 2 | 32 | 760092 | Bathroom | 0.00072358
Chandelier (Hanging) | Compact Fluorescent |  | Circline (Screw Base) | 1 | 22 | 760092 | Bathroom | 0.00072358
Table | Incandescent |  | Standard A Lamp | 1 | 75 | 760092 | Bathroom | 0.00072358
Floor lamp | Incandescent |  | Standard A Lamp | 1 | 75 | 760092 | Bathroom | 0.00072358
Wall Mount | Incandescent |  | Standard A Lamp | 3 | 75 | 760101 | Bathroom | 0.00072358
Track | Halogen |  | MR | 4 | 50 | 760101 | Bathroom | 0.00072358
Ceiling Fixture | Halogen |  | MR | 1 | 50 | 760101 | Bathroom | 0.00072358
Ceiling Fixture | Halogen |  | MR | 1 | 50 | 760101 | Bathroom | 0.00072358
Ceiling Fixture | Halogen |  | MR | 3 | 50 | 760101 | Bathroom | 0.00072358
Track | Halogen |  | MR | 4 | 50 | 760101 | Bathroom | 0.00072358
Floor lamp | Compact Fluorescent |  | Twist | 1 | 23 | 760101 | Bathroom | 0.00072358
Wall Mount | Incandescent |  | Standard A Lamp | 3 | 40 | 760102 | Bathroom | 0.00072358
Table | Incandescent |  | Decorative | 2 | 40 | 760102 | Bathroom | 0.00072358
Ceiling Fixture | Incandescent |  | Standard A Lamp | 2 | 60 | 760102 | Bathroom | 0.00072358
Ceiling Fixture | Incandescent |  | Standard A Lamp | 1 | 60 | 760102 | Bathroom | 0.00072358
Ceiling Fixture | Incandescent |  | Standard A Lamp | 1 | 60 | 760102 | Bathroom | 0.00072358
Table | Incandescent |  | Standard A Lamp | 1 | 40 | 760102 | Bathroom | 0.00072358
Ceiling Fixture | Linear Fluorescent | 4 | T-8 | 2 | 32 | 760102 | Bathroom | 0.00072358
Other | Incandescent |  | Standard A Lamp | 1 | 60 | 760102 | Bathroom | 0.00072358
Low bay | Linear Fluorescent | 1.25 | T-12 | 1 | 15 | 760102 | Bathroom | 0.00072358
Table | Incandescent |  | Standard A Lamp | 1 | 40 | 760102 | Bathroom | 0.00072358
Floor lamp | Incandescent |  | Standard A Lamp | 1 | 40 | 760102 | Bathroom | 0.00072358
Wall Mount | Incandescent |  | Globe | 6 | 60 | 760111 | Bathroom | 0.00072358
Recessed - other | Incandescent |  | Heat Lamp | 1 | 250 | 760111 | Bathroom | 0.00072358
Ceiling Fixture | Compact Fluorescent |  | Circline (Screw Base) | 1 | 30 | 760111 | Bathroom | 0.00072358
Ceiling Fixture | Compact Fluorescent |  | Circline (Screw Base) | 1 | 30 | 760111 | Bathroom | 0.00072358
Ceiling Fixture | Linear Fluorescent | 4 | T-8 | 4 | 32 | 760111 | Bathroom | 0.00072358
Other | Incandescent |  | Other | 1 | 25 | 760111 | Bathroom | 0.00072358
Ceiling Fixture | Compact Fluorescent |  | Circline (Screw Base) | 1 | 36 | 760111 | Bathroom | 0.00072358
Floor lamp | Incandescent |  | 3-Way Incandescent | 2 | 150 | 760111 | Bathroom | 0.00072358
Floor lamp | Compact Fluorescent |  | Twist | 1 | 23 | 760111 | Bathroom | 0.00072358
Floor lamp | Compact Fluorescent |  | Twist | 1 | 14 | 760111 | Bathroom | 0.00072358
Chandelier (Hanging) | Incandescent |  | Mini base | 9 | 25 | 760111 | Bathroom | 0.00072358
Table | Compact Fluorescent |  | Twist | 2 | 26 | 760111 | Bathroom | 0.00072358
Recessed - other | Incandescent |  | Heat Lamp | 1 | 250 | 760112 | Bathroom | 0.00072358
Wall Mount | Incandescent |  | Globe | 6 | 60 | 760112 | Bathroom | 0.00072358
Ceiling Fixture | Compact Fluorescent |  | Circline (Screw Base) | 1 | 30 | 760112 | Bathroom | 0.00072358
Table | Incandescent |  | Standard A Lamp | 1 | 60 | 760112 | Bathroom | 0.00072358
Ceiling Fixture | Compact Fluorescent |  | Circline (Screw Base) | 1 | 30 | 760112 | Bathroom | 0.00072358
Ceiling Fixture | Linear Fluorescent | 4 | T-8 | 4 | 32 | 760112 | Bathroom | 0.00072358
Table | Incandescent |  | Standard A Lamp | 1 | 60 | 760112 | Bathroom | 0.00072358
Other | Incandescent |  | Other | 1 | 25 | 760112 | Bathroom | 0.00072358
Ceiling Fixture | Compact Fluorescent |  | Circline (Screw Base) | 1 | 36 | 760112 | Bathroom | 0.00072358
Wall Mount | Incandescent |  | Globe | 4 | 25 | 760121 | Bathroom | 0.00072358
Wall Mount | Incandescent |  | Globe | 4 | 40 | 760121 | Bathroom | 0.00072358
Recessed - other | Incandescent |  | Heat Lamp | 1 | 250 | 760121 | Bathroom | 0.00072358
Table | Incandescent |  | Standard A Lamp | 1 | 60 | 760121 | Bathroom | 0.00072358
Ceiling Fixture | Compact Fluorescent |  | Twist | 1 | 13 | 760121 | Bathroom | 0.00072358
Floor lamp | Incandescent |  | Decorative | 2 | 40 | 760121 | Bathroom | 0.00072358
Table | Incandescent |  | Decorative | 1 | 40 | 760121 | Bathroom | 0.00072358
Table | Incandescent |  | Standard A Lamp | 1 | 60 | 760121 | Bathroom | 0.00072358
Table | Incandescent |  | Decorative | 2 | 40 | 760121 | Bathroom | 0.00072358
Ceiling Fixture | Compact Fluorescent |  | Twist | 1 | 13 | 760121 | Bathroom | 0.00072358
Ceiling Fixture | Compact Fluorescent |  | Twist | 1 | 23 | 760121 | Bathroom | 0.00072358
Other | Incandescent |  | Reflector | 2 | 45 | 760121 | Bathroom | 0.00072358
Torchiere | Incandescent |  | Standard A Lamp | 2 | 40 | 760121 | Bathroom | 0.00072358
Recessed Can | Incandescent |  | Reflector | 1 | 65 | 760121 | Bathroom | 0.00072358
Wall Mount | Incandescent |  | Globe | 4 | 40 | 760122 | Bathroom | 0.00072358
Recessed - other | Incandescent |  | Reflector | 1 | 250 | 760122 | Bathroom | 0.00072358
Table | Compact Fluorescent |  | Twist | 1 | 13 | 760122 | Bathroom | 0.00072358
Torchiere | Incandescent |  | Standard A Lamp | 2 | 60 | 760122 | Bathroom | 0.00072358
Ceiling Fixture | Compact Fluorescent |  | Twist | 1 | 13 | 760122 | Bathroom | 0.00072358
Table | Incandescent |  | Standard A Lamp | 1 | 60 | 760122 | Bathroom | 0.00072358
Ceiling Fixture | Compact Fluorescent |  | Twist | 1 | 13 | 760122 | Bathroom | 0.00072358
Ceiling Fixture | Compact Fluorescent |  | Twist | 1 | 23 | 760122 | Bathroom | 0.00072358
Other | Incandescent |  | Other | 2 | 45 | 760122 | Bathroom | 0.00072358
Torchiere | Incandescent |  | Standard A Lamp | 1 | 60 | 760122 | Bathroom | 0.00072358
Table | Compact Fluorescent |  | Twist | 1 | 12 | 760122 | Bathroom | 0.00072358
Table | Compact Fluorescent |  | Circline (Screw Base) | 1 | 22 | 760122 | Bathroom | 0.00072358
Table | Compact Fluorescent |  | Twist | 1 | 13 | 760122 | Bathroom | 0.00072358
Chandelier (Hanging) | Incandescent |  | Standard A Lamp | 1 | 60 | 760122 | Bathroom | 0.00072358
Ceiling Fixture | Incandescent |  | Reflector | 1 | 65 | 760122 | Bathroom | 0.00072358
Wall Mount | Incandescent |  | Globe | 4 | 40 | 760131 | Bathroom | 0.00072358
Recessed - other | Incandescent |  | Heat Lamp | 1 | 250 | 760131 | Bathroom | 0.00072358
Ceiling Fixture | Compact Fluorescent |  | Twist | 1 | 13 | 760131 | Bathroom | 0.00072358
Table | Compact Fluorescent |  | Pin base | 1 | 13 | 760131 | Bathroom | 0.00072358
Floor lamp | Compact Fluorescent |  | Pin base | 1 | 13 | 760131 | Bathroom | 0.00072358
Ceiling Fan | Compact Fluorescent |  | Twist | 1 | 13 | 760131 | Bathroom | 0.00072358
Ceiling Fixture | Incandescent |  | Standard A Lamp | 1 | 60 | 760131 | Bathroom | 0.00072358
Ceiling Fixture | Compact Fluorescent |  | Twist | 1 | 13 | 760131 | Bathroom | 0.00072358
Floor lamp | Compact Fluorescent |  | Twist | 1 | 13 | 760131 | Bathroom | 0.00072358
Torchiere | Compact Fluorescent |  | Twist | 2 | 18 | 760131 | Bathroom | 0.00072358
Track | Halogen |  | MR | 3 | 50 | 760131 | Bathroom | 0.00072358
Floor lamp | Compact Fluorescent |  | Twist | 1 | 20 | 760132 | Living Room | 0.00072358
Table | Compact Fluorescent |  | Pin base | 1 | 13 | 760132 | Living Room | 0.00072358
Table | Compact Fluorescent |  | Pin base | 1 | 27 | 760132 | Living Room | 0.00072358
Table | Incandescent |  | Decorative | 1 | 75 | 760132 | Living Room | 0.00072358
Wall Mount | Incandescent |  | Globe | 4 | 40 | 760132 | Living Room | 0.00072358
Recessed - other | Incandescent |  | Heat Lamp | 1 | 250 | 760132 | Living Room | 0.00072358
Track | Halogen |  | MR | 3 | 50 | 760132 | Living Room | 0.00072358
Other | Incandescent |  | Decorative | 1 | 40 | 760132 | Living Room | 0.00072358
Ceiling Fixture | Linear Fluorescent | 4 | T-8 | 2 | 32 | 770011 | Bathroom | 0.00072358
Architectural | Incandescent |  | Standard A Lamp | 1 | 150 | 770011 | Bathroom | 0.00072358
Ceiling Fixture | Incandescent |  | Standard A Lamp | 1 | 60 | 770011 | Bathroom | 0.00072358
Ceiling Fixture | Incandescent |  | Standard A Lamp | 1 | 60 | 770011 | Bathroom | 0.00072358
Ceiling Fixture | Linear Fluorescent | 4 | T-8 | 2 | 32 | 770011 | Bathroom | 0.00072358
Ceiling Fixture | Incandescent |  | Standard A Lamp | 1 | 60 | 770011 | Bathroom | 0.00072358
Floor lamp | Incandescent |  | Standard A Lamp | 1 | 60 | 770011 | Bathroom | 0.00072358
Table | Compact Fluorescent |  | Twist | 1 | 15 | 770011 | Bathroom | 0.00072358
Table | Compact Fluorescent |  | Twist | 1 | 13 | 770011 | Bathroom | 0.00072358
Table | Incandescent |  | Standard A Lamp | 1 | 60 | 770011 | Bathroom | 0.00072358
Wall Mount | Linear Fluorescent | 4 | T-8 | 2 | 32 | 770012 | Bathroom | 0.00072358
Ceiling Fixture | Incandescent |  | Standard A Lamp | 1 | 60 | 770012 | Bathroom | 0.00072358
Ceiling Fixture | Linear Fluorescent | 4 | T-8 | 2 | 32 | 770012 | Bathroom | 0.00072358
Ceiling Fixture | Incandescent |  | Standard A Lamp | 1 | 100 | 770021 | Kitchen | 0.00072358
Other | Linear Fluorescent | 1.5 | T-8 | 1 | 15 | 770021 | Kitchen | 0.00072358
Wall Mount | Incandescent |  | Globe | 6 | 60 | 770021 | Kitchen | 0.00072358
Recessed - other | Incandescent |  | Reflector | 1 | 120 | 770021 | Kitchen | 0.00072358
Wall Mount | Incandescent |  | Globe | 4 | 60 | 770021 | Kitchen | 0.00072358
Recessed - other | Incandescent |  | Heat Lamp | 1 | 250 | 770021 | Kitchen | 0.00072358
Ceiling Fixture | Incandescent |  | Standard A Lamp | 1 | 75 | 770021 | Kitchen | 0.00072358
Table | Incandescent |  | 3-Way Incandescent | 1 | 100 | 770021 | Kitchen | 0.00072358
Table | Compact Fluorescent |  | Pin base | 1 | 13 | 770021 | Kitchen | 0.00072358
Table | Linear Fluorescent | 1.5 | T-5 | 2 | 18 | 770021 | Kitchen | 0.00072358
Table | Incandescent |  | Standard A Lamp | 1 | 100 | 770021 | Kitchen | 0.00072358
Table | Compact Fluorescent |  | Twist | 1 | 23 | 770021 | Kitchen | 0.00072358
Table | Incandescent |  | 3-Way Incandescent | 1 | 100 | 770021 | Kitchen | 0.00072358
Ceiling Fixture | Incandescent |  | Decorative | 2 | 25 | 770021 | Kitchen | 0.00072358
Chandelier (Hanging) | Halogen |  | Quartz Tube | 1 | 50 | 770021 | Kitchen | 0.00072358
Ceiling Fixture | Incandescent |  | Standard A Lamp | 1 | 100 | 770021 | Kitchen | 0.00072358
Table | Compact Fluorescent |  | Twist | 1 | 27 | 770021 | Kitchen | 0.00072358
Table | Incandescent |  | Standard A Lamp | 1 | 100 | 770021 | Kitchen | 0.00072358
Chandelier (Hanging) | Incandescent |  | Standard A Lamp | 1 | 40 | 770021 | Kitchen | 0.00072358
Chandelier (Hanging) | Incandescent |  | Clear | 6 | 40 | 770021 | Kitchen | 0.00072358
Wall Mount | Compact Fluorescent |  | Twist | 5 | 11 | 770022 | Bathroom | 0.00072358
Recessed - other | Incandescent |  | Heat Lamp | 1 | 250 | 770022 | Bathroom | 0.00072358
Table | Incandescent |  | Standard A Lamp | 1 | 60 | 770022 | Bathroom | 0.00072358
Table | Compact Fluorescent |  | A shape bulb | 1 | 15 | 770022 | Bathroom | 0.00072358
Chandelier (Hanging) | Compact Fluorescent |  | Twist | 1 | 15 | 770022 | Bathroom | 0.00072358
Ceiling Fixture | Incandescent |  | Standard A Lamp | 1 | 60 | 770022 | Bathroom | 0.00072358
Ceiling Fan | Incandescent |  | Standard A Lamp | 1 | 75 | 770022 | Bathroom | 0.00072358
Ceiling Fixture | Linear Fluorescent | 4 | T-12 | 2 | 40 | 770022 | Bathroom | 0.00072358
Other | Linear Fluorescent | 2 | T-12 | 2 | 32 | 770022 | Bathroom | 0.00072358
Other | Linear Fluorescent | 1.5 | T-8 | 1 | 20 | 770022 | Bathroom | 0.00072358
Recessed - other | Halogen |  | Other | 2 | 20 | 770022 | Bathroom | 0.00072358
Table | Incandescent |  | Standard A Lamp | 1 | 100 | 770022 | Bathroom | 0.00072358
Floor lamp | Compact Fluorescent |  | Twist | 1 | 15 | 770022 | Bathroom | 0.00072358
Chandelier (Hanging) | Incandescent |  | Decorative | 4 | 40 | 770022 | Bathroom | 0.00072358
Wall Mount | Compact Fluorescent |  | Twist | 3 | 13 | 770031 | Bathroom | 0.00072358
Table | Incandescent |  | Standard A Lamp | 1 | 40 | 770031 | Bathroom | 0.00072358
Table | Incandescent |  | Decorative | 1 | 25 | 770031 | Bathroom | 0.00072358
Table | Compact Fluorescent |  | Twist | 1 | 13 | 770031 | Bathroom | 0.00072358
Wall Mount | Incandescent |  | Standard A Lamp | 2 | 60 | 770031 | Bathroom | 0.00072358
Wall Mount | Incandescent |  | Standard A Lamp | 2 | 65 | 770031 | Bathroom | 0.00072358
Ceiling Fixture | Linear Fluorescent | 3 | T-5 | 1 | 22 | 770031 | Bathroom | 0.00072358
Floor lamp | Compact Fluorescent |  | Twist | 1 | 13 | 770031 | Bathroom | 0.00072358
Wall Mount | Linear Fluorescent | 3 | T-5 | 1 | 22 | 770031 | Bathroom | 0.00072358
Ceiling Fixture | Compact Fluorescent |  | Twist | 1 | 23 | 770031 | Bathroom | 0.00072358
Wall Mount | Compact Fluorescent |  | Twist | 2 | 23 | 770032 | Bathroom | 0.00072358
Wall Mount | Compact Fluorescent |  | Twist | 2 | 13 | 770032 | Bathroom | 0.00072358
Floor lamp | Incandescent |  | Decorative | 4 | 25 | 770032 | Bathroom | 0.00072358
Ceiling Fixture | Linear Fluorescent | 3 | T-5 | 1 | 22 | 770032 | Bathroom | 0.00072358
Recessed - other | Compact Fluorescent |  | Twist | 1 | 13 | 770032 | Bathroom | 0.00072358
Wall Mount | Compact Fluorescent |  | Twist | 2 | 23 | 770032 | Bathroom | 0.00072358
Wall Mount | Compact Fluorescent |  | Twist | 2 | 7 | 770032 | Bathroom | 0.00072358
Ceiling Fixture | Compact Fluorescent |  | Twist | 1 | 23 | 770032 | Bathroom | 0.00072358
Wall Mount | Linear Fluorescent | 2 | T-12 | 2 | 20 | 770041 | Bathroom | 0.00072358
Recessed - other | Incandescent |  | Heat Lamp | 1 | 250 | 770041 | Bathroom | 0.00072358
Ceiling Fixture | Compact Fluorescent |  | Pin base | 2 | 13 | 770041 | Bathroom | 0.00072358
Table | Incandescent |  | Standard A Lamp | 1 | 65 | 770041 | Bathroom | 0.00072358
Other | Incandescent |  | Mini base | 1 | 40 | 770041 | Bathroom | 0.00072358
Ceiling Fixture | Compact Fluorescent |  | Pin base | 2 | 13 | 770041 | Bathroom | 0.00072358
Ceiling Fixture | Compact Fluorescent |  | Pin base | 2 | 13 | 770041 | Bathroom | 0.00072358
Table | Incandescent |  | 3-Way Incandescent | 1 | 250 | 770041 | Bathroom | 0.00072358
Floor lamp | Compact Fluorescent |  | Pin base | 1 | 27 | 770041 | Bathroom | 0.00072358
Chandelier (Hanging) | Incandescent |  | Standard A Lamp | 1 | 60 | 770041 | Bathroom | 0.00072358
Floor lamp | Incandescent |  | Standard A Lamp | 1 | 100 | 770041 | Bathroom | 0.00072358
Ceiling Fixture | Compact Fluorescent |  | Pin base | 2 | 13 | 770041 | Bathroom | 0.00072358
Ceiling Fixture | Compact Fluorescent |  | Pin base | 2 | 13 | 770041 | Bathroom | 0.00072358
Recessed - other | Incandescent |  | Heat Lamp | 1 | 250 | 770042 | Bathroom | 0.00072358
Wall Mount | Compact Fluorescent |  | Twist | 5 | 13 | 770042 | Bathroom | 0.00072358
Table | Incandescent |  | Standard A Lamp | 1 | 60 | 770042 | Bathroom | 0.00072358
Table | Incandescent |  | Standard A Lamp | 1 | 75 | 770042 | Bathroom | 0.00072358
Ceiling Fixture | Compact Fluorescent |  | Twist | 1 | 13 | 770042 | Bathroom | 0.00072358
Other | Incandescent |  | Mini base | 1 | 40 | 770042 | Bathroom | 0.00072358
Ceiling Fixture | Linear Fluorescent | 2 | T-8 | 4 | 32 | 770042 | Bathroom | 0.00072358
Torchiere | Incandescent |  | 3-Way Incandescent | 1 | 100 | 770042 | Bathroom | 0.00072358
Table | Incandescent |  | 3-Way Incandescent | 1 | 150 | 770042 | Bathroom | 0.00072358
Chandelier (Hanging) | Compact Fluorescent |  | Twist | 2 | 13 | 770042 | Bathroom | 0.00072358
Recessed Can | Incandescent |  | Reflector | 1 | 100 | 770051 | Bathroom | 0.00072358
Wall Mount | Compact Fluorescent |  | Twist | 5 | 13 | 770051 | Bathroom | 0.00072358
Table | Compact Fluorescent |  | Twist | 1 | 7 | 770051 | Bathroom | 0.00072358
Ceiling Fixture | Compact Fluorescent |  | Twist | 1 | 23 | 770051 | Bathroom | 0.00072358
Ceiling Fixture | Incandescent |  | Reflector | 1 | 65 | 770051 | Bathroom | 0.00072358
Recessed Can | Incandescent |  | Reflector | 2 | 65 | 770051 | Bathroom | 0.00072358
Recessed - other | Incandescent |  | Mini base | 2 | 40 | 770051 | Bathroom | 0.00072358
Floor lamp | Compact Fluorescent |  | Twist | 1 | 13 | 770051 | Bathroom | 0.00072358
Floor lamp | Compact Fluorescent |  | Twist | 1 | 13 | 770051 | Bathroom | 0.00072358
Floor lamp | Compact Fluorescent |  | Twist | 1 | 23 | 770051 | Bathroom | 0.00072358
Table | Halogen |  | MR | 1 | 10 | 770051 | Bathroom | 0.00072358
Wall Mount | Compact Fluorescent |  | Twist | 5 | 13 | 770051 | Bathroom | 0.00072358
Recessed Can | Incandescent |  | Heat Lamp | 1 | 125 | 770051 | Bathroom | 0.00072358
Floor lamp | Compact Fluorescent |  | Twist | 1 | 13 | 770051 | Bathroom | 0.00072358
Recessed Can | Incandescent |  | Reflector | 1 | 120 | 770052 | Bathroom | 0.00072358
Wall Mount | Incandescent |  | Standard A Lamp | 2 | 60 | 770052 | Bathroom | 0.00072358
Wall Mount | Incandescent |  | Standard A Lamp | 2 | 60 | 770052 | Bathroom | 0.00072358
Recessed Can | Incandescent |  | Heat Lamp | 1 | 120 | 770052 | Bathroom | 0.00072358
Table | Compact Fluorescent |  | Twist | 1 | 13 | 770052 | Bathroom | 0.00072358
Table | Compact Fluorescent |  | Pin base | 1 | 7 | 770052 | Bathroom | 0.00072358
Ceiling Fixture | Incandescent |  | Reflector | 1 | 120 | 770052 | Bathroom | 0.00072358
Floor lamp | Incandescent |  | Standard A Lamp | 1 | 75 | 770052 | Bathroom | 0.00072358
Floor lamp | Compact Fluorescent |  | Twist | 2 | 13 | 770052 | Bathroom | 0.00072358
Floor lamp | Halogen |  | MR | 1 | 50 | 770052 | Bathroom | 0.00072358
Floor lamp | Compact Fluorescent |  | Twist | 2 | 13 | 770052 | Bathroom | 0.00072358
Recessed Can | Incandescent |  | Reflector | 1 | 65 | 770052 | Bathroom | 0.00072358
Recessed Can | Incandescent |  | Standard A Lamp | 1 | 65 | 770052 | Bathroom | 0.00072358
Recessed Can | Incandescent |  | Reflector | 1 | 120 | 770052 | Bathroom | 0.00072358
Table | Incandescent |  | Standard A Lamp | 1 | 150 | 770052 | Bathroom | 0.00072358
Floor lamp | Compact Fluorescent |  | Twist | 2 | 22 | 770052 | Bathroom | 0.00072358
Floor lamp | Incandescent |  | Standard A Lamp | 1 | 125 | 770052 | Bathroom | 0.00072358
Table | Incandescent |  | Standard A Lamp | 1 | 60 | 770052 | Bathroom | 0.00072358
Recessed - other | Incandescent |  | Heat Lamp | 1 | 250 | 770061 | Bathroom | 0.00072358
Wall Mount | Compact Fluorescent |  | Twist | 2 | 18 | 770061 | Bathroom | 0.00072358
Recessed - other | Incandescent |  | Heat Lamp | 1 | 250 | 770061 | Bathroom | 0.00072358
Wall Mount | Compact Fluorescent |  | Twist | 2 | 18 | 770061 | Bathroom | 0.00072358
Table | Compact Fluorescent |  | Twist | 2 | 20 | 770061 | Bathroom | 0.00072358
Table | Compact Fluorescent |  | Twist | 1 | 18 | 770061 | Bathroom | 0.00072358
Table | Compact Fluorescent |  | Twist | 2 | 18 | 770061 | Bathroom | 0.00072358
Ceiling Fixture | Compact Fluorescent |  | Twist | 2 | 20 | 770061 | Bathroom | 0.00072358
Ceiling Fixture | Compact Fluorescent |  | Twist | 1 | 23 | 770061 | Bathroom | 0.00072358
Ceiling Fixture | Compact Fluorescent |  | Twist | 1 | 18 | 770061 | Bathroom | 0.00072358
Table | Compact Fluorescent |  | Twist | 1 | 20 | 770061 | Bathroom | 0.00072358
Track | Halogen |  | PAR | 3 | 50 | 770061 | Bathroom | 0.00072358
Table | Compact Fluorescent |  | Twist | 1 | 20 | 770061 | Bathroom | 0.00072358
Other | Incandescent |  | Other | 1 | 40 | 770061 | Bathroom | 0.00072358
Floor lamp | Incandescent |  | Decorative | 3 | 40 | 770061 | Bathroom | 0.00072358
Ceiling Fixture | Incandescent |  | Heat Lamp | 1 | 250 | 770062 | Bathroom | 0.00072358
Wall Mount | Incandescent |  | Standard A Lamp | 2 | 100 | 770062 | Bathroom | 0.00072358
Table | Incandescent |  | Standard A Lamp | 1 | 40 | 770062 | Bathroom | 0.00072358
Ceiling Fixture | Compact Fluorescent |  | Twist | 1 | 18 | 770062 | Bathroom | 0.00072358
Table | Incandescent |  | 3-Way Incandescent | 1 | 100 | 770062 | Bathroom | 0.00072358
Track | Halogen |  | PAR | 3 | 50 | 770062 | Bathroom | 0.00072358
Other | Incandescent |  | Other | 1 | 40 | 770062 | Bathroom | 0.00072358
Table | Incandescent |  | Standard A Lamp | 1 | 40 | 770062 | Bathroom | 0.00072358
Table | Incandescent |  | 3-Way Incandescent | 1 | 150 | 770062 | Bathroom | 0.00072358
Ceiling Fixture | Compact Fluorescent |  | Twist | 1 | 18 | 770062 | Bathroom | 0.00072358
Wall Mount | Incandescent |  | Globe | 6 | 60 | 770071 | Bathroom | 0.00072358
Recessed - other | Incandescent |  | Heat Lamp | 1 | 250 | 770071 | Bathroom | 0.00072358
Ceiling Fixture | Compact Fluorescent |  | Twist | 2 | 13 | 770071 | Bathroom | 0.00072358
Ceiling Fixture | Compact Fluorescent |  | Twist | 2 | 13 | 770071 | Bathroom | 0.00072358
Ceiling Fixture | Compact Fluorescent |  | Twist | 2 | 13 | 770071 | Bathroom | 0.00072358
Ceiling Fixture | Linear Fluorescent | 4 | T-8 | 4 | 32 | 770071 | Bathroom | 0.00072358
Other | Incandescent |  | Standard A Lamp | 1 | 40 | 770071 | Bathroom | 0.00072358
Ceiling Fixture | Compact Fluorescent |  | Twist | 2 | 13 | 770071 | Bathroom | 0.00072358
Table | Compact Fluorescent |  | Twist | 1 | 18 | 770071 | Bathroom | 0.00072358
Floor lamp | Halogen |  | Other | 1 | 72 | 770071 | Bathroom | 0.00072358
Ceiling Fixture | Compact Fluorescent |  | Twist | 2 | 13 | 770071 | Bathroom | 0.00072358
Wall Mount | Incandescent |  | Globe | 6 | 60 | 770072 | Bathroom | 0.00072358
Recessed - other | Incandescent |  | Heat Lamp | 1 | 250 | 770072 | Bathroom | 0.00072358
Floor lamp | Incandescent |  | 3-Way Incandescent | 1 | 250 | 770072 | Bathroom | 0.00072358
Ceiling Fixture | Linear Fluorescent | 4 | T-8 | 4 | 32 | 770072 | Bathroom | 0.00072358
Ceiling Fixture | Compact Fluorescent |  | Twist | 2 | 13 | 770072 | Bathroom | 0.00072358
Table | Incandescent |  | Clear | 2 | 60 | 770072 | Bathroom | 0.00072358
Torchiere | Incandescent |  | Standard A Lamp | 3 | 100 | 770072 | Bathroom | 0.00072358
Wall Mount | Compact Fluorescent |  | Twist | 6 | 11 | 770081 | Bathroom | 0.00072358
Ceiling Fan | Compact Fluorescent |  | Twist | 3 | 11 | 770081 | Bathroom | 0.00072358
Table | Compact Fluorescent |  | Twist | 1 | 11 | 770081 | Bathroom | 0.00072358
Ceiling Fixture | Compact Fluorescent |  | Twist | 2 | 13 | 770081 | Bathroom | 0.00072358
Table | Compact Fluorescent |  | Twist | 1 | 13 | 770081 | Bathroom | 0.00072358
Ceiling Fixture | Incandescent |  | Mini base | 3 | 25 | 770081 | Bathroom | 0.00072358
Ceiling Fixture | Linear Fluorescent | 4 | T-12 | 2 | 40 | 770081 | Bathroom | 0.00072358
Chandelier (Hanging) | Compact Fluorescent |  | Twist | 1 | 20 | 770081 | Bathroom | 0.00072358
Other | Compact Fluorescent |  | Twist | 1 | 11 | 770081 | Bathroom | 0.00072358
Floor lamp | Compact Fluorescent |  | Twist | 1 | 11 | 770081 | Bathroom | 0.00072358
Table | Compact Fluorescent |  | Twist | 1 | 7 | 770081 | Bathroom | 0.00072358
Floor lamp | Compact Fluorescent |  | Twist | 1 | 14 | 770081 | Bathroom | 0.00072358
Table | Compact Fluorescent |  | Twist | 1 | 11 | 770081 | Bathroom | 0.00072358
Ceiling Fan | Compact Fluorescent |  | Twist | 2 | 15 | 770081 | Bathroom | 0.00072358
Ceiling Fixture | Compact Fluorescent |  | Twist | 1 | 13 | 770081 | Bathroom | 0.00072358
Ceiling Fan | Incandescent |  | Standard A Lamp | 2 | 40 | 770082 | Bedroom | 0.00072358
Table | Incandescent |  | Standard A Lamp | 1 | 75 | 770082 | Bedroom | 0.00072358
Table | Compact Fluorescent |  | Twist | 1 | 23 | 770082 | Bedroom | 0.00072358
Table | Halogen |  | Quartz Tube | 1 | 50 | 770082 | Bedroom | 0.00072358
Track | Incandescent |  | Reflector | 4 | 45 | 770082 | Bedroom | 0.00072358
Track | Incandescent |  | Reflector | 3 | 45 | 770082 | Bedroom | 0.00072358
Track | Incandescent |  | Mini base | 3 | 40 | 770082 | Bedroom | 0.00072358
Track | Incandescent |  | Reflector | 3 | 30 | 770082 | Bedroom | 0.00072358
Table | Incandescent |  | Standard A Lamp | 1 | 40 | 770082 | Bedroom | 0.00072358
Floor lamp | Incandescent |  | Standard A Lamp | 1 | 75 | 770082 | Bedroom | 0.00072358
Floor lamp | Compact Fluorescent |  | Pin base | 1 | 18 | 770082 | Bedroom | 0.00072358
Table | Incandescent |  | Standard A Lamp | 1 | 75 | 770082 | Bedroom | 0.00072358
Wall Mount | Incandescent |  | Globe | 6 | 25 | 770082 | Bedroom | 0.00072358
Wall Mount | Linear Fluorescent | 3 | T-4 | 1 | 25 | 770091 | Bathroom | 0.00072358
Recessed - other | Incandescent |  | Heat Lamp | 1 | 250 | 770091 | Bathroom | 0.00072358
Torchiere | Incandescent |  | Standard A Lamp | 1 | 40 | 770091 | Bathroom | 0.00072358
Torchiere | Compact Fluorescent |  | Twist | 1 | 23 | 770091 | Bathroom | 0.00072358
Ceiling Fixture | Compact Fluorescent |  | Twist | 2 | 13 | 770091 | Bathroom | 0.00072358
Recessed Can | Compact Fluorescent |  | Pin base | 1 | 13 | 770091 | Bathroom | 0.00072358
Ceiling Fixture | Compact Fluorescent |  | Pin base | 2 | 25 | 770091 | Bathroom | 0.00072358
Other | Incandescent |  | Standard A Lamp | 1 | 60 | 770091 | Bathroom | 0.00072358
Chandelier (Hanging) | Incandescent |  | Standard A Lamp | 3 | 40 | 770091 | Bathroom | 0.00072358
Floor lamp | Incandescent |  | Other | 1 | 25 | 770091 | Bathroom | 0.00072358
Table | Incandescent |  | Reflector | 1 | 50 | 770091 | Bathroom | 0.00072358
Other | Incandescent |  | Decorative | 1 | 60 | 770092 | Bathroom | 0.00072358
Recessed - other | Incandescent |  | Heat Lamp | 1 | 250 | 770092 | Bathroom | 0.00072358
Wall Mount | Linear Fluorescent | 3 | T-4 | 1 | 25 | 770092 | Bathroom | 0.00072358
Ceiling Fixture | Compact Fluorescent |  | Pin base | 2 | 13 | 770092 | Bathroom | 0.00072358
Table | Incandescent |  | Standard A Lamp | 1 | 100 | 770092 | Bathroom | 0.00072358
Floor lamp | Incandescent |  | Standard A Lamp | 1 | 100 | 770092 | Bathroom | 0.00072358
Table | Incandescent |  | Standard A Lamp | 1 | 60 | 770092 | Bathroom | 0.00072358
Ceiling Fixture | Compact Fluorescent |  | Pin base | 2 | 13 | 770092 | Bathroom | 0.00072358
Ceiling Fixture | Compact Fluorescent |  | Pin base | 2 | 13 | 770092 | Bathroom | 0.00072358
Recessed Can | Compact Fluorescent |  | Pin base | 1 | 13 | 770092 | Bathroom | 0.00072358
Ceiling Fixture | Compact Fluorescent |  | Pin base | 2 | 25 | 770092 | Bathroom | 0.00072358
Other | Incandescent |  | Standard A Lamp | 1 | 60 | 770092 | Bathroom | 0.00072358
Ceiling Fixture | Compact Fluorescent |  | Pin base | 2 | 13 | 770092 | Bathroom | 0.00072358
Table | Incandescent |  | Standard A Lamp | 2 | 60 | 770092 | Bathroom | 0.00072358
Table | Incandescent |  | Standard A Lamp | 1 | 100 | 770092 | Bathroom | 0.00072358
Floor lamp | Incandescent |  | Standard A Lamp | 1 | 100 | 770092 | Bathroom | 0.00072358
Ceiling Fan | Incandescent |  | Standard A Lamp | 3 | 60 | 770092 | Bathroom | 0.00072358
Wall Mount | Halogen |  | Quartz Tube | 2 | 150 | 770101 | Bathroom | 0.00072358
Ceiling Fixture | Incandescent |  | Heat Lamp | 1 | 150 | 770101 | Bathroom | 0.00072358
Ceiling Fixture | Compact Fluorescent |  | Pin base | 1 | 11 | 770101 | Bathroom | 0.00072358
Ceiling Fixture | Compact Fluorescent |  | Pin base | 2 | 13 | 770101 | Bathroom | 0.00072358
Other | Incandescent |  | Other | 2 | 40 | 770101 | Bathroom | 0.00072358
Other | Compact Fluorescent |  | Twist | 2 | 25 | 770101 | Bathroom | 0.00072358
Track | Halogen |  | MR | 3 | 50 | 770101 | Bathroom | 0.00072358
Floor lamp | Incandescent |  | Standard A Lamp | 1 | 40 | 770101 | Bathroom | 0.00072358
Table | Linear Fluorescent | 2 | T-5 | 2 | 24 | 770101 | Bathroom | 0.00072358
Ceiling Fixture | Compact Fluorescent |  | Pin base | 2 | 13 | 770101 | Bathroom | 0.00072358
Other | Linear Fluorescent | 4 | T-8 | 2 | 32 | 770101 | Bathroom | 0.00072358
Wall Mount | Halogen |  | Quartz Tube | 2 | 150 | 770102 | Bathroom | 0.00072358
Ceiling Fixture | Incandescent |  | Heat Lamp | 1 | 150 | 770102 | Bathroom | 0.00072358
Ceiling Fixture | Compact Fluorescent |  | Pin base | 1 | 11 | 770102 | Bathroom | 0.00072358
Chandelier (Hanging) | Compact Fluorescent |  | Pin base | 1 | 11 | 770102 | Bathroom | 0.00072358
Torchiere | Compact Fluorescent |  | Pin base | 1 | 11 | 770102 | Bathroom | 0.00072358
Ceiling Fixture | Compact Fluorescent |  | Pin base | 2 | 13 | 770102 | Bathroom | 0.00072358
Track | Halogen |  | MR | 3 | 25 | 770102 | Bathroom | 0.00072358
Other | Incandescent |  | Other | 2 | 40 | 770102 | Bathroom | 0.00072358
Ceiling Fixture | Compact Fluorescent |  | Pin base | 2 | 13 | 770102 | Bathroom | 0.00072358
Table | Incandescent |  | Clear | 1 | 40 | 770102 | Bathroom | 0.00072358
Wall Mount | Incandescent |  | Globe | 5 | 60 | 770111 | Bathroom | 0.00072358
Wall Mount | Incandescent |  | Globe | 4 | 40 | 770111 | Bathroom | 0.00072358
Wall Mount | Incandescent |  | Standard A Lamp | 3 | 60 | 770111 | Bathroom | 0.00072358
Table | Compact Fluorescent |  | Twist | 1 | 13 | 770111 | Bathroom | 0.00072358
Ceiling Fixture | Compact Fluorescent |  | Circline (Screw Base) | 1 | 36 | 770111 | Bathroom | 0.00072358
Ceiling Fixture | Compact Fluorescent |  | Circline (Screw Base) | 1 | 22 | 770111 | Bathroom | 0.00072358
Ceiling Fixture | Compact Fluorescent |  | Circline (Screw Base) | 1 | 22 | 770111 | Bathroom | 0.00072358
Ceiling Fixture | Linear Fluorescent | 4 | T-12 | 4 | 40 | 770111 | Bathroom | 0.00072358
Other | Linear Fluorescent | 1.5 | T-8 | 1 | 15 | 770111 | Bathroom | 0.00072358
Other | Incandescent |  | Standard A Lamp | 1 | 40 | 770111 | Bathroom | 0.00072358
Table | Compact Fluorescent |  | Twist | 1 | 23 | 770111 | Bathroom | 0.00072358
Wall Mount | Incandescent |  | Globe | 4 | 60 | 770112 | Bathroom | 0.00072358
Floor lamp | Incandescent |  | Standard A Lamp | 1 | 100 | 770112 | Bathroom | 0.00072358
Table | Incandescent |  | Standard A Lamp | 1 | 60 | 770112 | Bathroom | 0.00072358
Ceiling Fixture | Compact Fluorescent |  | Circline (Screw Base) | 1 | 22 | 770112 | Bathroom | 0.00072358
Ceiling Fixture | Compact Fluorescent |  | Circline (Screw Base) | 1 | 36 | 770112 | Bathroom | 0.00072358
Floor lamp | Incandescent |  | Standard A Lamp | 1 | 100 | 770112 | Bathroom | 0.00072358
Table | Incandescent |  | Standard A Lamp | 1 | 60 | 770112 | Bathroom | 0.00072358
Floor lamp | Halogen |  | Quartz Tube | 1 | 50 | 770112 | Bathroom | 0.00072358
Wall Mount | Incandescent |  | Standard A Lamp | 3 | 75 | 780011 | Bathroom | 0.00072358
Recessed - other | Incandescent |  | Standard A Lamp | 1 | 60 | 780011 | Bathroom | 0.00072358
Floor lamp | Incandescent |  | Standard A Lamp | 2 | 125 | 780011 | Bathroom | 0.00072358
Chandelier (Hanging) | Incandescent |  | Decorative | 6 | 60 | 780011 | Bathroom | 0.00072358
Ceiling Fixture | Incandescent |  | Standard A Lamp | 2 | 75 | 780011 | Bathroom | 0.00072358
Table | Incandescent |  | Standard A Lamp | 1 | 75 | 780011 | Bathroom | 0.00072358
Recessed Can | Halogen |  | PAR | 1 | 50 | 780011 | Bathroom | 0.00072358
Other | Halogen |  | MR | 2 | 20 | 780011 | Bathroom | 0.00072358
Floor lamp | Incandescent |  | Standard A Lamp | 2 | 60 | 780011 | Bathroom | 0.00072358
Torchiere | Incandescent |  | Standard A Lamp | 2 | 75 | 780011 | Bathroom | 0.00072358
Table | Incandescent |  | Standard A Lamp | 2 | 60 | 780011 | Bathroom | 0.00072358
Wall Mount | Incandescent |  | Standard A Lamp | 4 | 75 | 780011 | Bathroom | 0.00072358
Recessed Can | Incandescent |  | Standard A Lamp | 1 | 60 | 780011 | Bathroom | 0.00072358
Recessed Can | Halogen |  | PAR | 1 | 50 | 780011 | Bathroom | 0.00072358
Table | Incandescent |  | Standard A Lamp | 1 | 75 | 780011 | Bathroom | 0.00072358
Table | Incandescent |  | Standard A Lamp | 1 | 100 | 780011 | Bathroom | 0.00072358
Wall Mount | Linear Fluorescent | 2 | T-5 | 2 | 13 | 780011 | Bathroom | 0.00072358
Wall Mount | Incandescent |  | Standard A Lamp | 3 | 75 | 780012 | Bathroom | 0.00072358
Recessed - other | Incandescent |  | Standard A Lamp | 1 | 60 | 780012 | Bathroom | 0.00072358
Table | Compact Fluorescent |  | Pin base | 1 | 26 | 780012 | Bathroom | 0.00072358
Table | Incandescent |  | Standard A Lamp | 1 | 75 | 780012 | Bathroom | 0.00072358
Ceiling Fixture | Halogen |  | PAR | 2 | 50 | 780012 | Bathroom | 0.00072358
Ceiling Fixture | Halogen |  | PAR | 1 | 50 | 780012 | Bathroom | 0.00072358
Other | Halogen |  | MR | 2 | 50 | 780012 | Bathroom | 0.00072358
Table | Compact Fluorescent |  | Pin base | 1 | 26 | 780012 | Bathroom | 0.00072358
Ceiling Fixture | Compact Fluorescent |  | Twist | 2 | 19 | 780012 | Bathroom | 0.00072358
Ceiling Fixture | Compact Fluorescent |  | Twist | 2 | 18 | 780012 | Bathroom | 0.00072358
Recessed Can | Halogen |  | PAR | 1 | 50 | 780012 | Bathroom | 0.00072358
Recessed Can | Halogen |  | PAR | 1 | 50 | 780012 | Bathroom | 0.00072358
Ceiling Fixture | Halogen |  | PAR | 1 | 50 | 780012 | Bathroom | 0.00072358
Other | Halogen |  | MR | 2 | 20 | 780012 | Bathroom | 0.00072358
Floor lamp | Incandescent |  | 3-Way Incandescent | 1 | 150 | 780012 | Bathroom | 0.00072358
Floor lamp | Compact Fluorescent |  | Pin base | 1 | 13 | 780012 | Bathroom | 0.00072358
Ceiling Fixture | Incandescent |  | Standard A Lamp | 1 | 60 | 780012 | Bathroom | 0.00072358
Wall Mount | Incandescent |  | Standard A Lamp | 4 | 75 | 780012 | Bathroom | 0.00072358
Recessed Can | Incandescent |  | Standard A Lamp | 1 | 60 | 780012 | Bathroom | 0.00072358
Table | Incandescent |  | 3-Way Incandescent | 1 | 100 | 780012 | Bathroom | 0.00072358
Recessed Can | Halogen |  | PAR | 1 | 50 | 780012 | Bathroom | 0.00072358
Wall Mount | Linear Fluorescent | 2 | T-5 | 2 | 13 | 780012 | Bathroom | 0.00072358
Wall Mount | Incandescent |  | Globe | 6 | 40 | 780021 | Bathroom | 0.00072358
Wall Mount | Incandescent |  | Globe | 6 | 40 | 780021 | Bathroom | 0.00072358
Floor lamp | Incandescent |  | Standard A Lamp | 1 | 25 | 780021 | Bathroom | 0.00072358
Floor lamp | Compact Fluorescent |  | Twist | 1 | 26 | 780021 | Bathroom | 0.00072358
Table | Incandescent |  | Standard A Lamp | 1 | 25 | 780021 | Bathroom | 0.00072358
Table | Incandescent |  | Decorative | 1 | 25 | 780021 | Bathroom | 0.00072358
Recessed Can | Incandescent |  | Standard A Lamp | 1 | 60 | 780021 | Bathroom | 0.00072358
Recessed Can | Incandescent |  | Reflector | 1 | 65 | 780021 | Bathroom | 0.00072358
Recessed Can | Incandescent |  | Reflector | 1 | 65 | 780021 | Bathroom | 0.00072358
Other | Incandescent |  | Other | 1 | 40 | 780021 | Bathroom | 0.00072358
Floor lamp | Compact Fluorescent |  | Twist | 3 | 13 | 780021 | Bathroom | 0.00072358
Ceiling Fixture | Incandescent |  | Standard A Lamp | 3 | 60 | 780021 | Bathroom | 0.00072358
Wall Mount | Incandescent |  | Globe | 6 | 60 | 780022 | Bathroom | 0.00072358
Wall Mount | Incandescent |  | Globe | 6 | 40 | 780022 | Bathroom | 0.00072358
Torchiere | Incandescent |  | Standard A Lamp | 1 | 100 | 780022 | Bathroom | 0.00072358
Table | Incandescent |  | Standard A Lamp | 1 | 25 | 780022 | Bathroom | 0.00072358
Recessed Can | Incandescent |  | Reflector | 1 | 65 | 780022 | Bathroom | 0.00072358
Ceiling Fixture | Incandescent |  | Reflector | 1 | 65 | 780022 | Bathroom | 0.00072358
Recessed Can | Incandescent |  | Reflector | 1 | 65 | 780022 | Bathroom | 0.00072358
Other | Incandescent |  | Standard A Lamp | 2 | 40 | 780022 | Bathroom | 0.00072358
Table | Incandescent |  | 3-Way Incandescent | 1 | 150 | 780022 | Bathroom | 0.00072358
Floor lamp | Compact Fluorescent |  | Twist | 1 | 19 | 780022 | Bathroom | 0.00072358
Floor lamp | Halogen |  | Other | 1 | 50 | 780022 | Bathroom | 0.00072358
Floor lamp | Incandescent |  | Standard A Lamp | 1 | 100 | 780022 | Bathroom | 0.00072358
Chandelier (Hanging) | Incandescent |  | Globe | 1 | 40 | 780022 | Bathroom | 0.00072358
Wall Mount | Incandescent |  | Globe | 4 | 40 | 780031 | Bathroom | 0.00072358
Recessed - other | Incandescent |  | Heat Lamp | 1 | 250 | 780031 | Bathroom | 0.00072358
Ceiling Fixture | Compact Fluorescent |  | Twist | 2 | 13 | 780031 | Bathroom | 0.00072358
Table | Compact Fluorescent |  | Twist | 1 | 11 | 780031 | Bathroom | 0.00072358
Floor lamp | Compact Fluorescent |  | Twist | 1 | 13 | 780031 | Bathroom | 0.00072358
Track | Halogen |  | MR | 3 | 50 | 780031 | Bathroom | 0.00072358
Ceiling Fixture | Compact Fluorescent |  | Twist | 2 | 13 | 780031 | Bathroom | 0.00072358
Track | Halogen |  | MR | 3 | 50 | 780031 | Bathroom | 0.00072358
Other | Incandescent |  | Decorative | 2 | 30 | 780031 | Bathroom | 0.00072358
Floor lamp | Incandescent |  | Standard A Lamp | 3 | 75 | 780031 | Bathroom | 0.00072358
Wall Mount | Incandescent |  | Globe | 4 | 40 | 780031 | Bathroom | 0.00072358
Recessed - other | Incandescent |  | Heat Lamp | 1 | 250 | 780031 | Bathroom | 0.00072358
Ceiling Fixture | Compact Fluorescent |  | Twist | 2 | 13 | 780031 | Bathroom | 0.00072358
Table | Incandescent |  | Standard A Lamp | 1 | 75 | 780031 | Bathroom | 0.00072358
Recessed - other | Incandescent |  | Heat Lamp | 1 | 250 | 780032 | Bathroom | 0.00072358
Wall Mount | Incandescent |  | Globe | 6 | 60 | 780032 | Bathroom | 0.00072358
Ceiling Fixture | Incandescent |  | Standard A Lamp | 1 | 60 | 780032 | Bathroom | 0.00072358
Track | Halogen |  | MR | 2 | 50 | 780032 | Bathroom | 0.00072358
Other | Incandescent |  | Decorative | 2 | 30 | 780032 | Bathroom | 0.00072358
Ceiling Fixture | Incandescent |  | Standard A Lamp | 1 | 60 | 780032 | Bathroom | 0.00072358
Torchiere | Compact Fluorescent |  | Twist | 1 | 13 | 780032 | Bathroom | 0.00072358
Torchiere | Incandescent |  | Standard A Lamp | 1 | 60 | 780032 | Bathroom | 0.00072358
Table | Halogen |  | Quartz Tube | 1 | 100 | 780032 | Bathroom | 0.00072358
Track | Halogen |  | MR | 1 | 50 | 780032 | Bathroom | 0.00072358
Table | Compact Fluorescent |  | Pin base | 1 | 27 | 780032 | Bathroom | 0.00072358
Ceiling Fixture | Incandescent |  | Clear | 2 | 60 | 780041 | Hall | 0.00072358
Track | Halogen |  | MR | 3 | 40 | 780041 | Hall | 0.00072358
Recessed - other | Incandescent |  | Mini base | 2 | 40 | 780041 | Hall | 0.00072358
Floor lamp | Incandescent |  | Reflector | 1 | 40 | 780041 | Hall | 0.00072358
Floor lamp | Compact Fluorescent |  | Twist | 1 | 23 | 780041 | Hall | 0.00072358
Table | Compact Fluorescent |  | Twist | 1 | 23 | 780041 | Hall | 0.00072358
Ceiling Fixture | Incandescent |  | Clear | 2 | 60 | 780041 | Hall | 0.00072358
Wall Mount | Halogen |  | Quartz Tube | 2 | 100 | 780041 | Hall | 0.00072358
Recessed Can | Incandescent |  | Heat Lamp | 1 | 250 | 780041 | Hall | 0.00072358
Wall Mount | Halogen |  | Quartz Tube | 2 | 100 | 780042 | Bathroom | 0.00072358
Recessed Can | Incandescent |  | Heat Lamp | 1 | 250 | 780042 | Bathroom | 0.00072358
Ceiling Fixture | Compact Fluorescent |  | Twist | 2 | 13 | 780042 | Bathroom | 0.00072358
Track | Halogen |  | MR | 3 | 40 | 780042 | Bathroom | 0.00072358
Recessed - other | Incandescent |  | Mini base | 1 | 40 | 780042 | Bathroom | 0.00072358
Floor lamp | Compact Fluorescent |  | Twist | 1 | 13 | 780042 | Bathroom | 0.00072358
Table | Incandescent |  | Standard A Lamp | 1 | 52 | 780042 | Bathroom | 0.00072358
Wall Mount | Incandescent |  | Standard A Lamp | 3 | 75 | 780051 | Bathroom | 0.00072358
Recessed Can | Incandescent |  | Heat Lamp | 1 | 250 | 780051 | Bathroom | 0.00072358
Floor lamp | Halogen |  | Quartz Tube | 1 | 500 | 780051 | Bathroom | 0.00072358
Track | Halogen |  | Quartz Tube | 4 | 50 | 780051 | Bathroom | 0.00072358
Recessed Can | Incandescent |  | Reflector | 1 | 65 | 780051 | Bathroom | 0.00072358
Recessed Can | Incandescent |  | Reflector | 4 | 65 | 780051 | Bathroom | 0.00072358
Recessed - other | Incandescent |  | Mini base | 2 | 40 | 780051 | Bathroom | 0.00072358
Ceiling Fixture | Incandescent |  | Standard A Lamp | 2 | 75 | 780051 | Bathroom | 0.00072358
Floor lamp | Halogen |  | Quartz Tube | 1 | 75 | 780051 | Bathroom | 0.00072358
Table | Incandescent |  | Standard A Lamp | 1 | 100 | 780051 | Bathroom | 0.00072358
Table | Incandescent |  | Decorative | 1 | 25 | 780051 | Bathroom | 0.00072358
Wall Mount | Incandescent |  | Mini base | 6 | 40 | 780052 | Bathroom | 0.00072358
Ceiling Fixture | Incandescent |  | Standard A Lamp | 2 | 60 | 780052 | Bathroom | 0.00072358
Ceiling Fixture | Incandescent |  | Reflector | 1 | 65 | 780052 | Bathroom | 0.00072358
Recessed Can | Compact Fluorescent |  | Reflector | 1 | 23 | 780052 | Bathroom | 0.00072358
Recessed Can | Incandescent |  | Reflector | 1 | 65 | 780052 | Bathroom | 0.00072358
Recessed - other | Incandescent |  | Mini base | 2 | 4 | 780052 | Bathroom | 0.00072358
Track | Halogen |  | PAR | 3 | 50 | 780052 | Bathroom | 0.00072358
Ceiling Fixture | Compact Fluorescent |  | Circline (Screw Base) | 1 | 32 | 780061 | Bathroom | 0.00072358
Wall Mount | Linear Fluorescent | 2 | T-8 | 2 | 17 | 780061 | Bathroom | 0.00072358
Floor lamp | Compact Fluorescent |  | Twist | 1 | 23 | 780061 | Bathroom | 0.00072358
Table | Compact Fluorescent |  | Twist | 1 | 23 | 780061 | Bathroom | 0.00072358
Ceiling Fixture | Compact Fluorescent |  | Circline (Screw Base) | 1 | 32 | 780061 | Bathroom | 0.00072358
Ceiling Fixture | Compact Fluorescent |  | Circline (Screw Base) | 2 | 40 | 780061 | Bathroom | 0.00072358
Ceiling Fixture | Compact Fluorescent |  | Pin base | 1 | 26 | 780061 | Bathroom | 0.00072358
Other | Incandescent |  | Other | 1 | 40 | 780061 | Bathroom | 0.00072358
Table | Compact Fluorescent |  | Twist | 1 | 23 | 780061 | Bathroom | 0.00072358
Table | Compact Fluorescent |  | Twist | 1 | 9 | 780061 | Bathroom | 0.00072358
Table | Other |  | Other | 1 | 3 | 780061 | Bathroom | 0.00072358
Ceiling Fixture | Compact Fluorescent |  | Circline (Screw Base) | 1 | 32 | 780062 | Bathroom | 0.00072358
Wall Mount | Linear Fluorescent | 2 | T-8 | 2 | 17 | 780062 | Bathroom | 0.00072358
Table | Incandescent |  | Standard A Lamp | 1 | 75 | 780062 | Bathroom | 0.00072358
Ceiling Fixture | Compact Fluorescent |  | Circline (Screw Base) | 1 | 32 | 780062 | Bathroom | 0.00072358
Ceiling Fixture | Compact Fluorescent |  | Pin base | 1 | 26 | 780062 | Bathroom | 0.00072358
Ceiling Fixture | Compact Fluorescent |  | Circline (Screw Base) | 2 | 40 | 780062 | Bathroom | 0.00072358
Other | Incandescent |  | Other | 1 | 25 | 780062 | Bathroom | 0.00072358
Table | Incandescent |  | Standard A Lamp | 1 | 75 | 780062 | Bathroom | 0.00072358
Recessed - other | Incandescent |  | Reflector | 1 | 65 | 780071 | Bathroom | 0.00072358
Wall Mount | Incandescent |  | Globe | 6 | 60 | 780071 | Bathroom | 0.00072358
Ceiling Fixture | Compact Fluorescent |  | Twist | 2 | 13 | 780071 | Bathroom | 0.00072358
Ceiling Fixture | Compact Fluorescent |  | Twist | 2 | 13 | 780071 | Bathroom | 0.00072358
Ceiling Fixture | Linear Fluorescent | 4 | T-8 | 4 | 32 | 780071 | Bathroom | 0.00072358
Other | Incandescent |  | Standard A Lamp | 1 | 40 | 780071 | Bathroom | 0.00072358
Ceiling Fixture | Compact Fluorescent |  | Twist | 2 | 13 | 780071 | Bathroom | 0.00072358
Ceiling Fixture | Compact Fluorescent |  | Twist | 2 | 13 | 780071 | Bathroom | 0.00072358
Floor lamp | Incandescent |  | Standard A Lamp | 1 | 60 | 780071 | Bathroom | 0.00072358
Ceiling Fixture | Compact Fluorescent |  | Twist | 2 | 13 | 780071 | Bathroom | 0.00072358
Table | Incandescent |  | Standard A Lamp | 1 | 40 | 780071 | Bathroom | 0.00072358
Table | Incandescent |  | Standard A Lamp | 1 | 60 | 780071 | Bathroom | 0.00072358
Wall Mount | Incandescent |  | Globe | 6 | 60 | 780072 | Bathroom | 0.00072358
Recessed Can | Incandescent |  | Heat Lamp | 1 | 250 | 780072 | Bathroom | 0.00072358
Ceiling Fixture | Compact Fluorescent |  | Twist | 2 | 13 | 780072 | Bathroom | 0.00072358
Table | Incandescent |  | Standard A Lamp | 1 | 60 | 780072 | Bathroom | 0.00072358
Ceiling Fixture | Compact Fluorescent |  | Twist | 2 | 13 | 780072 | Bathroom | 0.00072358
Ceiling Fixture | Linear Fluorescent | 4 | T-8 | 4 | 32 | 780072 | Bathroom | 0.00072358
Other | Incandescent |  | Standard A Lamp | 1 | 40 | 780072 | Bathroom | 0.00072358
Ceiling Fixture | Compact Fluorescent |  | Twist | 2 | 13 | 780072 | Bathroom | 0.00072358
Floor lamp | Incandescent |  | Standard A Lamp | 2 | 75 | 780072 | Bathroom | 0.00072358
Wall Mount | Incandescent |  | Globe | 6 | 40 | 780081 | Bathroom | 0.00072358
Recessed Can | Incandescent |  | Heat Lamp | 1 | 250 | 780081 | Bathroom | 0.00072358
Ceiling Fixture | Compact Fluorescent |  | Pin base | 2 | 13 | 780081 | Bathroom | 0.00072358
Ceiling Fixture | Compact Fluorescent |  | Pin base | 2 | 13 | 780081 | Bathroom | 0.00072358
Ceiling Fixture | Compact Fluorescent |  | Pin base | 2 | 13 | 780081 | Bathroom | 0.00072358
Other | Incandescent |  | Standard A Lamp | 1 | 60 | 780081 | Bathroom | 0.00072358
Ceiling Fixture | Linear Fluorescent | 4 | T-8 | 4 | 32 | 780081 | Bathroom | 0.00072358
Table | Incandescent |  | 3-Way Incandescent | 1 | 150 | 780081 | Bathroom | 0.00072358
Ceiling Fixture | Compact Fluorescent |  | Circline (Screw Base) | 1 | 40 | 780081 | Bathroom | 0.00072358
Wall Mount | Incandescent |  | Clear | 6 | 60 | 780082 | Bathroom | 0.00072358
Recessed Can | Incandescent |  | Heat Lamp | 1 | 250 | 780082 | Bathroom | 0.00072358
Table | Incandescent |  | Reflector | 1 | 50 | 780082 | Bathroom | 0.00072358
Table | Incandescent |  | Globe | 1 | 40 | 780082 | Bathroom | 0.00072358
Ceiling Fixture | Compact Fluorescent |  | Pin base | 2 | 13 | 780082 | Bathroom | 0.00072358
Ceiling Fixture | Compact Fluorescent |  | Pin base | 2 | 13 | 780082 | Bathroom | 0.00072358
Table | Incandescent |  | Standard A Lamp | 1 | 100 | 780082 | Bathroom | 0.00072358
Ceiling Fixture | Compact Fluorescent |  | Pin base | 2 | 13 | 780082 | Bathroom | 0.00072358
Other | Incandescent |  | Standard A Lamp | 1 | 60 | 780082 | Bathroom | 0.00072358
Ceiling Fixture | Linear Fluorescent | 4 | T-8 | 4 | 32 | 780082 | Bathroom | 0.00072358
Ceiling Fixture | Compact Fluorescent |  | Circline (Screw Base) | 1 | 40 | 780082 | Bathroom | 0.00072358
Table | Incandescent |  | Standard A Lamp | 1 | 100 | 780082 | Bathroom | 0.00072358
Floor lamp | Halogen |  | MR | 2 | 35 | 780082 | Bathroom | 0.00072358
Wall Mount | Incandescent |  | Globe | 4 | 40 | 780091 | Bathroom | 0.00072358
Table | Incandescent |  | Decorative | 1 | 60 | 780091 | Bathroom | 0.00072358
Table | Compact Fluorescent |  | Pin base | 1 | 13 | 780091 | Bathroom | 0.00072358
Ceiling Fixture | Incandescent |  | Standard A Lamp | 1 | 60 | 780091 | Bathroom | 0.00072358
Ceiling Fixture | Incandescent |  | Standard A Lamp | 1 | 45 | 780091 | Bathroom | 0.00072358
Ceiling Fixture | Halogen |  | MR | 4 | 50 | 780091 | Bathroom | 0.00072358
Ceiling Fixture | Halogen |  | MR | 3 | 20 | 780091 | Bathroom | 0.00072358
Floor lamp | Incandescent |  | Other | 1 | 60 | 780091 | Bathroom | 0.00072358
Table | Halogen |  | MR | 1 | 75 | 780091 | Bathroom | 0.00072358
Recessed - other | Halogen |  | PAR | 2 | 30 | 780091 | Bathroom | 0.00072358
Ceiling Fixture | Incandescent |  | Standard A Lamp | 1 | 60 | 780091 | Bathroom | 0.00072358
Wall Mount | Incandescent |  | Decorative | 5 | 40 | 780092 | Bathroom | 0.00072358
Ceiling Fixture | Incandescent |  | Standard A Lamp | 1 | 60 | 780092 | Bathroom | 0.00072358
Wall Mount | Incandescent |  | Clear | 4 | 40 | 780092 | Bathroom | 0.00072358
Recessed - other | Compact Fluorescent |  | Pin base | 1 | 13 | 780092 | Bathroom | 0.00072358
Ceiling Fixture | Incandescent |  | Standard A Lamp | 1 | 60 | 780092 | Bathroom | 0.00072358
Floor lamp | Compact Fluorescent |  | Twist | 1 | 20 | 780092 | Bathroom | 0.00072358
Ceiling Fixture | Incandescent |  | Standard A Lamp | 1 | 60 | 780092 | Bathroom | 0.00072358
Ceiling Fixture | Incandescent |  | Standard A Lamp | 1 | 60 | 780092 | Bathroom | 0.00072358
Ceiling Fixture | Incandescent |  | Standard A Lamp | 1 | 60 | 780092 | Bathroom | 0.00072358
Track | Halogen |  | MR | 4 | 50 | 780092 | Bathroom | 0.00072358
Ceiling Fixture | Incandescent |  | Standard A Lamp | 1 | 60 | 780092 | Bathroom | 0.00072358
Track | Halogen |  | MR | 4 | 50 | 780092 | Bathroom | 0.00072358
Recessed Can | Halogen |  | PAR | 1 | 50 | 780092 | Bathroom | 0.00072358
Ceiling Fixture | Incandescent |  | Standard A Lamp | 1 | 60 | 780092 | Bathroom | 0.00072358
Table | Compact Fluorescent |  | Twist | 2 | 7 | 780092 | Bathroom | 0.00072358
Floor lamp | Compact Fluorescent |  | Twist | 1 | 7 | 780092 | Bathroom | 0.00072358
Ceiling Fixture | Incandescent |  | Standard A Lamp | 1 | 60 | 780092 | Bathroom | 0.00072358
Ceiling Fixture | Incandescent |  | Standard A Lamp | 1 | 60 | 780092 | Bathroom | 0.00072358
Wall Mount | Linear Fluorescent | 2 | T-8 | 2 | 17 | 780101 | Bathroom | 0.00072358
Table | Incandescent |  | Standard A Lamp | 1 | 100 | 780101 | Bathroom | 0.00072358
Table | Incandescent |  | Standard A Lamp | 1 | 150 | 780101 | Bathroom | 0.00072358
Ceiling Fan | Compact Fluorescent |  | Twist | 3 | 13 | 780101 | Bathroom | 0.00072358
Ceiling Fan | Compact Fluorescent |  | Twist | 1 | 13 | 780101 | Bathroom | 0.00072358
Table | Compact Fluorescent |  | Twist | 1 | 13 | 780101 | Bathroom | 0.00072358
Ceiling Fixture | Compact Fluorescent |  | Twist | 2 | 13 | 780101 | Bathroom | 0.00072358
Ceiling Fixture | Linear Fluorescent | 4 | T-8 | 2 | 32 | 780101 | Bathroom | 0.00072358
Recessed - other | Incandescent |  | Clear | 1 | 40 | 780101 | Bathroom | 0.00072358
Table | Incandescent |  | Standard A Lamp | 1 | 150 | 780101 | Bathroom | 0.00072358
Ceiling Fan | Compact Fluorescent |  | Twist | 4 | 13 | 780101 | Bathroom | 0.00072358
Table | Compact Fluorescent |  | Twist | 1 | 13 | 780101 | Bathroom | 0.00072358
Wall Mount | Linear Fluorescent | 2 | T-8 | 2 | 17 | 780102 | Bathroom | 0.00072358
Ceiling Fan | Compact Fluorescent |  | Twist | 3 | 13 | 780102 | Bathroom | 0.00072358
Table | Incandescent |  | Standard A Lamp | 1 | 60 | 780102 | Bathroom | 0.00072358
Table | Incandescent |  | Standard A Lamp | 1 | 60 | 780102 | Bathroom | 0.00072358
Ceiling Fixture | Compact Fluorescent |  | Twist | 2 | 13 | 780102 | Bathroom | 0.00072358
Ceiling Fixture | Linear Fluorescent | 4 | T-8 | 2 | 32 | 780102 | Bathroom | 0.00072358
Recessed - other | Incandescent |  | Clear | 1 | 40 | 780102 | Bathroom | 0.00072358
Ceiling Fan | Compact Fluorescent |  | Twist | 3 | 13 | 780102 | Bathroom | 0.00072358
Table | Incandescent |  | Standard A Lamp | 1 | 150 | 780102 | Bathroom | 0.00072358
Table | Incandescent |  | Standard A Lamp | 1 | 60 | 780102 | Bathroom | 0.00072358
Floor lamp | Incandescent |  | Standard A Lamp | 1 | 60 | 780102 | Bathroom | 0.00072358
Wall Mount | Compact Fluorescent |  | Twist | 2 | 13 | 780111 | Bathroom | 0.00072358
Ceiling Fixture | Compact Fluorescent |  | Twist | 1 | 26 | 780111 | Bathroom | 0.00072358
Floor lamp | Compact Fluorescent |  | Twist | 2 | 13 | 780111 | Bathroom | 0.00072358
Wall Mount | Incandescent |  | Standard A Lamp | 2 | 60 | 780112 | Bathroom | 0.00072358
Ceiling Fixture | Incandescent |  | Standard A Lamp | 1 | 100 | 780112 | Bathroom | 0.00072358
Ceiling Fixture | Incandescent |  | Standard A Lamp | 1 | 100 | 780112 | Bathroom | 0.00072358
Ceiling Fixture | Compact Fluorescent |  | Pin base | 2 | 13 | 780112 | Bathroom | 0.00072358
Floor lamp | Incandescent |  | Standard A Lamp | 1 | 60 | 780112 | Bathroom | 0.00072358
Wall Mount | Incandescent |  | Globe | 6 | 60 | 780121 | Bathroom | 0.00072358
Recessed - other | Incandescent |  | Heat Lamp | 1 | 250 | 780121 | Bathroom | 0.00072358
Ceiling Fixture | Compact Fluorescent |  | Pin base | 2 | 13 | 780121 | Bathroom | 0.00072358
Table | Incandescent |  | Standard A Lamp | 1 | 60 | 780121 | Bathroom | 0.00072358
Ceiling Fixture | Compact Fluorescent |  | Pin base | 2 | 13 | 780121 | Bathroom | 0.00072358
Ceiling Fixture | Linear Fluorescent | 4 | T-8 | 4 | 32 | 780121 | Bathroom | 0.00072358
Other | Incandescent |  | Other | 1 | 25 | 780121 | Bathroom | 0.00072358
Ceiling Fixture | Compact Fluorescent |  | Pin base | 2 | 13 | 780121 | Bathroom | 0.00072358
Floor lamp | Incandescent |  | Standard A Lamp | 1 | 60 | 780121 | Bathroom | 0.00072358
Wall Mount | Incandescent |  | Globe | 6 | 60 | 780122 | Bathroom | 0.00072358
Recessed - other | Incandescent |  | Heat Lamp | 1 | 250 | 780122 | Bathroom | 0.00072358
Ceiling Fixture | Compact Fluorescent |  | Pin base | 2 | 13 | 780122 | Bathroom | 0.00072358
Wall Mount | Incandescent |  | Decorative | 1 | 25 | 780122 | Bathroom | 0.00072358
Table | Incandescent |  | Decorative | 1 | 25 | 780122 | Bathroom | 0.00072358
Ceiling Fixture | Compact Fluorescent |  | Pin base | 2 | 13 | 780122 | Bathroom | 0.00072358
Ceiling Fixture | Linear Fluorescent | 4 | T-8 | 4 | 32 | 780122 | Bathroom | 0.00072358
Other | Incandescent |  | Other | 1 | 25 | 780122 | Bathroom | 0.00072358
Ceiling Fan | Incandescent |  | Standard A Lamp | 1 | 60 | 780122 | Bathroom | 0.00072358
Wall Mount | Incandescent |  | Standard A Lamp | 1 | 40 | 780122 | Bathroom | 0.00072358
Floor lamp | Incandescent |  | Standard A Lamp | 1 | 40 | 780122 | Bathroom | 0.00072358
Wall Mount | Compact Fluorescent |  | Twist | 3 | 13 | 800611 | Bathroom | 0.00090764
Recessed - other | Incandescent |  | Other | 2 | 65 | 800611 | Bathroom | 0.00090764
Ceiling Fixture | Incandescent |  | Clear | 2 | 60 | 800611 | Bathroom | 0.00090764
Table | Compact Fluorescent |  | Twist | 1 | 13 | 800611 | Bathroom | 0.00090764
Ceiling Fixture | Incandescent |  | Clear | 2 | 60 | 800611 | Bathroom | 0.00090764
Ceiling Fixture | Incandescent |  | Standard A Lamp | 2 | 60 | 800611 | Bathroom | 0.00090764
Ceiling Fixture | Linear Fluorescent | 4 | T-5 | 2 | 32 | 800611 | Bathroom | 0.00090764
Other | Incandescent |  | Clear | 1 | 60 | 800611 | Bathroom | 0.00090764
Floor lamp | Compact Fluorescent |  | A shape bulb | 1 | 20 | 800611 | Bathroom | 0.00090764
Ceiling Fan | Incandescent |  | Decorative | 4 | 40 | 800611 | Bathroom | 0.00090764
Wall Mount | Incandescent |  | Clear | 3 | 60 | 800612 | Bathroom | 0.00090764
Recessed - other | Incandescent |  | Heat Lamp | 2 | 250 | 800612 | Bathroom | 0.00090764
Ceiling Fixture | Incandescent |  | Standard A Lamp | 2 | 60 | 800612 | Bathroom | 0.00090764
Ceiling Fixture | Incandescent |  | Standard A Lamp | 2 | 60 | 800612 | Bathroom | 0.00090764
Ceiling Fixture | Incandescent |  | Standard A Lamp | 2 | 60 | 800612 | Bathroom | 0.00090764
Ceiling Fixture | Linear Fluorescent | 4 | T-5 | 2 | 32 | 800612 | Bathroom | 0.00090764
Other | Incandescent |  | Clear | 1 | 40 | 800612 | Bathroom | 0.00090764
Ceiling Fan | Incandescent |  | Standard A Lamp | 1 | 60 | 800612 | Bathroom | 0.00090764
Wall Mount | Incandescent |  | Clear | 4 | 60 | 800613 | Bathroom | 0.00090764
Recessed - other | Incandescent |  | Heat Lamp | 1 | 250 | 800613 | Bathroom | 0.00090764
Ceiling Fixture | Incandescent |  | Standard A Lamp | 2 | 60 | 800613 | Bathroom | 0.00090764
Ceiling Fixture | Incandescent |  | Standard A Lamp | 2 | 60 | 800613 | Bathroom | 0.00090764
Ceiling Fixture | Linear Fluorescent | 4 | T-5 | 2 | 32 | 800613 | Bathroom | 0.00090764
Other | Incandescent |  | Standard A Lamp | 1 | 60 | 800613 | Bathroom | 0.00090764
Floor lamp | Incandescent |  | Standard A Lamp | 2 | 60 | 800613 | Bathroom | 0.00090764
Floor lamp | Incandescent |  | Decorative | 2 | 40 | 800613 | Bathroom | 0.00090764
Ceiling Fan | Incandescent |  | Decorative | 4 | 40 | 800613 | Bathroom | 0.00090764
Wall Mount | Incandescent |  | Standard A Lamp | 3 | 40 | 800731 | Bathroom | 0.00090764
Ceiling Fan | Incandescent |  | Standard A Lamp | 1 | 60 | 800731 | Bathroom | 0.00090764
Ceiling Fan | Incandescent |  | Standard A Lamp | 1 | 40 | 800731 | Bathroom | 0.00090764
Ceiling Fixture | Incandescent |  | Standard A Lamp | 1 | 60 | 800731 | Bathroom | 0.00090764
Ceiling Fixture | Incandescent |  | Standard A Lamp | 1 | 60 | 800731 | Bathroom | 0.00090764
Ceiling Fixture | Incandescent |  | Standard A Lamp | 2 | 60 | 800731 | Bathroom | 0.00090764
Other | Compact Fluorescent |  | Twist | 1 | 20 | 800731 | Bathroom | 0.00090764
Ceiling Fan | Incandescent |  | Standard A Lamp | 4 | 60 | 800731 | Bathroom | 0.00090764
Floor lamp | Compact Fluorescent |  | Twist | 1 | 18 | 800731 | Bathroom | 0.00090764
Table | Incandescent |  | Standard A Lamp | 1 | 25 | 800731 | Bathroom | 0.00090764
Wall Mount | Compact Fluorescent |  | Twist | 3 | 13 | 800732 | Bathroom | 0.00090764
Ceiling Fan | Incandescent |  | Standard A Lamp | 1 | 60 | 800732 | Bathroom | 0.00090764
Ceiling Fixture | Compact Fluorescent |  | Twist | 1 | 13 | 800732 | Bathroom | 0.00090764
Ceiling Fixture | Incandescent |  | Standard A Lamp | 1 | 60 | 800732 | Bathroom | 0.00090764
Ceiling Fixture | Incandescent |  | Standard A Lamp | 2 | 60 | 800732 | Bathroom | 0.00090764
Ceiling Fixture | Incandescent |  | Standard A Lamp | 1 | 60 | 800732 | Bathroom | 0.00090764
Other | Incandescent |  | Standard A Lamp | 1 | 60 | 800732 | Bathroom | 0.00090764
Table | Compact Fluorescent |  | Twist | 1 | 13 | 800732 | Bathroom | 0.00090764
Floor lamp | Compact Fluorescent |  | Twist | 5 | 13 | 800732 | Bathroom | 0.00090764
Ceiling Fan | Compact Fluorescent |  | Twist | 4 | 13 | 800732 | Bathroom | 0.00090764
Ceiling Fixture | Incandescent |  | Standard A Lamp | 1 | 60 | 800732 | Bathroom | 0.00090764
Wall Mount | Compact Fluorescent |  | Twist | 3 | 15 | 800733 | Bathroom | 0.00090764
Ceiling Fan | Compact Fluorescent |  | Mini base | 1 | 60 | 800733 | Bathroom | 0.00090764
Table | Incandescent |  | Decorative | 1 | 40 | 800733 | Bathroom | 0.00090764
Ceiling Fan | Incandescent |  | Standard A Lamp | 1 | 60 | 800733 | Bathroom | 0.00090764
Ceiling Fixture | Incandescent |  | Standard A Lamp | 1 | 60 | 800733 | Bathroom | 0.00090764
Ceiling Fixture | Compact Fluorescent |  | Twist | 2 | 20 | 800733 | Bathroom | 0.00090764
Table | Compact Fluorescent |  | Twist | 1 | 13 | 800733 | Bathroom | 0.00090764
Ceiling Fixture | Compact Fluorescent |  | Twist | 1 | 20 | 800733 | Bathroom | 0.00090764
Other | Incandescent |  | Globe | 1 | 40 | 800733 | Bathroom | 0.00090764
Table | Compact Fluorescent |  | Twist | 1 | 13 | 800733 | Bathroom | 0.00090764
Ceiling Fan | Compact Fluorescent |  | Twist | 4 | 12 | 800733 | Bathroom | 0.00090764
Ceiling Fixture | Compact Fluorescent |  | Twist | 1 | 13 | 800733 | Bathroom | 0.00090764

## DPCache_SF Lighting Inventory - (hidden)
LightingFixtureType | LightingLampCategory | LightingLampLength | LightingLampType | LightingLampsPerFixture | LightingWattsPerLamp | RoomType
Ceiling Fixture | Incandescent |  | Standard A Lamp | 2 | 40 | Bedroom
Ceiling Fixture | Compact Fluorescent |  | Twist | 1 | 13 | Dining Room
Wall Mount | Incandescent |  | Globe | 3 | 60 | Bathroom
Recessed - other | Incandescent |  | Heat Lamp | 1 | 250 | Bathroom
Wall Mount | Incandescent |  | Standard A Lamp | 1 | 40 | Hall
Architectural | Incandescent |  | Standard A Lamp | 1 | 52 | Closet
Ceiling Fixture | Incandescent |  | Standard A Lamp | 1 | 60 | Hall
Ceiling Fixture | Incandescent |  | Standard A Lamp | 2 | 40 | Bedroom
Table | Compact Fluorescent |  | Twist | 1 | 13 | Bedroom
Ceiling Fixture | Compact Fluorescent |  | Twist | 2 | 13 | Kitchen
Ceiling Fixture | Incandescent |  | Standard A Lamp | 1 | 60 | Kitchen
Ceiling Fixture | Compact Fluorescent |  | Twist | 2 | 13 | Laundry Room
Table | Incandescent |  | Standard A Lamp | 1 | 60 | Living Room
Ceiling Fixture | Incandescent |  | Standard A Lamp | 1 | 60 | Office
Ceiling Fixture | Incandescent |  | Standard A Lamp | 2 | 60 | Other
Wall Mount | Incandescent |  | Standard A Lamp | 2 | 60 | Bathroom
Wall Mount | Incandescent |  | Decorative | 1 | 60 | Hall
Wall Mount | Incandescent |  | Standard A Lamp | 1 | 40 | Other
Ceiling Fixture | Compact Fluorescent |  | Pin base | 1 | 22 | Other
Wall Mount | Compact Fluorescent |  | Twist | 1 | 15 | Bathroom
Wall Mount | Incandescent |  | Standard A Lamp | 4 | 40 | Bathroom
Ceiling Fixture | Incandescent |  | Standard A Lamp | 2 | 40 | Bathroom
Ceiling Fan | Incandescent |  | Standard A Lamp | 1 | 60 | Bedroom
Ceiling Fan | Incandescent |  | Standard A Lamp | 3 | 40 | Master Bedroom
Floor lamp | Incandescent |  | Standard A Lamp | 1 | 40 | Master Bedroom
Ceiling Fixture | Incandescent |  | Standard A Lamp | 2 | 40 | Bedroom
Ceiling Fixture | Incandescent |  | Standard A Lamp | 1 | 100 | Closet
Ceiling Fixture | Incandescent |  | Standard A Lamp | 1 | 40 | Dining Room
Ceiling Fixture | Incandescent |  | Standard A Lamp | 2 | 60 | Dining Room
Table | Incandescent |  | Other | 1 | 40 | Dining Room
Ceiling Fixture | Incandescent |  | Standard A Lamp | 1 | 60 | Hall
Ceiling Fixture | Linear Fluorescent | 48 | T-12 | 2 | 40 | Garage
Garage door opener | Incandescent |  | Standard A Lamp | 1 | 40 | Garage
Ceiling Fixture | Incandescent |  | Standard A Lamp | 1 | 60 | Closet
Ceiling Fixture | Incandescent |  | Standard A Lamp | 2 | 40 | Hall
Ceiling Fixture | Compact Fluorescent |  | Twist | 3 | 15 | Kitchen
Recessed Can | Compact Fluorescent |  | Twist | 1 | 15 | Laundry Room
Ceiling Fixture | Compact Fluorescent |  | Twist | 1 | 15 | Living Room
Floor lamp | Compact Fluorescent |  | Twist | 1 | 15 | Living Room
Ceiling Fixture | Incandescent |  | Standard A Lamp | 2 | 40 | Bathroom
Wall Mount | Incandescent |  | Standard A Lamp | 3 | 60 | Bathroom
Ceiling Fan | Compact Fluorescent |  | A shape bulb | 2 | 22 | Master Bedroom
Table | Incandescent |  | Clear | 1 | 25 | Master Bedroom
Ceiling Fixture | Incandescent |  | Standard A Lamp | 2 | 60 | Hall
Ceiling Fixture | Incandescent |  | Standard A Lamp | 1 | 40 | Closet
Wall Mount | Incandescent |  | Globe | 3 | 60 | Bathroom
Wall Mount | Incandescent |  | Globe | 4 | 60 | Bathroom
Wall Mount | Incandescent |  | Globe | 6 | 60 | Bathroom
Recessed Can | Incandescent |  | Reflector | 1 | 65 | Bathroom
Ceiling Fixture | Incandescent |  | Standard A Lamp | 2 | 100 | Bedroom
Wall Mount | Compact Fluorescent |  | A shape bulb | 1 | 15 | Bedroom
Ceiling Fixture | Incandescent |  | Standard A Lamp | 3 | 60 | Bedroom
Table | Incandescent |  | Standard A Lamp | 1 | 40 | Bedroom
Recessed Can | Incandescent |  | Reflector | 1 | 65 | Dining Room
Wall Mount | Incandescent |  | Standard A Lamp | 1 | 40 | Dining Room
Recessed Can | Incandescent |  | Reflector | 1 | 65 | Other
Table | Incandescent |  | Standard A Lamp | 1 | 25 | Other
Ceiling Fan | Incandescent |  | Standard A Lamp | 4 | 60 | Family Room
Floor lamp | Compact Fluorescent |  | Twist | 1 | 11 | Family Room
Table | Compact Fluorescent |  | Twist | 1 | 23 | Family Room
Ceiling Fixture | Linear Fluorescent | 48 | T-12 | 2 | 40 | Garage
Ceiling Fixture | Incandescent |  | Standard A Lamp | 1 | 60 | Hall
Ceiling Fixture | Incandescent |  | Reflector | 1 | 65 | Hall
Recessed Can | Compact Fluorescent |  | Reflector | 1 | 16 | Kitchen
Wall Mount | Linear Fluorescent | 24 | T-4 | 1 | 20 | Laundry Room
Ceiling Fixture | Incandescent |  | Standard A Lamp | 3 | 60 | Master Bedroom
Ceiling Fixture | Incandescent |  | Standard A Lamp | 2 | 60 | Office
Table | Compact Fluorescent |  | Twist | 1 | 23 | Office
Ceiling Fixture | Linear Fluorescent | 48 | T-12 | 2 | 40 | Other
Ceiling Fixture | Incandescent |  | Reflector | 1 | 65 | Other
Ceiling Fixture | Linear Fluorescent | 48 | T-12 | 2 | 40 | Other
Wall Mount | Compact Fluorescent |  | Globe | 2 | 15 | Bathroom
Wall Mount | Compact Fluorescent |  | Twist | 3 | 15 | Bathroom
Recessed - other | Compact Fluorescent |  | Twist | 1 | 15 | Bathroom
Table | Compact Fluorescent |  | Twist | 1 | 15 | Office
Ceiling Fixture | Compact Fluorescent |  | Twist | 1 | 22 | Office
Ceiling Fixture | Compact Fluorescent |  | Twist | 1 | 22 | Master Bedroom
Table | Compact Fluorescent |  | Twist | 3 | 15 | Master Bedroom
Table | Compact Fluorescent |  | Twist | 1 | 7 | Master Bedroom
Ceiling Fixture | Compact Fluorescent |  | Twist | 1 | 22 | Office
Chandelier (Hanging) | Incandescent |  | Decorative | 5 | 40 | Dining Room
Wall Mount | Compact Fluorescent |  | Twist | 1 | 22 | Dining Room
Ceiling Fixture | Linear Fluorescent | 48 | T-12 | 2 | 40 | Garage
Ceiling Fixture | Compact Fluorescent |  | Twist | 1 | 22 | Garage
Garage door opener | Incandescent |  | Standard A Lamp | 2 | 60 | Garage
Ceiling Fixture | Compact Fluorescent |  | Twist | 2 | 15 | Hall
Recessed Can | Compact Fluorescent |  | Reflector | 1 | 22 | Kitchen
Chandelier (Hanging) | Compact Fluorescent |  | Reflector | 1 | 15 | Kitchen
Architectural | Halogen |  | MR | 2 | 30 | Kitchen
Architectural | Linear Fluorescent | 15 | T-4 | 1 | 16 | Kitchen
Recessed Can | Compact Fluorescent |  | Reflector | 1 | 22 | Laundry Room
Floor lamp | Compact Fluorescent |  | Twist | 1 | 22 | Family Room
Floor lamp | Compact Fluorescent |  | Twist | 3 | 15 | Kitchen
Ceiling Fixture | Halogen |  | MR | 3 | 50 | Kitchen
Wall Mount | Incandescent |  | Decorative | 1 | 40 | Other
Floor lamp | Compact Fluorescent |  | Twist | 4 | 17 | Other
Recessed - other | Incandescent |  | Standard A Lamp | 1 | 60 | Bathroom
Wall Mount | Incandescent |  | Globe | 3 | 40 | Bathroom
Wall Mount | Incandescent |  | Globe | 3 | 40 | Bathroom
Ceiling Fixture | Incandescent |  | Standard A Lamp | 3 | 40 | Master Bedroom
Table | Incandescent |  | Decorative | 2 | 40 | Master Bedroom
Floor lamp | Incandescent |  | Standard A Lamp | 1 | 60 | Master Bedroom
Ceiling Fixture | Incandescent |  | Standard A Lamp | 4 | 40 | Bedroom
Chandelier (Hanging) | Incandescent |  | Standard A Lamp | 1 | 60 | Bedroom
Table | Incandescent |  | Standard A Lamp | 1 | 100 | Bedroom
Ceiling Fixture | Incandescent |  | Standard A Lamp | 3 | 60 | Bedroom
Chandelier (Hanging) | Incandescent |  | Decorative | 5 | 40 | Dining Room
Table | Incandescent |  | Decorative | 3 | 25 | Dining Room
Ceiling Fixture | Linear Fluorescent | 48 | T-12 | 2 | 40 | Garage
Ceiling Fixture | Incandescent |  | Standard A Lamp | 1 | 60 | Garage
Ceiling Fixture | Incandescent |  | Standard A Lamp | 1 | 60 | Hall
Ceiling Fixture | Compact Fluorescent |  | Twist | 2 | 15 | Hall
Ceiling Fixture | Incandescent |  | Standard A Lamp | 2 | 60 | Kitchen
Architectural | Linear Fluorescent | 24 | T-12 | 1 | 20 | Kitchen
Chandelier (Hanging) | Incandescent |  | Standard A Lamp | 1 | 60 | Living Room
Floor lamp | Incandescent |  | Standard A Lamp | 1 | 60 | Living Room
Floor lamp | Incandescent |  | 3-Way Incandescent | 1 | 75 | Living Room
Ceiling Fixture | Incandescent |  | Standard A Lamp | 3 | 60 | Office
Wall Mount | Incandescent |  | Standard A Lamp | 1 | 60 | Other
Ceiling Fixture | Incandescent |  | Standard A Lamp | 1 | 60 | Other
Wall Mount | Linear Fluorescent | 48 | T-8 | 2 | 32 | Bathroom
Ceiling Fan | Incandescent |  | Standard A Lamp | 1 | 40 | Bathroom
Recessed Can | Halogen |  | MR | 1 | 50 | Family Room
Recessed Can | Halogen |  | PAR | 1 | 75 | Family Room
High bay | Linear Fluorescent | 48 | T-12 | 2 | 40 | Garage
Garage door opener | Other |  |  | 2 | 40 | Garage
Ceiling Fixture | Incandescent |  | Standard A Lamp | 1 | 100 | Garage
Low bay | Linear Fluorescent | 12 | T-8 | 1 | 20 | Garage
Track | Halogen |  | PAR | 4 | 75 | Office
Table | Linear Fluorescent | 24 | T-8 | 1 | 20 | Office
Ceiling Fixture | Incandescent |  | Standard A Lamp | 1 | 60 | Hall
Recessed Can | Halogen |  | MR | 1 | 50 | Hall
Recessed Can | Halogen |  | PAR | 1 | 75 | Hall
High bay | Linear Fluorescent | 48 | T-8 | 2 | 32 | Kitchen
Chandelier (Hanging) | Incandescent |  | Mini base | 6 | 40 | Kitchen
Other | Compact Fluorescent |  | Twist | 1 | 13 | Kitchen
High bay | Linear Fluorescent | 48 | T-12 | 2 | 40 | Laundry Room
Ceiling Fixture | Incandescent |  | Reflector | 3 | 65 | Living Room
Floor lamp | Incandescent |  | 3-Way Incandescent | 1 | 100 | Living Room
Floor lamp | Incandescent |  | Standard A Lamp | 1 | 60 | Living Room
Ceiling Fixture | Incandescent |  | Standard A Lamp | 1 | 40 | Bathroom
Wall Mount | Linear Fluorescent | 48 | T-8 | 2 | 32 | Master Bedroom
Ceiling Fixture | Incandescent |  | Standard A Lamp | 2 | 60 | Closet
Ceiling Fixture | Incandescent |  | Standard A Lamp | 1 | 60 | Bedroom
Table | Incandescent |  | Standard A Lamp | 1 | 60 | Bedroom
Floor lamp | Incandescent |  | Standard A Lamp | 1 | 100 | Bedroom
Ceiling Fixture | Incandescent |  | Standard A Lamp | 1 | 60 | Other
Ceiling Fixture | Compact Fluorescent |  | Twist | 1 | 15 | Other
Ceiling Fixture | Linear Fluorescent | 30 | T-12 | 2 | 40 | Other
Track | Incandescent |  | Standard A Lamp | 6 | 60 | Other
Architectural | Incandescent |  | Standard A Lamp | 1 | 40 | Other
Architectural | Compact Fluorescent |  | Twist | 1 | 15 | Other
Wall Mount | Compact Fluorescent |  | Twist | 3 | 15 | Bathroom
Ceiling Fixture | Incandescent |  | Heat Lamp | 1 | 100 | Bathroom
Other | Incandescent |  | Mini base | 1 | 4 | Bathroom
Wall Mount | Compact Fluorescent |  | Twist | 1 | 23 | Bathroom
Ceiling Fixture | Incandescent |  | Heat Lamp | 1 | 250 | Bathroom
Floor lamp | Halogen |  | Quartz Tube | 1 | 300 | Bedroom
Table | Compact Fluorescent |  | Circline (Screw Base) | 1 | 22 | Bedroom
Table | Incandescent |  | Standard A Lamp | 1 | 60 | Bedroom
Ceiling Fixture | Compact Fluorescent |  | Twist | 2 | 22 | Bedroom
Ceiling Fixture | Incandescent |  | Standard A Lamp | 1 | 70 | Bedroom
Table | Compact Fluorescent |  | Twist | 1 | 7 | Bedroom
Ceiling Fixture | Incandescent |  | Reflector | 1 | 75 | Bedroom
Wall Mount | Compact Fluorescent |  | Twist | 1 | 23 | Bedroom
Wall Mount | Linear Fluorescent | 30 | T-12 | 1 | 40 | Closet
Ceiling Fixture | Incandescent |  | Standard A Lamp | 1 | 60 | Dining Room
Wall Mount | Incandescent |  | Standard A Lamp | 1 | 60 | Dining Room
Architectural | Incandescent |  | Standard A Lamp | 1 | 60 | Garage
Architectural | Compact Fluorescent |  | Twist | 1 | 14 | Garage
Garage door opener | Incandescent |  | Standard A Lamp | 2 | 60 | Garage
Ceiling Fixture | Compact Fluorescent |  | Twist | 1 | 7 | Bathroom
Recessed Can | Halogen |  | PAR | 1 | 150 | Kitchen
Ceiling Fixture | Incandescent |  | Standard A Lamp | 1 | 60 | Kitchen
Ceiling Fixture | Compact Fluorescent |  | Twist | 2 | 40 | Kitchen
Table | Compact Fluorescent |  | Twist | 1 | 7 | Living Room
Recessed - other | Incandescent |  | Standard A Lamp | 1 | 60 | Bedroom
Table | Compact Fluorescent |  | Twist | 1 | 15 | Bedroom
Chandelier (Hanging) | Incandescent |  | Globe | 1 | 60 | Dining Room
Recessed - other | Incandescent |  | Standard A Lamp | 1 | 60 | Office
Table | Incandescent |  | Standard A Lamp | 1 | 75 | Office
Recessed - other | Incandescent |  | Standard A Lamp | 1 | 60 | Other
Table | Incandescent |  | 3-Way Incandescent | 1 | 150 | Family Room
Ceiling Fixture | Linear Fluorescent | 96 | T-12 | 2 | 90 | Garage
Recessed - other | Compact Fluorescent |  | Twist | 1 | 15 | Hall
Recessed - other | Incandescent |  | Standard A Lamp | 1 | 60 | Kitchen
Chandelier (Hanging) | Incandescent |  | Globe | 1 | 40 | Kitchen
Chandelier (Hanging) | Incandescent |  | Globe | 1 | 60 | Kitchen
Recessed - other | Incandescent |  | Standard A Lamp | 1 | 60 | Laundry Room
Recessed Can | Incandescent |  | Reflector | 1 | 65 | Living Room
Floor lamp | Incandescent |  | 3-Way Incandescent | 1 | 150 | Living Room
Table | Incandescent |  | 3-Way Incandescent | 1 | 150 | Living Room
Table | Incandescent |  | Clear | 1 | 60 | Living Room
Ceiling Fan | Compact Fluorescent |  | Pin base | 1 | 15 | Bathroom
Recessed Can | Incandescent |  | Reflector | 1 | 65 | Bathroom
Recessed - other | Incandescent |  | Standard A Lamp | 1 | 60 | Master Bedroom
Table | Incandescent |  | Standard A Lamp | 2 | 60 | Master Bedroom
Ceiling Fan | Compact Fluorescent |  | Twist | 1 | 15 | Bathroom
Wall Mount | Incandescent |  | Standard A Lamp | 1 | 60 | Bathroom
Wall Mount | Compact Fluorescent |  | Twist | 2 | 15 | Bathroom
Ceiling Fan | Incandescent |  | Standard A Lamp | 1 | 60 | Bathroom
Ceiling Fixture | Compact Fluorescent |  | Twist | 1 | 15 | Closet
Ceiling Fan | Incandescent |  | Standard A Lamp | 3 | 40 | Bedroom
Ceiling Fixture | Linear Fluorescent | 48 | T-12 | 2 | 40 | Garage
Ceiling Fixture | Compact Fluorescent |  | Twist | 2 | 15 | Hall
Recessed Can | Compact Fluorescent |  | Reflector | 1 | 22 | Kitchen
Chandelier (Hanging) | Incandescent |  | Globe | 1 | 60 | Kitchen
Ceiling Fixture | Incandescent |  | Standard A Lamp | 1 | 60 | Laundry Room
Table | Incandescent |  | 3-Way Incandescent | 1 | 150 | Living Room
Recessed - other | Halogen |  | MR | 1 | 35 | Bathroom
Table | Incandescent |  | Standard A Lamp | 1 | 60 | Master Bedroom
Ceiling Fixture | Compact Fluorescent |  | Twist | 2 | 15 | Closet
Ceiling Fixture | Incandescent |  | Standard A Lamp | 1 | 60 | Bathroom
Wall Mount | Incandescent |  | Standard A Lamp | 3 | 60 | Bathroom
Chandelier (Hanging) | Incandescent |  | Mini base | 5 | 25 | Dining Room
Table | Compact Fluorescent |  | Twist | 1 | 15 | Dining Room
Recessed Can | Compact Fluorescent |  | Twist | 1 | 14 | Family Room
Table | Compact Fluorescent |  | Twist | 1 | 15 | Family Room
Ceiling Fixture | Linear Fluorescent | 96 | T-12 | 2 | 40 | Garage
Garage door opener | Incandescent |  | Standard A Lamp | 1 | 60 | Garage
Wall Mount | Compact Fluorescent |  | A shape bulb | 1 | 7 | Hall
Ceiling Fixture | Compact Fluorescent |  | Twist | 2 | 15 | Hall
Ceiling Fixture | Compact Fluorescent |  | Twist | 1 | 15 | Hall
Wall Mount | Compact Fluorescent |  | A shape bulb | 1 | 7 | Hall
Recessed Can | Compact Fluorescent |  | Reflector | 1 | 14 | Kitchen
Chandelier (Hanging) | Halogen |  | MR | 1 | 30 | Kitchen
Ceiling Fixture | Compact Fluorescent |  | Twist | 2 | 15 | Laundry Room
Table | Compact Fluorescent |  | Twist | 1 | 15 | Living Room
Recessed Can | Compact Fluorescent |  | Reflector | 1 | 15 | Bathroom
Wall Mount | Incandescent |  | Standard A Lamp | 4 | 60 | Bathroom
Ceiling Fixture | Incandescent |  | Standard A Lamp | 2 | 60 | Bedroom
Table | Compact Fluorescent |  | Twist | 1 | 15 | Bedroom
Recessed Can | Compact Fluorescent |  | Reflector | 1 | 15 | Closet
Recessed Can | Compact Fluorescent |  | Reflector | 1 | 15 | Other
Wall Mount | Compact Fluorescent |  | A shape bulb | 1 | 15 | Office
Track | Compact Fluorescent |  | Twist | 4 | 15 | Other
Wall Mount | Incandescent |  | Standard A Lamp | 3 | 60 | Bathroom
Wall Mount | Compact Fluorescent |  | Twist | 1 | 15 | Bedroom
Ceiling Fixture | Halogen |  | MR | 2 | 50 | Bedroom
Wall Mount | Compact Fluorescent |  | Twist | 1 | 15 | Bedroom
Floor lamp | Incandescent |  | Standard A Lamp | 5 | 60 | Bedroom
Track | Halogen |  | PAR | 3 | 50 | Bedroom
Track | Halogen |  | PAR | 3 | 50 | Other
Wall Mount | Halogen |  | PAR | 1 | 50 | Other
Wall Mount | Incandescent |  | Standard A Lamp | 1 | 60 | Other
Ceiling Fixture | Compact Fluorescent |  | Twist | 1 | 15 | Other
Track | Halogen |  | PAR | 3 | 50 | Other
Ceiling Fixture | Compact Fluorescent |  | Twist | 5 | 18 | Dining Room
Ceiling Fixture | Linear Fluorescent | 24 | T-12 | 1 | 25 | Bathroom
Table | Compact Fluorescent |  | Twist | 1 | 13 | Bedroom
Ceiling Fixture | Compact Fluorescent |  | Twist | 1 | 13 | Bathroom
Ceiling Fixture | Incandescent |  | Standard A Lamp | 1 | 40 | Closet
Ceiling Fixture | Linear Fluorescent | 24 | T-12 | 1 | 15 | Bathroom
Ceiling Fixture | Linear Fluorescent | 48 | T-12 | 2 | 40 | Garage
Garage door opener | Incandescent |  | Standard A Lamp | 1 | 75 | Garage
Ceiling Fixture | Compact Fluorescent |  | Twist | 1 | 19 | Bedroom
Table | Compact Fluorescent |  | Twist | 1 | 13 | Bedroom
Wall Mount | Incandescent |  | Clear | 5 | 40 | Bathroom
Recessed Can | Incandescent |  | Standard A Lamp | 1 | 60 | Living Room
Torchiere | Incandescent |  | Reflector | 2 | 40 | Living Room
Ceiling Fixture | Linear Fluorescent | 48 | T-12 | 1 | 40 | Kitchen
Table | Incandescent |  | 3-Way Incandescent | 1 | 70 | Living Room
Track | Incandescent |  | Standard A Lamp | 3 | 60 | Living Room
Floor lamp | Incandescent |  | 3-Way Incandescent | 1 | 100 | Living Room
Table | Halogen |  | MR | 1 | 50 | Living Room
Recessed Can | Compact Fluorescent |  | Globe | 1 | 11 | Hall
Table | Incandescent |  | Standard A Lamp | 1 | 25 | Bedroom
Floor lamp | Incandescent |  | Standard A Lamp | 1 | 100 | Bedroom
Ceiling Fixture | Incandescent |  | Standard A Lamp | 1 | 60 | Laundry Room
Ceiling Fixture | Incandescent |  | Standard A Lamp | 1 | 60 | Hall
Ceiling Fixture | Linear Fluorescent | 48 | T-12 | 1 | 40 | Bathroom
Wall Mount | Incandescent |  | Mini base | 1 | 40 | Bathroom
Ceiling Fixture | Linear Fluorescent | 48 | T-12 | 2 | 40 | Hall
Ceiling Fixture | Linear Fluorescent | 48 | T-12 | 1 | 40 | Laundry Room
Ceiling Fan | Incandescent |  | Mini base | 4 | 40 | Family Room
Track | Incandescent |  | Standard A Lamp | 2 | 40 | Family Room
Track | Incandescent |  | Standard A Lamp | 1 | 75 | Family Room
Ceiling Fixture | Incandescent |  | Standard A Lamp | 1 | 30 | Family Room
Table | Compact Fluorescent |  | Twist | 1 | 13 | Family Room
Table | Compact Fluorescent |  | Circline (Screw Base) | 1 | 30 | Family Room
Track | Incandescent |  | Reflector | 2 | 75 | Bedroom
Table | Incandescent |  | Standard A Lamp | 1 | 60 | Bedroom
Chandelier (Hanging) | Incandescent |  | Mini base | 6 | 60 | Hall
Ceiling Fixture | Incandescent |  | Standard A Lamp | 1 | 75 | Garage
Ceiling Fixture | Incandescent |  | Standard A Lamp | 1 | 30 | Closet
Recessed Can | Compact Fluorescent |  | Twist | 1 | 9 | Dining Room
Ceiling Fixture | Incandescent |  | Clear | 1 | 75 | Hall
Wall Mount | Incandescent |  | Mini base | 1 | 75 | Bathroom
Wall Mount | Incandescent |  | Globe | 7 | 25 | Bathroom
Other | Other |  | LED Interior | 1 | 12 | Kitchen
Other | Incandescent |  | Other | 1 | 14 | Kitchen
Table | Compact Fluorescent |  | 3-Way CFL | 1 | 31 | Living Room
Table | Compact Fluorescent |  | Twist | 1 | 13 | Living Room
Wall Mount | Incandescent |  | Globe | 4 | 25 | Bathroom
Wall Mount | Incandescent |  | Mini base | 1 | 40 | Bathroom
Table | Compact Fluorescent |  | Twist | 1 | 15 | Master Bedroom
Wall Mount | Incandescent |  | Globe | 1 | 40 | Master Bedroom
Ceiling Fixture | Compact Fluorescent |  | Twist | 2 | 15 | Master Bedroom
Ceiling Fixture | Incandescent |  | Standard A Lamp | 1 | 60 | Closet
Floor lamp | Compact Fluorescent |  | Twist | 1 | 13 | Office
Floor lamp | Incandescent |  | Standard A Lamp | 1 | 75 | Office
Ceiling Fixture | Compact Fluorescent |  | Twist | 2 | 15 | Bedroom
Table | Compact Fluorescent |  | Twist | 1 | 15 | Bedroom
Table | Incandescent |  | 3-Way Incandescent | 1 | 150 | Bedroom
Wall Mount | Incandescent |  | Globe | 4 | 40 | Bathroom
Wall Mount | Incandescent |  | Globe | 4 | 40 | Bathroom
Ceiling Fixture | Incandescent |  | Standard A Lamp | 1 | 60 | Bedroom
Ceiling Fixture | Incandescent |  | Standard A Lamp | 2 | 60 | Bedroom
Ceiling Fixture | Incandescent |  | Standard A Lamp | 2 | 60 | Master Bedroom
Chandelier (Hanging) | Incandescent |  | Mini base | 5 | 25 | Dining Room
Ceiling Fixture | Incandescent |  | Standard A Lamp | 1 | 60 | Garage
Recessed Can | Incandescent |  | Reflector | 1 | 65 | Hall
Ceiling Fixture | Incandescent |  | Standard A Lamp | 2 | 60 | Hall
Recessed Can | Incandescent |  | Reflector | 1 | 65 | Kitchen
Chandelier (Hanging) | Incandescent |  | Decorative | 4 | 25 | Living Room
Ceiling Fixture | Incandescent |  | Standard A Lamp | 1 | 60 | Hall
Wall Mount | Incandescent |  | Standard A Lamp | 4 | 60 | Bathroom
Ceiling Fixture | Incandescent |  | Standard A Lamp | 1 | 60 | Bathroom
Ceiling Fixture | Incandescent |  | Standard A Lamp | 2 | 60 | Bedroom
Table | Compact Fluorescent |  | Twist | 1 | 13 | Bedroom
Ceiling Fixture | Linear Fluorescent |  | Fluorescent Other | 1 | 22 | Bedroom
Ceiling Fixture | Incandescent |  | Globe | 1 | 150 | Family Room
Table | Compact Fluorescent |  | Twist | 1 | 13 | Family Room
Ceiling Fixture | Incandescent |  | Standard A Lamp | 1 | 75 | Kitchen
Ceiling Fixture | Incandescent |  | Standard A Lamp | 1 | 60 | Laundry Room
Ceiling Fixture | Incandescent |  | Standard A Lamp | 1 | 60 | Other
Ceiling Fixture | Compact Fluorescent |  | Twist | 2 | 23 | Kitchen
Wall Mount | Compact Fluorescent |  | Twist | 1 | 23 | Bedroom
Wall Mount | Incandescent |  | Standard A Lamp | 1 | 100 | Hall
Ceiling Fixture | Incandescent |  | Standard A Lamp | 1 | 60 | Laundry Room
Recessed Can | Incandescent |  | Reflector | 1 | 65 | Family Room
Wall Mount | Incandescent |  | Standard A Lamp | 1 | 60 | Closet
Chandelier (Hanging) | Compact Fluorescent |  | Twist | 5 | 23 | Dining Room
Wall Mount | Incandescent |  | Standard A Lamp | 1 | 60 | Bedroom
Wall Mount | Compact Fluorescent |  | A shape bulb | 1 | 13 | Hall
Table | Incandescent |  | Standard A Lamp | 1 | 25 | Living Room
Floor lamp | Incandescent |  | 3-Way Incandescent | 1 | 100 | Living Room
Wall Mount | Incandescent |  | Decorative | 4 | 40 | Bathroom
Wall Mount | Incandescent |  | Decorative | 1 | 40 | Master Bedroom
Table | Compact Fluorescent |  | Twist | 1 | 13 | Master Bedroom
Wall Mount | Incandescent |  | Decorative | 3 | 40 | Bathroom
Wall Mount | Compact Fluorescent |  | Twist | 1 | 23 | Bedroom
Table | Incandescent |  | Decorative | 1 | 40 | Bedroom
Table | Compact Fluorescent |  | Twist | 1 | 15 | Living Room
Table | Incandescent |  | Standard A Lamp | 1 | 75 | Living Room
Floor lamp | Compact Fluorescent |  | Twist | 4 | 15 | Living Room
Ceiling Fixture | Compact Fluorescent |  | Twist | 2 | 13 | Family Room
Table | Incandescent |  | Standard A Lamp | 1 | 60 | Family Room
Other | Incandescent |  | Mini base | 2 | 60 | Family Room
Table | Incandescent |  | 3-Way Incandescent | 1 | 100 | Bedroom
Ceiling Fixture | Compact Fluorescent |  | Twist | 2 | 13 | Bedroom
Recessed Can | Incandescent |  | Reflector | 1 | 45 | Bedroom
Wall Mount | Incandescent |  | Mini base | 4 | 60 | Bathroom
Ceiling Fixture | Compact Fluorescent |  | Twist | 2 | 13 | Laundry Room
Wall Mount | Compact Fluorescent |  | Twist | 1 | 22 | Laundry Room
Ceiling Fixture | Compact Fluorescent |  | Twist | 2 | 13 | Living Room
Table | Incandescent |  | Standard A Lamp | 1 | 60 | Living Room
Ceiling Fixture | Linear Fluorescent | 48 | T-12 | 2 | 40 | Garage
Ceiling Fixture | Incandescent |  | Mini base | 3 | 40 | Dining Room
Recessed Can | Incandescent |  | Reflector | 1 | 65 | Kitchen
Ceiling Fixture | Incandescent |  | Mini base | 2 | 40 | Hall
Ceiling Fixture | Incandescent |  | Mini base | 2 | 40 | Bathroom
Wall Mount | Compact Fluorescent |  | Twist | 3 | 13 | Bathroom
Wall Mount | Incandescent |  | 3-Way Incandescent | 1 | 100 | Bedroom
Recessed Can | Incandescent |  | Reflector | 1 | 65 | Bedroom
Floor lamp | Incandescent |  | Globe | 1 | 40 | Bedroom
Table | Compact Fluorescent |  | Twist | 1 | 13 | Bedroom
Chandelier (Hanging) | Incandescent |  | Mini base | 8 | 40 | Hall
Table | Incandescent |  | Mini base | 1 | 40 | Hall
Ceiling Fixture | Incandescent |  | Reflector | 2 | 50 | Bathroom
Wall Mount | Incandescent |  | Mini base | 1 | 60 | Bathroom
Ceiling Fixture | Incandescent |  | Mini base | 1 | 60 | Bathroom
Ceiling Fixture | Incandescent |  | Standard A Lamp | 1 | 40 | Bathroom
Wall Mount | Incandescent |  | Decorative | 3 | 40 | Bathroom
Wall Mount | Incandescent |  | Globe | 3 | 40 | Bathroom
Ceiling Fixture | Incandescent |  | Heat Lamp | 1 | 250 | Bathroom
Wall Mount | Incandescent |  | Standard A Lamp | 2 | 40 | Bedroom
Wall Mount | Incandescent |  | Standard A Lamp | 2 | 40 | Bedroom
Table | Compact Fluorescent |  | Twist | 1 | 15 | Bedroom
Wall Mount | Incandescent |  | Standard A Lamp | 2 | 40 | Bedroom
Table | Compact Fluorescent |  | Straight Tube | 1 | 15 | Bedroom
Chandelier (Hanging) | Incandescent |  | Standard A Lamp | 2 | 60 | Other
Chandelier (Hanging) | Compact Fluorescent |  | Straight Tube | 1 | 15 | Dining Room
Floor lamp | Compact Fluorescent |  | Straight Tube | 1 | 22 | Dining Room
Ceiling Fixture | Incandescent |  | Standard A Lamp | 1 | 40 | Living Room
Table | Compact Fluorescent |  | Twist | 2 | 15 | Living Room
Floor lamp | Incandescent |  | Standard A Lamp | 2 | 60 | Living Room
Ceiling Fixture | Incandescent |  | Standard A Lamp | 1 | 40 | Garage
Wall Mount | Incandescent |  | Standard A Lamp | 1 | 40 | Garage
Ceiling Fixture | Incandescent |  | Standard A Lamp | 1 | 60 | Kitchen
Ceiling Fixture | Incandescent |  | Standard A Lamp | 1 | 60 | Hall
Recessed Can | Compact Fluorescent |  | Reflector | 1 | 15 | Kitchen
Chandelier (Hanging) | Compact Fluorescent |  | Twist | 2 | 15 | Kitchen
Ceiling Fixture | Incandescent |  | Standard A Lamp | 2 | 40 | Kitchen
Table | Incandescent |  | Standard A Lamp | 1 | 60 | Living Room
Floor lamp | Incandescent |  | Standard A Lamp | 1 | 60 | Living Room
Table | Incandescent |  | Other | 1 | 40 | Living Room
Ceiling Fixture | Incandescent |  | Decorative | 1 | 40 | Living Room
Ceiling Fixture | Incandescent |  | Standard A Lamp | 2 | 60 | Other
Wall Mount | Incandescent |  | Standard A Lamp | 1 | 60 | Other
Ceiling Fixture | Incandescent |  | Standard A Lamp | 2 | 60 | Laundry Room
Wall Mount | Incandescent |  | Globe | 1 | 40 | Laundry Room
Torchiere | Compact Fluorescent |  | Twist | 1 | 15 | Bedroom
Ceiling Fan | Compact Fluorescent |  | Twist | 1 | 15 | Bedroom
Table | Compact Fluorescent |  | Twist | 1 | 15 | Office
Table | Incandescent |  | Standard A Lamp | 1 | 100 | Office
Table | Incandescent |  | Mini base | 1 | 25 | Office
Chandelier (Hanging) | Compact Fluorescent |  | Twist | 5 | 15 | Dining Room
Ceiling Fixture | Incandescent |  | Mini base | 3 | 40 | Hall
Ceiling Fixture | Incandescent |  | Standard A Lamp | 1 | 60 | Hall
Ceiling Fixture | Linear Fluorescent | 48 | T-12 | 2 | 40 | Garage
Ceiling Fixture | Incandescent |  | Standard A Lamp | 4 | 75 | Garage
High bay | Incandescent |  | Standard A Lamp | 1 | 100 | Garage
Ceiling Fixture | Linear Fluorescent | 48 | T-12 | 1 | 40 | Kitchen
Ceiling Fixture | Linear Fluorescent | 48 | T-12 | 2 | 40 | Laundry Room
Chandelier (Hanging) | Incandescent |  | Standard A Lamp | 1 | 100 | Living Room
Table | Incandescent |  | Standard A Lamp | 1 | 100 | Living Room
Other | Linear Fluorescent | 36 | Fluorescent Unknown | 1 | 30 | Living Room
Other | Incandescent |  | Mini base | 1 | 60 | Living Room
Other | Incandescent |  | Mini base | 4 | 10 | Living Room
Ceiling Fixture | Compact Fluorescent |  | Twist | 1 | 15 | Bathroom
Ceiling Fixture | Incandescent |  | Standard A Lamp | 1 | 100 | Bathroom
Ceiling Fan | Incandescent |  | Standard A Lamp | 1 | 60 | Master Bedroom
Wall Mount | Incandescent |  | Standard A Lamp | 1 | 75 | Master Bedroom
Table | Incandescent |  | Decorative | 1 | 40 | Master Bedroom
Ceiling Fixture | Incandescent |  | Standard A Lamp | 1 | 100 | Garage
Ceiling Fixture | Linear Fluorescent | 48 | T-12 | 2 | 40 | Garage
Ceiling Fixture | Incandescent |  | Standard A Lamp | 2 | 60 | Hall
Ceiling Fixture | Linear Fluorescent | 48 | T-12 | 2 | 40 | Hall
Ceiling Fan | Incandescent |  | Standard A Lamp | 1 | 60 | Other
Other | Linear Fluorescent | 48 | T-12 | 2 | 40 | Other
High bay | Linear Fluorescent | 48 | T-12 | 2 | 32 | Other
Ceiling Fixture | Compact Fluorescent |  | A shape bulb | 1 | 13 | Other
Wall Mount | Incandescent |  | Globe | 8 | 40 | Bathroom
Wall Mount | Compact Fluorescent |  | Twist | 3 | 18 | Bathroom
Wall Mount | Incandescent |  | Globe | 3 | 40 | Bathroom
Ceiling Fixture | Compact Fluorescent |  | Twist | 2 | 13 | Bedroom
Ceiling Fixture | Incandescent |  | Standard A Lamp | 1 | 60 | Bedroom
Ceiling Fixture | Compact Fluorescent |  | Twist | 1 | 15 | Closet
Chandelier (Hanging) | Incandescent |  | Mini base | 8 | 40 | Dining Room
Floor lamp | Compact Fluorescent |  | Twist | 2 | 23 | Dining Room
Table | Halogen |  | Other | 1 | 50 | Dining Room
Ceiling Fixture | Incandescent |  | Mini base | 3 | 40 | Hall
Wall Mount | Compact Fluorescent |  | Twist | 1 | 13 | Hall
Ceiling Fan | Compact Fluorescent |  | Twist | 3 | 23 | Kitchen
Other | Incandescent |  | Other | 1 | 25 | Kitchen
Track | Incandescent |  | Reflector | 3 | 65 | Kitchen
Ceiling Fixture | Compact Fluorescent |  | Twist | 1 | 23 | Laundry Room
Floor lamp | Compact Fluorescent |  | Twist | 1 | 18 | Living Room
Ceiling Fixture | Incandescent |  | Standard A Lamp | 1 | 60 | Closet
Ceiling Fixture | Compact Fluorescent |  | Twist | 1 | 15 | Closet
Ceiling Fixture | Compact Fluorescent |  | Twist | 2 | 15 | Office
Ceiling Fixture | Compact Fluorescent |  | Twist | 1 | 13 | Other
Wall Mount | Compact Fluorescent |  | Twist | 1 | 13 | Hall
Wall Mount | Incandescent |  | Globe | 2 | 60 | Bathroom
Table | Incandescent |  | Standard A Lamp | 1 | 75 | Bathroom
Wall Mount | Other |  | LED Interior | 1 | 1 | Bathroom
Ceiling Fixture | Incandescent |  | Standard A Lamp | 1 | 60 | Bedroom
Ceiling Fixture | Incandescent |  | Standard A Lamp | 2 | 60 | Bathroom
Wall Mount | Incandescent |  | Standard A Lamp | 1 | 60 | Bathroom
Ceiling Fan | Incandescent |  | Standard A Lamp | 1 | 60 | Hall
Ceiling Fixture | Incandescent |  | Standard A Lamp | 1 | 60 | Hall
Wall Mount | Other |  | LED Interior | 1 | 1 | Hall
Ceiling Fixture | Incandescent |  | Standard A Lamp | 2 | 60 | Master Bedroom
Wall Mount | Incandescent |  | Reflector | 1 | 25 | Master Bedroom
Table | Compact Fluorescent |  | Twist | 1 | 15 | Master Bedroom
Table | Incandescent |  | Standard A Lamp | 2 | 40 | Master Bedroom
Ceiling Fixture | Incandescent |  | Standard A Lamp | 1 | 60 | Office
Ceiling Fixture | Compact Fluorescent |  | Twist | 1 | 15 | Office
Table | Compact Fluorescent |  | Pin base | 1 | 13 | Office
Ceiling Fixture | Compact Fluorescent |  | Twist | 1 | 15 | Closet
Ceiling Fixture | Incandescent |  | Reflector | 1 | 125 | Bathroom
Ceiling Fixture | Incandescent |  | Heat Lamp | 1 | 250 | Bathroom
Ceiling Fixture | Incandescent |  | Globe | 2 | 60 | Bathroom
Ceiling Fixture | Compact Fluorescent |  | Twist | 1 | 15 | Bathroom
Wall Mount | Other |  | LED Interior | 1 | 1 | Bathroom
Ceiling Fixture | Incandescent |  | Standard A Lamp | 3 | 60 | Bedroom
Chandelier (Hanging) | Incandescent |  | Standard A Lamp | 1 | 75 | Dining Room
Ceiling Fixture | Incandescent |  | Standard A Lamp | 1 | 60 | Family Room
Table | Compact Fluorescent |  | Twist | 1 | 15 | Family Room
Table | Incandescent |  | Standard A Lamp | 1 | 40 | Family Room
Ceiling Fixture | Incandescent |  | Standard A Lamp | 1 | 60 | Garage
Ceiling Fixture | Compact Fluorescent |  | Twist | 1 | 15 | Hall
Ceiling Fixture | Incandescent |  | Standard A Lamp | 1 | 60 | Kitchen
Recessed - other | Compact Fluorescent |  | Twist | 1 | 15 | Kitchen
Ceiling Fixture | Incandescent |  | Reflector | 2 | 2 | Kitchen
Ceiling Fixture | Incandescent |  | Clear | 1 | 60 | Kitchen
Wall Mount | Linear Fluorescent | 48 | T-12 | 1 | 40 | Kitchen
Table | Incandescent |  | Standard A Lamp | 1 | 60 | Living Room
Table | Incandescent |  | Standard A Lamp | 1 | 60 | Living Room
Table | Compact Fluorescent |  | Twist | 1 | 15 | Living Room
Ceiling Fixture | Linear Fluorescent | 48 | T-12 | 2 | 40 | Garage
Chandelier (Hanging) | Incandescent |  | Standard A Lamp | 1 | 75 | Garage
Wall Mount | Compact Fluorescent |  | Twist | 3 | 15 | Bathroom
Table | Compact Fluorescent |  | Twist | 1 | 15 | Bedroom
Floor lamp | Incandescent |  | Mini base | 3 | 5 | Bedroom
Chandelier (Hanging) | Incandescent |  | Standard A Lamp | 2 | 65 | Dining Room
Recessed Can | Compact Fluorescent |  | Twist | 1 | 15 | Family Room
Track | Incandescent |  | Reflector | 5 | 25 | Family Room
Ceiling Fixture | Compact Fluorescent |  | Twist | 1 | 7 | Family Room
Ceiling Fixture | Compact Fluorescent |  | Twist | 1 | 15 | Garage
Ceiling Fixture | Compact Fluorescent |  | Twist | 1 | 15 | Hall
Ceiling Fixture | Compact Fluorescent |  | Twist | 1 | 15 | Hall
Recessed - other | Linear Fluorescent | 48 | T-12 | 1 | 40 | Kitchen
Floor lamp | Compact Fluorescent |  | A shape bulb | 2 | 15 | Living Room
Wall Mount | Incandescent |  | Globe | 6 | 25 | Bathroom
Table | Compact Fluorescent |  | Twist | 1 | 15 | Master Bedroom
Ceiling Fixture | Compact Fluorescent |  | Twist | 3 | 15 | Other
Track | Incandescent |  | Reflector | 3 | 60 | Other
Ceiling Fixture | Compact Fluorescent |  | Twist | 2 | 15 | Laundry Room
Ceiling Fixture | Compact Fluorescent |  | Twist | 1 | 15 | Laundry Room
Ceiling Fixture | Linear Fluorescent | 48 | T-8 | 2 | 32 | Laundry Room
Ceiling Fixture | Incandescent |  | Standard A Lamp | 1 | 60 | Bathroom
Wall Mount | Compact Fluorescent |  | Twist | 2 | 15 | Bathroom
Ceiling Fixture | Incandescent |  | Standard A Lamp | 1 | 60 | Bedroom
Table | Compact Fluorescent |  | Twist | 1 | 22 | Bedroom
Table | Incandescent |  | Clear | 1 | 25 | Bedroom
Table | Compact Fluorescent |  | Twist | 1 | 22 | Bedroom
Ceiling Fan | Compact Fluorescent |  | Twist | 1 | 22 | Bedroom
Ceiling Fixture | Incandescent |  | Standard A Lamp | 1 | 60 | Closet
Ceiling Fixture | Incandescent |  | Standard A Lamp | 1 | 60 | Closet
Ceiling Fixture | Compact Fluorescent |  | Twist | 1 | 22 | Closet
Chandelier (Hanging) | Incandescent |  | Standard A Lamp | 3 | 60 | Dining Room
Wall Mount | Compact Fluorescent |  | Twist | 1 | 15 | Hall
Ceiling Fixture | Incandescent |  | Standard A Lamp | 1 | 75 | Other
Chandelier (Hanging) | Incandescent |  | Standard A Lamp | 1 | 75 | Kitchen
Other | Incandescent |  | Standard A Lamp | 1 | 40 | Kitchen
Ceiling Fixture | Compact Fluorescent |  | Twist | 3 | 15 | Living Room
Table | Compact Fluorescent |  | Twist | 1 | 22 | Living Room
Ceiling Fixture | Compact Fluorescent |  | Twist | 1 | 15 | Closet
Floor lamp | Incandescent |  | Standard A Lamp | 1 | 60 | Other
Ceiling Fixture | Compact Fluorescent |  | Twist | 1 | 15 | Other
Wall Mount | Incandescent |  | Standard A Lamp | 2 | 60 | Bathroom
Ceiling Fixture | Compact Fluorescent |  | Twist | 1 | 15 | Bedroom
Table | Incandescent |  | Standard A Lamp | 1 | 40 | Bedroom
Ceiling Fixture | Compact Fluorescent |  | Twist | 1 | 15 | Bedroom
Ceiling Fixture | Compact Fluorescent |  | Twist | 1 | 15 | Dining Room
Ceiling Fixture | Compact Fluorescent |  | Twist | 1 | 15 | Kitchen
Ceiling Fixture | Compact Fluorescent |  | Twist | 1 | 15 | Laundry Room
Floor lamp | Compact Fluorescent |  | Twist | 1 | 22 | Living Room
Table | Incandescent |  | Standard A Lamp | 1 | 75 | Living Room
Ceiling Fixture | Incandescent |  | Reflector | 1 | 75 | Bathroom
Ceiling Fixture | Incandescent |  | Heat Lamp | 1 | 125 | Bathroom
Recessed Can | Incandescent |  | Reflector | 1 | 75 | Bathroom
Wall Mount | Compact Fluorescent |  | Twist | 3 | 13 | Bathroom
Recessed Can | Compact Fluorescent |  | Twist | 1 | 13 | Bathroom
Wall Mount | Incandescent |  | Globe | 3 | 40 | Bathroom
Ceiling Fixture | Incandescent |  | Heat Lamp | 1 | 125 | Bathroom
Ceiling Fixture | Compact Fluorescent |  | Twist | 2 | 13 | Bedroom
Ceiling Fixture | Compact Fluorescent |  | Twist | 2 | 13 | Bedroom
Table | Incandescent |  | Decorative | 1 | 40 | Bedroom
Chandelier (Hanging) | Incandescent |  | Clear | 3 | 40 | Dining Room
Table | Incandescent |  | Globe | 1 | 150 | Dining Room
Table | Incandescent |  | 3-Way Incandescent | 1 | 135 | Family Room
Ceiling Fixture | Linear Fluorescent | 48 | T-12 | 2 | 40 | Garage
Ceiling Fixture | Compact Fluorescent |  | Twist | 1 | 13 | Hall
Ceiling Fixture | Compact Fluorescent |  | Flood | 1 | 15 | Kitchen
Architectural | Linear Fluorescent | 11 | T-5 | 1 | 8 | Kitchen
Ceiling Fixture | Linear Fluorescent | 48 | T-12 | 2 | 40 | Laundry Room
Ceiling Fixture | Compact Fluorescent |  | Twist | 2 | 13 | Master Bedroom
Table | Compact Fluorescent |  | Twist | 1 | 13 | Master Bedroom
Recessed Can | Incandescent |  | Reflector | 1 | 60 | Closet
Recessed Can | Incandescent |  | Reflector | 1 | 60 | Other
Wall Mount | Incandescent |  | Globe | 6 | 40 | Bathroom
Ceiling Fixture | Compact Fluorescent |  | Twist | 2 | 22 | Bedroom
Table | Incandescent |  | Standard A Lamp | 1 | 100 | Bedroom
Ceiling Fixture | Halogen |  | MR | 3 | 50 | Family Room
Table | Incandescent |  | Standard A Lamp | 1 | 150 | Family Room
Floor lamp | Incandescent |  | Standard A Lamp | 1 | 150 | Family Room
Ceiling Fixture | Compact Fluorescent |  | Twist | 1 | 22 | Hall
Ceiling Fixture | Incandescent |  | Globe | 5 | 40 | Kitchen
Ceiling Fixture | Compact Fluorescent |  | Twist | 2 | 22 | Kitchen
Table | Incandescent |  | Standard A Lamp | 1 | 60 | Kitchen
Recessed Can | Incandescent |  | Reflector | 1 | 65 | Laundry Room
Ceiling Fixture | Incandescent |  | Standard A Lamp | 1 | 60 | Living Room
Table | Incandescent |  | Standard A Lamp | 1 | 60 | Living Room
Ceiling Fixture | Incandescent |  | Mini base | 1 | 25 | Living Room
Torchiere | Incandescent |  | Standard A Lamp | 1 | 150 | Living Room
Ceiling Fixture | Incandescent |  | Globe | 1 | 90 | Master Bedroom
Torchiere | Incandescent |  | Standard A Lamp | 1 | 150 | Master Bedroom
Table | Incandescent |  | Standard A Lamp | 1 | 60 | Master Bedroom
Wall Mount | Compact Fluorescent |  | Twist | 2 | 20 | Bathroom
Other | Other |  |  | 1 | 1 | Bathroom
Floor lamp | Compact Fluorescent |  | Pin base | 1 | 28 | Office
Ceiling Fixture | Compact Fluorescent |  | Twist | 3 | 20 | Office
Table | Incandescent |  | Standard A Lamp | 1 | 60 | Office
Garage door opener | Incandescent |  | Standard A Lamp | 1 | 60 | Garage
Ceiling Fixture | Incandescent |  | Standard A Lamp | 1 | 60 | Garage
Wall Mount | Incandescent |  | Standard A Lamp | 2 | 60 | Bathroom
Ceiling Fan | Compact Fluorescent |  | Twist | 6 | 15 | Bedroom
Ceiling Fan | Incandescent |  | Decorative | 6 | 40 | Bedroom
Ceiling Fixture | Compact Fluorescent |  | Twist | 2 | 15 | Bedroom
Ceiling Fixture | Compact Fluorescent |  | Twist | 1 | 25 | Garage
Ceiling Fixture | Incandescent |  | Standard A Lamp | 1 | 60 | Hall
Ceiling Fixture | Incandescent |  | Standard A Lamp | 1 | 60 | Kitchen
Floor lamp | Compact Fluorescent |  | Twist | 1 | 15 | Living Room
Wall Mount | Incandescent |  | Mini base | 1 | 40 | Bedroom
Table | Incandescent |  | Mini base | 1 | 40 | Bedroom
Ceiling Fixture | Incandescent |  | Standard A Lamp | 1 | 60 | Closet
Chandelier (Hanging) | Incandescent |  | Standard A Lamp | 4 | 60 | Dining Room
Wall Mount | Incandescent |  | Globe | 2 | 25 | Bathroom
Recessed - other | Halogen |  | PAR | 1 | 30 | Hall
Chandelier (Hanging) | Incandescent |  | Mini base | 1 | 25 | Kitchen
Ceiling Fixture | Incandescent |  | Standard A Lamp | 2 | 40 | Laundry Room
Chandelier (Hanging) | Incandescent |  | Standard A Lamp | 5 | 40 | Living Room
Chandelier (Hanging) | Incandescent |  | Standard A Lamp | 2 | 60 | Bathroom
Wall Mount | Incandescent |  | Mini base | 1 | 25 | Bathroom
Ceiling Fixture | Incandescent |  | Standard A Lamp | 2 | 60 | Master Bedroom
Table | Compact Fluorescent |  | Twist | 1 | 7 | Master Bedroom
Wall Mount | Incandescent |  | Mini base | 1 | 25 | Hall
Ceiling Fixture | Compact Fluorescent |  | A shape bulb | 1 | 15 | Bedroom
Ceiling Fixture | Compact Fluorescent |  | Twist | 2 | 20 | Bedroom
Floor lamp | Compact Fluorescent |  | A shape bulb | 1 | 15 | Bedroom
Table | Halogen |  | Other | 1 | 20 | Bedroom
Ceiling Fixture | Compact Fluorescent |  | Twist | 2 | 15 | Hall
Wall Mount | Compact Fluorescent |  | Twist | 2 | 15 | Bathroom
Ceiling Fixture | Compact Fluorescent |  | Twist | 1 | 22 | Kitchen
Wall Mount | Compact Fluorescent |  | Twist | 1 | 15 | Kitchen
Ceiling Fixture | Compact Fluorescent |  | Twist | 1 | 22 | Living Room
Wall Mount | Incandescent |  | Globe | 4 | 25 | Bathroom
Ceiling Fixture | Incandescent |  | Clear | 1 | 60 | Bedroom
Floor lamp | Compact Fluorescent |  | Twist | 3 | 15 | Bedroom
Table | Incandescent |  | Decorative | 1 | 40 | Bedroom
Ceiling Fixture | Compact Fluorescent |  | Twist | 3 | 15 | Family Room
Ceiling Fixture | Incandescent |  | Standard A Lamp | 2 | 60 | Dining Room
Ceiling Fixture | Linear Fluorescent | 48 | T-8 | 2 | 32 | Other
Ceiling Fixture | Compact Fluorescent |  | Twist | 3 | 15 | Hall
Ceiling Fixture | Halogen |  | Quartz Tube | 1 | 50 | Kitchen
Architectural | Halogen |  | Other | 1 | 20 | Kitchen
Ceiling Fixture | Linear Fluorescent | 48 | T-8 | 2 | 32 | Laundry Room
Ceiling Fixture | Compact Fluorescent |  | Twist | 1 | 15 | Living Room
Wall Mount | Compact Fluorescent |  | Twist | 1 | 15 | Living Room
Floor lamp | Compact Fluorescent |  | Twist | 1 | 15 | Living Room
Wall Mount | Incandescent |  | Decorative | 2 | 25 | Master Bedroom
Ceiling Fixture | Incandescent |  | Standard A Lamp | 2 | 60 | Master Bedroom
Table | Compact Fluorescent |  | Twist | 1 | 15 | Master Bedroom
Ceiling Fan | Incandescent |  | Standard A Lamp | 1 | 100 | Bathroom
Recessed - other | Incandescent |  | Standard A Lamp | 2 | 75 | Bedroom
Table | Incandescent |  | Standard A Lamp | 1 | 75 | Bedroom
Ceiling Fixture | Incandescent |  | Standard A Lamp | 2 | 60 | Bedroom
Table | Incandescent |  | Standard A Lamp | 1 | 75 | Bedroom
Ceiling Fixture | Incandescent |  | Standard A Lamp | 1 | 60 | Hall
High bay | Linear Fluorescent | 48 | T-12 | 2 | 40 | Kitchen
Track | Incandescent |  | Standard A Lamp | 1 | 60 | Kitchen
Other | Incandescent |  | Standard A Lamp | 1 | 75 | Kitchen
Architectural | Incandescent |  | Standard A Lamp | 1 | 60 | Laundry Room
Ceiling Fan | Incandescent |  | Standard A Lamp | 1 | 60 | Living Room
Architectural | Incandescent |  | Standard A Lamp | 1 | 60 | Closet
Recessed Can | Incandescent |  | Reflector | 1 | 65 | Hall
Ceiling Fixture | Incandescent |  | Standard A Lamp | 1 | 60 | Bedroom
Table | Incandescent |  | Standard A Lamp | 1 | 60 | Bedroom
Wall Mount | Linear Fluorescent | 24 | T-8 | 1 | 32 | Hall
Track | Compact Fluorescent |  | Reflector | 3 | 23 | Family Room
Table | Compact Fluorescent |  | Other | 1 | 15 | Family Room
Floor lamp | Halogen |  | Quartz Tube | 1 | 150 | Family Room
Table | Compact Fluorescent |  | Twist | 1 | 15 | Family Room
Ceiling Fixture | Compact Fluorescent |  | Twist | 2 | 15 | Family Room
Garage door opener | Incandescent |  | Standard A Lamp | 1 | 60 | Garage
Ceiling Fixture | Incandescent |  | Standard A Lamp | 2 | 60 | Garage
Wall Mount | Compact Fluorescent |  | Pin base | 3 | 13 | Bathroom
Recessed Can | Compact Fluorescent |  | Twist | 1 | 13 | Bathroom
Recessed Can | Incandescent |  | Reflector | 1 | 65 | Kitchen
Track | Compact Fluorescent |  | Twist | 3 | 23 | Kitchen
Ceiling Fixture | Compact Fluorescent |  | Twist | 1 | 13 | Laundry Room
High bay | Linear Fluorescent | 48 | T-12 | 2 | 40 | Laundry Room
Ceiling Fixture | Incandescent |  | Standard A Lamp | 1 | 60 | Laundry Room
Ceiling Fixture | Incandescent |  | Other | 1 | 90 | Laundry Room
Chandelier (Hanging) | Incandescent |  | Clear | 5 | 40 | Living Room
Table | Incandescent |  | 3-Way Incandescent | 1 | 150 | Living Room
Floor lamp | Incandescent |  | 3-Way Incandescent | 1 | 150 | Living Room
Table | Compact Fluorescent |  | Twist | 1 | 23 | Living Room
Wall Mount | Incandescent |  | Globe | 4 | 40 | Bathroom
Wall Mount | Incandescent |  | Globe | 8 | 40 | Bathroom
Ceiling Fixture | Compact Fluorescent |  | Twist | 1 | 13 | Bathroom
Ceiling Fixture | Halogen |  | MR | 3 | 50 | Closet
Ceiling Fixture | Compact Fluorescent |  | Twist | 1 | 23 | Master Bedroom
Table | Incandescent |  | Other | 1 | 40 | Master Bedroom
Wall Mount | Incandescent |  | Standard A Lamp | 1 | 60 | Master Bedroom
Ceiling Fixture | Compact Fluorescent |  | Twist | 2 | 23 | Office
Chandelier (Hanging) | Incandescent |  | Globe | 1 | 40 | Other
Ceiling Fixture | Incandescent |  | Standard A Lamp | 2 | 60 | Bedroom
Table | Incandescent |  | Standard A Lamp | 1 | 60 | Bedroom
Wall Mount | Incandescent |  | Globe | 1 | 40 | Closet
Ceiling Fixture | Compact Fluorescent |  | Twist | 2 | 23 | Living Room
Wall Mount | Incandescent |  | Globe | 8 | 40 | Bathroom
Ceiling Fixture | Linear Fluorescent | 48 | T-12 | 2 | 40 | Laundry Room
Recessed Can | Incandescent |  | Reflector | 1 | 65 | Kitchen
Chandelier (Hanging) | Incandescent |  | Clear | 5 | 40 | Family Room
Recessed Can | Compact Fluorescent |  | Reflector | 1 | 15 | Living Room
Table | Incandescent |  | Standard A Lamp | 1 | 65 | Living Room
Floor lamp | Compact Fluorescent |  | A shape bulb | 1 | 13 | Living Room
Ceiling Fixture | Linear Fluorescent | 48 | T-12 | 4 | 40 | Kitchen
Track | Incandescent |  | Reflector | 3 | 50 | Kitchen
Chandelier (Hanging) | Incandescent |  | Clear | 1 | 65 | Dining Room
Ceiling Fixture | Incandescent |  | Standard A Lamp | 2 | 65 | Living Room
Recessed Can | Incandescent |  | Reflector | 1 | 65 | Hall
Ceiling Fixture | Incandescent |  | Standard A Lamp | 1 | 75 | Closet
Wall Mount | Incandescent |  | Globe | 1 | 40 | Closet
Table | Incandescent |  | 3-Way Incandescent | 1 | 100 | Bedroom
Ceiling Fixture | Incandescent |  | Reflector | 1 | 65 | Bedroom
Floor lamp | Incandescent |  | 3-Way Incandescent | 1 | 100 | Bedroom
Ceiling Fixture | Linear Fluorescent | 48 | T-12 | 4 | 40 | Garage
Garage door opener | Incandescent |  | Standard A Lamp | 2 | 60 | Garage
Table | Incandescent |  | Standard A Lamp | 1 | 75 | Bedroom
Torchiere | Halogen |  | Quartz Tube | 1 | 300 | Bedroom
Wall Mount | Compact Fluorescent |  | Globe | 8 | 9 | Bathroom
Wall Mount | Compact Fluorescent |  | Globe | 9 | 9 | Bathroom
Table | Incandescent |  | 3-Way Incandescent | 1 | 100 | Master Bedroom
Wall Mount | Compact Fluorescent |  | Globe | 8 | 9 | Bathroom
Ceiling Fixture | Incandescent |  | Standard A Lamp | 1 | 40 | Closet
Ceiling Fixture | Incandescent |  | Reflector | 1 | 65 | Bedroom
Floor lamp | Incandescent |  | 3-Way Incandescent | 1 | 100 | Bedroom
Table | Incandescent |  | Standard A Lamp | 2 | 60 | Bedroom
Recessed Can | Incandescent |  | Reflector | 1 | 65 | Hall
Recessed Can | Incandescent |  | Reflector | 1 | 65 | Dining Room
Table | Compact Fluorescent |  | Globe | 1 | 9 | Dining Room
Wall Mount | Incandescent |  | Standard A Lamp | 3 | 60 | Bathroom
Ceiling Fixture | Incandescent |  | Standard A Lamp | 1 | 60 | Bathroom
Ceiling Fixture | Incandescent |  | Standard A Lamp | 2 | 60 | Bedroom
Ceiling Fixture | Incandescent |  | Standard A Lamp | 2 | 60 | Bedroom
Ceiling Fixture | Incandescent |  | Standard A Lamp | 2 | 60 | Bedroom
Ceiling Fixture | Incandescent |  | Standard A Lamp | 2 | 60 | Bedroom
Ceiling Fixture | Incandescent |  | Decorative | 2 | 60 | Bedroom
Recessed Can | Compact Fluorescent |  | Twist | 1 | 22 | Kitchen
Ceiling Fixture | Incandescent |  | Standard A Lamp | 1 | 60 | Closet
Ceiling Fixture | Incandescent |  | Standard A Lamp | 1 | 60 | Garage
Ceiling Fixture | Compact Fluorescent |  | Twist | 2 | 15 | Kitchen
Track | Halogen |  | MR | 3 | 30 | Kitchen
Ceiling Fixture | Compact Fluorescent |  | Twist | 2 | 22 | Dining Room
Torchiere | Compact Fluorescent |  | Twist | 1 | 15 | Living Room
Ceiling Fixture | Incandescent |  | Standard A Lamp | 2 | 40 | Dining Room
Ceiling Fixture | Incandescent |  | Standard A Lamp | 1 | 60 | Hall
Ceiling Fixture | Incandescent |  | Standard A Lamp | 2 | 60 | Hall
Wall Mount | Compact Fluorescent |  | Globe | 5 | 15 | Bathroom
Ceiling Fixture | Incandescent |  | Standard A Lamp | 3 | 40 | Bedroom
Ceiling Fixture | Compact Fluorescent |  | Twist | 2 | 15 | Master Bedroom
Table | Incandescent |  | Standard A Lamp | 1 | 60 | Master Bedroom
Chandelier (Hanging) | Incandescent |  | Decorative | 7 | 25 | Dining Room
Ceiling Fan | Compact Fluorescent |  | Twist | 3 | 15 | Family Room
Ceiling Fixture | Incandescent |  | Globe | 4 | 40 | Hall
Ceiling Fixture | Compact Fluorescent |  | Twist | 1 | 15 | Garage
Garage door opener | Incandescent |  | Standard A Lamp | 1 | 40 | Garage
Ceiling Fixture | Compact Fluorescent |  | Twist | 1 | 15 | Hall
Ceiling Fixture | Compact Fluorescent |  | Twist | 1 | 15 | Kitchen
Chandelier (Hanging) | Compact Fluorescent |  | Twist | 5 | 15 | Kitchen
Ceiling Fixture | Incandescent |  | Standard A Lamp | 1 | 60 | Laundry Room
Floor lamp | Compact Fluorescent |  | A shape bulb | 2 | 7 | Living Room
Table | Incandescent |  | Standard A Lamp | 1 | 100 | Living Room
Wall Mount | Compact Fluorescent |  | Globe | 3 | 15 | Bathroom
Ceiling Fixture | Incandescent |  | Standard A Lamp | 3 | 40 | Master Bedroom
Wall Mount | Incandescent |  | Globe | 2 | 60 | Bathroom
Recessed Can | Halogen |  | PAR | 1 | 75 | Bathroom
Recessed Can | Incandescent |  | Standard A Lamp | 1 | 65 | Bedroom
Table | Incandescent |  | Mini base | 2 | 40 | Bedroom
Table | Incandescent |  | Standard A Lamp | 1 | 60 | Bedroom
Chandelier (Hanging) | Incandescent |  | Globe | 1 | 60 | Dining Room
Chandelier (Hanging) | Compact Fluorescent |  | A shape bulb | 1 | 15 | Hall
Recessed Can | Incandescent |  | Reflector | 1 | 65 | Hall
Recessed Can | Incandescent |  | Reflector | 1 | 65 | Kitchen
Wall Mount | Linear Fluorescent | 24 | T-12 | 2 | 40 | Laundry Room
Recessed Can | Incandescent |  | Reflector | 1 | 65 | Living Room
Floor lamp | Incandescent |  | Standard A Lamp | 3 | 60 | Living Room
Table | Incandescent |  | Standard A Lamp | 1 | 60 | Living Room
Recessed Can | Incandescent |  | Reflector | 1 | 65 | Bedroom
Table | Incandescent |  | Standard A Lamp | 1 | 60 | Bedroom
Table | Incandescent |  | Standard A Lamp | 1 | 40 | Bedroom
Ceiling Fixture | Compact Fluorescent |  | Other | 1 | 22 | Closet
Recessed Can | Incandescent |  | Reflector | 1 | 65 | Bathroom
Wall Mount | Compact Fluorescent |  | A shape bulb | 2 | 15 | Bathroom
Wall Mount | Incandescent |  | Globe | 2 | 40 | Bathroom
Wall Mount | Incandescent |  | Globe | 2 | 60 | Bathroom
Recessed Can | Incandescent |  | Reflector | 1 | 65 | Hall
Recessed Can | Compact Fluorescent |  | Reflector | 1 | 23 | Hall
Wall Mount | Incandescent |  | Standard A Lamp | 1 | 75 | Bathroom
Wall Mount | Incandescent |  | Standard A Lamp | 2 | 60 | Bathroom
Ceiling Fixture | Incandescent |  | Standard A Lamp | 1 | 40 | Bathroom
Wall Mount | Incandescent |  | Standard A Lamp | 2 | 65 | Bathroom
Ceiling Fan | Incandescent |  | Standard A Lamp | 1 | 40 | Bedroom
Ceiling Fan | Incandescent |  | Decorative | 3 | 40 | Master Bedroom
Table | Incandescent |  | Standard A Lamp | 1 | 60 | Master Bedroom
Table | Compact Fluorescent |  | Twist | 1 | 15 | Master Bedroom
Ceiling Fixture | Incandescent |  | Standard A Lamp | 1 | 60 | Master Bedroom
Ceiling Fan | Incandescent |  | Standard A Lamp | 1 | 75 | Office
Table | Incandescent |  | Standard A Lamp | 1 | 60 | Office
Ceiling Fixture | Incandescent |  | Standard A Lamp | 2 | 60 | Bedroom
Table | Incandescent |  | Decorative | 1 | 40 | Bedroom
Ceiling Fixture | Linear Fluorescent | 48 | T-12 | 2 | 40 | Other
Ceiling Fixture | Compact Fluorescent |  | Twist | 3 | 22 | Dining Room
Ceiling Fixture | Incandescent |  | Standard A Lamp | 3 | 60 | Other
Ceiling Fixture | Linear Fluorescent | 48 | T-12 | 4 | 40 | Other
Ceiling Fixture | Linear Fluorescent | 48 | T-8 | 2 | 32 | Garage
Ceiling Fixture | Compact Fluorescent |  | Twist | 1 | 15 | Garage
Garage door opener | Incandescent |  | Standard A Lamp | 1 | 60 | Garage
Ceiling Fixture | Incandescent |  | Decorative | 1 | 40 | Hall
Recessed Can | Incandescent |  | Reflector | 1 | 65 | Kitchen
Ceiling Fixture | Incandescent |  | Standard A Lamp | 2 | 60 | Laundry Room
Ceiling Fixture | Linear Fluorescent | 48 | T-8 | 2 | 32 | Office
Table | Halogen |  | Quartz Tube | 1 | 30 | Office
Table | Incandescent |  | Standard A Lamp | 1 | 60 | Living Room
Table | Incandescent |  | Standard A Lamp | 2 | 60 | Living Room
Chandelier (Hanging) | Incandescent |  | Decorative | 1 | 40 | Living Room
Chandelier (Hanging) | Incandescent |  | Decorative | 3 | 40 | Living Room
Wall Mount | Incandescent |  | Standard A Lamp | 4 | 60 | Bathroom
Ceiling Fixture | Compact Fluorescent |  | Twist | 1 | 15 | Bathroom
Ceiling Fixture | Compact Fluorescent |  | Twist | 1 | 15 | Bathroom
Wall Mount | Incandescent |  | Standard A Lamp | 3 | 100 | Bathroom
Ceiling Fixture | Compact Fluorescent |  | Twist | 1 | 15 | Bathroom
Recessed Can | Halogen |  | PAR | 1 | 90 | Bedroom
Table | Incandescent |  | Standard A Lamp | 1 | 60 | Bedroom
Torchiere | Incandescent |  | Standard A Lamp | 1 | 200 | Bedroom
Ceiling Fixture | Incandescent |  | Standard A Lamp | 3 | 60 | Bedroom
Floor lamp | Incandescent |  | Standard A Lamp | 1 | 60 | Bedroom
Ceiling Fan | Incandescent |  | Standard A Lamp | 1 | 100 | Bedroom
Table | Incandescent |  | Decorative | 1 | 60 | Bedroom
Table | Incandescent |  | Standard A Lamp | 1 | 75 | Bedroom
Ceiling Fixture | Incandescent |  | Standard A Lamp | 3 | 100 | Bedroom
Table | Incandescent |  | Standard A Lamp | 1 | 75 | Bedroom
Floor lamp | Halogen |  | Quartz Tube | 1 | 300 | Bedroom
Wall Mount | Linear Fluorescent | 48 | T-8 | 1 | 32 | Closet
Wall Mount | Linear Fluorescent | 24 | T-8 | 1 | 32 | Closet
Ceiling Fixture | Linear Fluorescent | 24 | T-8 | 1 | 32 | Closet
Wall Mount | Incandescent |  | Standard A Lamp | 1 | 100 | Hall
Ceiling Fixture | Linear Fluorescent | 48 | T-8 | 2 | 32 | Closet
Wall Mount | Linear Fluorescent | 24 | T-8 | 1 | 32 | Closet
Recessed Can | Compact Fluorescent |  | Flood | 1 | 25 | Dining Room
Chandelier (Hanging) | Incandescent |  | Standard A Lamp | 9 | 75 | Hall
Architectural | Incandescent |  | Decorative | 1 | 40 | Hall
Ceiling Fixture | Linear Fluorescent | 48 | T-8 | 2 | 32 | Garage
Ceiling Fixture | Linear Fluorescent | 48 | T-12 | 2 | 40 | Garage
Garage door opener | Incandescent |  | Standard A Lamp | 1 | 40 | Garage
Wall Mount | Incandescent |  | Standard A Lamp | 3 | 60 | Garage
Wall Mount | Compact Fluorescent |  | A shape bulb | 1 | 28 | Garage
Wall Mount | Incandescent |  | Standard A Lamp | 1 | 100 | Hall
Recessed Can | Incandescent |  | Reflector | 1 | 65 | Kitchen
Ceiling Fan | Incandescent |  | Standard A Lamp | 4 | 60 | Kitchen
Architectural | Linear Fluorescent | 48 | T-8 | 1 | 32 | Kitchen
Floor lamp | Incandescent |  | Standard A Lamp | 3 | 40 | Kitchen
Ceiling Fixture | Linear Fluorescent | 48 | T-8 | 2 | 32 | Laundry Room
Recessed Can | Halogen |  | PAR | 1 | 90 | Living Room
Recessed Can | Compact Fluorescent |  | Reflector | 1 | 22 | Living Room
Wall Mount | Incandescent |  | Standard A Lamp | 1 | 100 | Living Room
Table | Incandescent |  | Mini base | 1 | 5 | Living Room
Floor lamp | Incandescent |  | Standard A Lamp | 2 | 60 | Living Room
Floor lamp | Incandescent |  | 3-Way Incandescent | 1 | 100 | Living Room
Floor lamp | Compact Fluorescent |  | Twist | 1 | 15 | Living Room
Wall Mount | Linear Fluorescent | 48 | T-8 | 1 | 32 | Kitchen
Ceiling Fixture | Compact Fluorescent |  | Twist | 1 | 15 | Bathroom
Wall Mount | Incandescent |  | Standard A Lamp | 4 | 60 | Bathroom
Recessed Can | Compact Fluorescent |  | Reflector | 1 | 28 | Bedroom
Table | Incandescent |  | 3-Way Incandescent | 1 | 100 | Bedroom
Floor lamp | Incandescent |  | 3-Way Incandescent | 1 | 100 | Bedroom
Recessed Can | Compact Fluorescent |  | Reflector | 1 | 28 | Family Room
Floor lamp | Compact Fluorescent |  | Mini base | 1 | 42 | Family Room
Floor lamp | Incandescent |  | Mini base | 1 | 5 | Family Room
Recessed Can | Compact Fluorescent |  | Reflector | 1 | 28 | Hall
Ceiling Fan | Halogen |  | PAR | 3 | 50 | Other
Floor lamp | Incandescent |  | Standard A Lamp | 2 | 60 | Other
Wall Mount | Incandescent |  | Standard A Lamp | 1 | 60 | Bathroom
Ceiling Fixture | Incandescent |  | Standard A Lamp | 1 | 60 | Bedroom
Ceiling Fixture | Incandescent |  | Standard A Lamp | 1 | 60 | Bedroom
Ceiling Fixture | Incandescent |  | Standard A Lamp | 1 | 60 | Hall
Recessed Can | Incandescent |  | Reflector | 1 | 65 | Kitchen
Floor lamp | Incandescent |  | Standard A Lamp | 3 | 60 | Living Room
Recessed Can | Incandescent |  | Reflector | 1 | 75 | Kitchen
Recessed Can | Compact Fluorescent |  | Twist | 1 | 15 | Family Room
Chandelier (Hanging) | Incandescent |  | Standard A Lamp | 5 | 40 | Dining Room
Floor lamp | Incandescent |  | 3-Way Incandescent | 1 | 100 | Living Room
Table | Incandescent |  | 3-Way Incandescent | 1 | 100 | Living Room
Ceiling Fixture | Linear Fluorescent | 96 | T-12 | 2 | 40 | Bathroom
Ceiling Fixture | Compact Fluorescent |  | Twist | 2 | 15 | Hall
Wall Mount | Incandescent |  | Standard A Lamp | 6 | 40 | Bathroom
Ceiling Fixture | Incandescent |  | Standard A Lamp | 1 | 40 | Master Bedroom
Ceiling Fixture | Incandescent |  | Standard A Lamp | 2 | 40 | Bedroom
Floor lamp | Halogen |  | MR | 3 | 30 | Bedroom
Ceiling Fixture | Incandescent |  | Standard A Lamp | 2 | 40 | Bedroom
Ceiling Fan | Incandescent |  | Standard A Lamp | 2 | 60 | Living Room
Ceiling Fixture | Incandescent |  | Standard A Lamp | 2 | 60 | Bedroom
Wall Mount | Incandescent |  | Globe | 2 | 75 | Bathroom
Ceiling Fixture | Incandescent |  | Standard A Lamp | 2 | 60 | Bedroom
Ceiling Fixture | Linear Fluorescent | 48 | T-12 | 2 | 40 | Other
Ceiling Fixture | Linear Fluorescent | 48 | T-12 | 2 | 40 | Laundry Room
Ceiling Fixture | Compact Fluorescent |  | Twist | 1 | 15 | Kitchen
Other | Halogen |  | MR | 1 | 20 | Kitchen
Ceiling Fan | Incandescent |  | Standard A Lamp | 4 | 60 | Family Room
Table | Compact Fluorescent |  | Twist | 1 | 15 | Family Room
Ceiling Fixture | Incandescent |  | Standard A Lamp | 2 | 40 | Bedroom
Wall Mount | Incandescent |  | Standard A Lamp | 4 | 60 | Bathroom
Ceiling Fixture | Incandescent |  | Standard A Lamp | 1 | 60 | Master Bedroom
Table | Incandescent |  | Decorative | 2 | 40 | Master Bedroom
Ceiling Fixture | Incandescent |  | Standard A Lamp | 1 | 60 | Closet
Table | Incandescent |  | Standard A Lamp | 2 | 60 | Bedroom
Wall Mount | Incandescent |  | Standard A Lamp | 1 | 40 | Bedroom
Wall Mount | Incandescent |  | Standard A Lamp | 1 | 60 | Hall
Wall Mount | Incandescent |  | Standard A Lamp | 1 | 60 | Bathroom
Ceiling Fixture | Incandescent |  | Heat Lamp | 2 | 250 | Bathroom
Table | Incandescent |  | Standard A Lamp | 1 | 60 | Bedroom
Chandelier (Hanging) | Incandescent |  | Standard A Lamp | 1 | 60 | Bedroom
Ceiling Fixture | Incandescent |  | Standard A Lamp | 1 | 60 | Garage
Garage door opener | Incandescent |  | Standard A Lamp | 2 | 60 | Garage
Chandelier (Hanging) | Incandescent |  | Mini base | 5 | 25 | Kitchen
Ceiling Fixture | Compact Fluorescent |  | Twist | 2 | 15 | Kitchen
Ceiling Fixture | Compact Fluorescent |  | Twist | 3 | 15 | Kitchen
Table | Incandescent |  | Standard A Lamp | 1 | 60 | Living Room
Ceiling Fan | Incandescent |  | Standard A Lamp | 1 | 60 | Living Room
Chandelier (Hanging) | Incandescent |  | Decorative | 1 | 40 | Living Room
Chandelier (Hanging) | Incandescent |  | Decorative | 5 | 40 | Living Room
Wall Mount | Incandescent |  | Standard A Lamp | 1 | 60 | Other
Floor lamp | Compact Fluorescent |  | Twist | 1 | 15 | Other
Other | Incandescent |  | Decorative | 1 | 40 | Other
Ceiling Fixture | Compact Fluorescent |  | Twist | 1 | 15 | Hall
Ceiling Fan | Compact Fluorescent |  | Twist | 1 | 15 | Bathroom
Ceiling Fixture | Compact Fluorescent |  | Reflector | 1 | 15 | Hall
Recessed Can | Compact Fluorescent |  | Reflector | 2 | 15 | Hall
Recessed Can | Halogen |  | MR | 1 | 50 | Hall
Recessed Can | Halogen |  | MR | 1 | 50 | Hall
Chandelier (Hanging) | Compact Fluorescent |  | Twist | 1 | 15 | Hall
Ceiling Fan | Compact Fluorescent |  | Twist | 1 | 15 | Bathroom
Wall Mount | Compact Fluorescent |  | Twist | 3 | 15 | Bathroom
Chandelier (Hanging) | Incandescent |  | Standard A Lamp | 3 | 100 | Dining Room
Low bay | Linear Fluorescent | 96 | T-12 | 2 | 100 | Garage
Low bay | Linear Fluorescent | 48 | T-12 | 1 | 40 | Garage
Ceiling Fixture | Compact Fluorescent | 24 | Circline (Screw Base) | 1 | 20 | Family Room
Ceiling Fixture | Compact Fluorescent | 24 | Circline (Screw Base) | 1 | 20 | Bedroom
Ceiling Fixture | Compact Fluorescent |  | Twist | 1 | 15 | Kitchen
Recessed - other | Compact Fluorescent |  | Twist | 1 | 15 | Kitchen
Recessed - other | Compact Fluorescent |  | Twist | 1 | 15 | Kitchen
Ceiling Fixture | Compact Fluorescent |  | Twist | 1 | 15 | Laundry Room
Table | Compact Fluorescent |  | Twist | 1 | 15 | Living Room
Floor lamp | Compact Fluorescent |  | Twist | 1 | 15 | Living Room
Ceiling Fixture | Incandescent |  | Standard A Lamp | 1 | 60 | Master Bedroom
Table | Incandescent |  | Mini base | 1 | 25 | Master Bedroom
Ceiling Fixture | Compact Fluorescent | 24 | Circline (Screw Base) | 1 | 20 | Family Room
Ceiling Fixture | Compact Fluorescent |  | Twist | 1 | 15 | Bedroom
Recessed Can | Compact Fluorescent |  | Reflector | 1 | 15 | Living Room
Wall Mount | Incandescent |  | Globe | 4 | 25 | Bathroom
Ceiling Fixture | Compact Fluorescent |  | Twist | 2 | 22 | Bedroom
Ceiling Fixture | Compact Fluorescent |  | Decorative | 3 | 15 | Hall
Ceiling Fixture | Compact Fluorescent |  | Twist | 1 | 22 | Kitchen
Ceiling Fixture | Compact Fluorescent |  | Twist | 3 | 22 | Kitchen
Ceiling Fixture | Compact Fluorescent |  | Twist | 1 | 15 | Laundry Room
Floor lamp | Incandescent |  | Standard A Lamp | 3 | 60 | Living Room
Ceiling Fixture | Compact Fluorescent |  | Twist | 2 | 22 | Master Bedroom
Ceiling Fixture | Compact Fluorescent |  | Twist | 2 | 22 | Office
Ceiling Fixture | Linear Fluorescent | 48 | T-8 | 2 | 32 | Family Room
Ceiling Fixture | Compact Fluorescent |  | Twist | 2 | 15 | Bedroom
Wall Mount | Incandescent |  | Mini base | 1 | 5 | Bedroom
Floor lamp | Compact Fluorescent |  | Twist | 1 | 15 | Living Room
Wall Mount | Incandescent |  | Globe | 4 | 40 | Bathroom
Ceiling Fixture | Incandescent |  | Reflector | 1 | 65 | Hall
Recessed Can | Compact Fluorescent |  | Reflector | 1 | 22 | Family Room
Ceiling Fixture | Incandescent |  | Standard A Lamp | 1 | 100 | Closet
Ceiling Fixture | Linear Fluorescent | 48 | T-12 | 2 | 40 | Garage
Garage door opener | Incandescent |  | Standard A Lamp | 2 | 60 | Garage
Ceiling Fixture | Incandescent |  | Standard A Lamp | 1 | 150 | Garage
Ceiling Fixture | Compact Fluorescent |  | Twist | 3 | 16 | Laundry Room
Track | Compact Fluorescent |  | Reflector | 3 | 15 | Dining Room
Recessed Can | Compact Fluorescent |  | Reflector | 1 | 15 | Dining Room
Ceiling Fixture | Linear Fluorescent | 48 | T-12 | 1 | 40 | Kitchen
Recessed Can | Compact Fluorescent |  | Reflector | 1 | 15 | Kitchen
Other | Compact Fluorescent |  | Twist | 1 | 15 | Kitchen
Ceiling Fixture | Compact Fluorescent |  | Twist | 1 | 15 | Hall
Wall Mount | Compact Fluorescent |  | Twist | 5 | 15 | Bedroom
Ceiling Fixture | Compact Fluorescent |  | Twist | 1 | 15 | Bedroom
Ceiling Fixture | Compact Fluorescent |  | Twist | 2 | 15 | Bedroom
Table | Compact Fluorescent |  | Twist | 1 | 15 | Bedroom
Ceiling Fixture | Compact Fluorescent |  | Twist | 2 | 15 | Master Bedroom
Table | Halogen |  | MR | 1 | 20 | Master Bedroom
Ceiling Fixture | Compact Fluorescent |  | Twist | 1 | 15 | Closet
Ceiling Fixture | Incandescent |  | Standard A Lamp | 1 | 60 | Bathroom
Wall Mount | Incandescent |  | Standard A Lamp | 1 | 60 | Bathroom
Ceiling Fixture | Compact Fluorescent |  | A shape bulb | 1 | 15 | Bathroom
Ceiling Fixture | Incandescent |  | Standard A Lamp | 1 | 60 | Bedroom
Ceiling Fixture | Incandescent |  | Other | 1 | 60 | Bedroom
Ceiling Fixture | Compact Fluorescent |  | Twist | 1 | 22 | Bedroom
Table | Compact Fluorescent |  | Twist | 1 | 22 | Bedroom
Ceiling Fixture | Incandescent |  | Standard A Lamp | 1 | 60 | Bedroom
Ceiling Fixture | Incandescent |  | Standard A Lamp | 1 | 60 | Other
Ceiling Fixture | Incandescent |  | Reflector | 1 | 65 | Other
Wall Mount | Incandescent |  | Standard A Lamp | 1 | 60 | Other
Ceiling Fixture | Incandescent |  | Standard A Lamp | 1 | 40 | Closet
Chandelier (Hanging) | Compact Fluorescent |  | Twist | 1 | 15 | Dining Room
Ceiling Fixture | Incandescent |  | Standard A Lamp | 1 | 60 | Hall
Ceiling Fixture | Incandescent |  | Standard A Lamp | 1 | 60 | Kitchen
Floor lamp | Compact Fluorescent |  | Twist | 1 | 7 | Living Room
Table | Compact Fluorescent |  | Twist | 1 | 7 | Living Room
Wall Mount | Compact Fluorescent |  | Twist | 2 | 15 | Office
Table | Incandescent |  | Standard A Lamp | 1 | 60 | Office
Wall Mount | Incandescent |  | Standard A Lamp | 4 | 60 | Bathroom
Ceiling Fixture | Incandescent |  | Standard A Lamp | 1 | 60 | Bathroom
Table | Incandescent |  | Standard A Lamp | 1 | 60 | Bedroom
Table | Incandescent |  | Standard A Lamp | 1 | 60 | Bedroom
Ceiling Fixture | Compact Fluorescent |  | Reflector | 1 | 22 | Bedroom
Ceiling Fixture | Incandescent |  | Reflector | 1 | 65 | Bedroom
Table | Incandescent |  | Standard A Lamp | 1 | 60 | Bedroom
Wall Mount | Incandescent |  | Standard A Lamp | 1 | 60 | Bedroom
Ceiling Fixture | Incandescent |  | Standard A Lamp | 1 | 60 | Bedroom
Ceiling Fixture | Incandescent |  | Reflector | 1 | 125 | Hall
Table | Incandescent |  | Decorative | 1 | 40 | Hall
Wall Mount | Incandescent |  | Decorative | 1 | 25 | Hall
Table | Incandescent |  | Standard A Lamp | 1 | 75 | Hall
Ceiling Fixture | Incandescent |  | Reflector | 1 | 90 | Hall
Ceiling Fixture | Compact Fluorescent |  | Reflector | 1 | 22 | Kitchen
Chandelier (Hanging) | Incandescent |  | Decorative | 6 | 25 | Kitchen
Ceiling Fixture | Incandescent |  | Reflector | 1 | 90 | Laundry Room
Table | Incandescent |  | Standard A Lamp | 1 | 100 | Living Room
Floor lamp | Incandescent |  | Other | 1 | 60 | Living Room
Ceiling Fixture | Incandescent |  | Reflector | 1 | 90 | Living Room
Wall Mount | Incandescent |  | Globe | 7 | 40 | Bathroom
Ceiling Fixture | Incandescent |  | Reflector | 1 | 65 | Bathroom
Wall Mount | Incandescent |  | Globe | 6 | 40 | Bathroom
Table | Incandescent |  | Standard A Lamp | 1 | 75 | Bedroom
Ceiling Fixture | Incandescent |  | Reflector | 1 | 90 | Bedroom
Wall Mount | Incandescent |  | Globe | 10 | 40 | Bedroom
Wall Mount | Incandescent |  | Globe | 8 | 40 | Bedroom
Wall Mount | Halogen |  | MR | 1 | 50 | Family Room
Ceiling Fixture | Incandescent |  | Reflector | 1 | 65 | Family Room
Ceiling Fixture | Incandescent |  | Reflector | 1 | 90 | Family Room
Wall Mount | Incandescent |  | Decorative | 3 | 25 | Family Room
Table | Incandescent |  | Standard A Lamp | 1 | 75 | Family Room
Ceiling Fixture | Compact Fluorescent |  | Twist | 2 | 15 | Bathroom
Ceiling Fixture | Compact Fluorescent |  | Twist | 2 | 15 | Bathroom
Wall Mount | Incandescent |  | Standard A Lamp | 3 | 60 | Bathroom
Wall Mount | Compact Fluorescent |  | Twist | 3 | 15 | Bathroom
Ceiling Fixture | Compact Fluorescent |  | Twist | 1 | 7 | Bathroom
Ceiling Fixture | Compact Fluorescent |  | Twist | 2 | 15 | Bedroom
Ceiling Fixture | Compact Fluorescent |  | Twist | 2 | 15 | Bedroom
Ceiling Fixture | Compact Fluorescent |  | Twist | 2 | 15 | Office
Track | Halogen |  | MR | 8 | 20 | Closet
Recessed Can | Compact Fluorescent |  | Reflector | 1 | 22 | Living Room
Chandelier (Hanging) | Compact Fluorescent |  | Twist | 3 | 15 | Hall
Recessed Can | Incandescent |  | Reflector | 1 | 65 | Dining Room
Chandelier (Hanging) | Compact Fluorescent |  | Twist | 3 | 15 | Other
Ceiling Fixture | Linear Fluorescent | 48 | T-8 | 2 | 32 | Garage
Chandelier (Hanging) | Compact Fluorescent |  | Twist | 9 | 15 | Hall
Wall Mount | Compact Fluorescent |  | Twist | 1 | 15 | Hall
Ceiling Fixture | Compact Fluorescent |  | Twist | 2 | 15 | Bedroom
Ceiling Fixture | Compact Fluorescent |  | Twist | 2 | 15 | Hall
Chandelier (Hanging) | Compact Fluorescent |  | Twist | 6 | 7 | Kitchen
Ceiling Fixture | Compact Fluorescent |  | Twist | 1 | 15 | Laundry Room
Ceiling Fixture | Compact Fluorescent |  | Twist | 1 | 15 | Bathroom
Wall Mount | Compact Fluorescent |  | Twist | 2 | 15 | Bathroom
Ceiling Fixture | Compact Fluorescent |  | Twist | 3 | 15 | Bedroom
Table | Incandescent |  | Standard A Lamp | 1 | 60 | Bedroom
Ceiling Fixture | Compact Fluorescent |  | Twist | 2 | 15 | Other
Ceiling Fixture | Compact Fluorescent |  | Straight Tube | 1 | 22 | Closet
Wall Mount | Incandescent |  | Globe | 6 | 40 | Bathroom
Recessed - other | Incandescent |  | Heat Lamp | 1 | 250 | Bathroom
Recessed Can | Compact Fluorescent |  | Reflector | 1 | 22 | Bedroom
Recessed Can | Compact Fluorescent |  | Reflector | 1 | 22 | Bedroom
Chandelier (Hanging) | Incandescent |  | Mini base | 8 | 25 | Dining Room
Recessed Can | Compact Fluorescent |  | Reflector | 1 | 22 | Other
Recessed Can | Compact Fluorescent |  | Reflector | 1 | 22 | Family Room
Table | Incandescent |  | Standard A Lamp | 1 | 60 | Family Room
Floor lamp | Compact Fluorescent |  | Twist | 1 | 15 | Family Room
Chandelier (Hanging) | Incandescent |  | Clear | 8 | 25 | Hall
Garage door opener | Incandescent |  | Standard A Lamp | 1 | 60 | Garage
Ceiling Fixture | Incandescent |  | Standard A Lamp | 1 | 60 | Garage
Wall Mount | Incandescent |  | Globe | 4 | 5 | Bathroom
Recessed Can | Compact Fluorescent |  | Reflector | 1 | 22 | Hall
Recessed Can | Compact Fluorescent |  | Reflector | 1 | 22 | Hall
Chandelier (Hanging) | Incandescent |  | Reflector | 1 | 65 | Other
Track | Incandescent |  | Reflector | 3 | 65 | Other
Recessed Can | Compact Fluorescent |  | Reflector | 1 | 22 | Kitchen
Ceiling Fixture | Incandescent |  | Standard A Lamp | 1 | 60 | Laundry Room
Recessed Can | Compact Fluorescent |  | Reflector | 1 | 22 | Living Room
Recessed Can | Compact Fluorescent |  | Reflector | 1 | 22 | Bathroom
Wall Mount | Compact Fluorescent |  | Globe | 6 | 12 | Bathroom
Recessed - other | Incandescent |  | Heat Lamp | 1 | 250 | Bathroom
Recessed Can | Compact Fluorescent |  | Reflector | 1 | 22 | Master Bedroom
Chandelier (Hanging) | Incandescent |  | Globe | 1 | 40 | Dining Room
Recessed Can | Compact Fluorescent |  | Reflector | 1 | 22 | Office
Table | Incandescent |  | 3-Way Incandescent | 1 | 150 | Office
Wall Mount | Incandescent |  | Decorative | 1 | 25 | Hall
Wall Mount | Incandescent |  | Globe | 8 | 40 | Bathroom
Ceiling Fixture | Compact Fluorescent |  | Twist | 1 | 28 | Bathroom
Wall Mount | Incandescent |  | Globe | 4 | 40 | Bathroom
Wall Mount | Incandescent |  | Globe | 4 | 40 | Bathroom
Ceiling Fan | Compact Fluorescent |  | Twist | 4 | 28 | Dining Room
Ceiling Fixture | Incandescent |  | Standard A Lamp | 1 | 60 | Hall
Ceiling Fixture | Linear Fluorescent | 48 | T-12 | 2 | 40 | Garage
Ceiling Fixture | Linear Fluorescent | 64 | T-12 | 2 | 60 | Garage
Floor lamp | Halogen |  | Quartz Tube | 1 | 50 | Bedroom
Ceiling Fixture | Compact Fluorescent |  | Twist | 1 | 28 | Bedroom
Floor lamp | Compact Fluorescent |  | Pin base | 1 | 28 | Bedroom
Ceiling Fan | Incandescent |  | Standard A Lamp | 4 | 60 | Bedroom
Ceiling Fixture | Linear Fluorescent | 48 | T-12 | 2 | 40 | Kitchen
Floor lamp | Incandescent |  | Standard A Lamp | 4 | 40 | Family Room
Floor lamp | Compact Fluorescent |  | Pin base | 1 | 28 | Family Room
Ceiling Fan | Compact Fluorescent |  | Twist | 4 | 22 | Master Bedroom
Table | Incandescent |  | Standard A Lamp | 1 | 75 | Master Bedroom
Table | Compact Fluorescent |  | Twist | 1 | 22 | Master Bedroom
Wall Mount | Incandescent |  | Standard A Lamp | 1 | 60 | Hall
Ceiling Fixture | Incandescent |  | Standard A Lamp | 1 | 60 | Hall
Ceiling Fixture | Linear Fluorescent | 48 | T-12 | 2 | 40 | Bathroom
Ceiling Fixture | Compact Fluorescent |  | Twist | 2 | 22 | Bathroom
Ceiling Fixture | Linear Fluorescent | 48 | T-12 | 2 | 40 | Bathroom
Ceiling Fixture | Compact Fluorescent |  | Twist | 2 | 15 | Bathroom
Wall Mount | Incandescent |  | Standard A Lamp | 3 | 60 | Bathroom
Ceiling Fixture | Incandescent |  | Standard A Lamp | 1 | 60 | Bedroom
Table | Incandescent |  | Standard A Lamp | 1 | 60 | Bedroom
Chandelier (Hanging) | Incandescent |  | Standard A Lamp | 3 | 60 | Bedroom
Ceiling Fixture | Compact Fluorescent |  | Twist | 1 | 15 | Bedroom
Ceiling Fixture | Compact Fluorescent |  | Twist | 3 | 15 | Dining Room
Ceiling Fixture | Linear Fluorescent | 96 | T-12 | 2 | 75 | Garage
Garage door opener | Incandescent |  | Standard A Lamp | 2 | 60 | Garage
Wall Mount | Incandescent |  | Standard A Lamp | 1 | 40 | Hall
Chandelier (Hanging) | Incandescent |  | Decorative | 9 | 40 | Hall
Ceiling Fixture | Incandescent |  | Standard A Lamp | 1 | 60 | Hall
Track | Halogen |  | PAR | 8 | 50 | Kitchen
Recessed - other | Incandescent |  | Standard A Lamp | 2 | 40 | Kitchen
Ceiling Fixture | Incandescent |  | Standard A Lamp | 2 | 60 | Laundry Room
Table | Incandescent |  | Standard A Lamp | 1 | 60 | Living Room
Other | Halogen |  | PAR | 1 | 50 | Living Room
Ceiling Fan | Incandescent |  | Standard A Lamp | 2 | 60 | Living Room
Wall Mount | Compact Fluorescent |  | Twist | 3 | 7 | Bathroom
Chandelier (Hanging) | Compact Fluorescent |  | Twist | 1 | 22 | Bedroom
Wall Mount | Compact Fluorescent |  | Twist | 1 | 15 | Bathroom
Ceiling Fan | Incandescent |  | Standard A Lamp | 1 | 60 | Bathroom
Track | Incandescent |  | Reflector | 5 | 60 | Other
Ceiling Fixture | Incandescent |  | Standard A Lamp | 1 | 60 | Garage
Ceiling Fixture | Incandescent |  | Reflector | 1 | 100 | Garage
Floor lamp | Incandescent |  | Standard A Lamp | 1 | 100 | Living Room
Floor lamp | Incandescent |  | 3-Way Incandescent | 1 | 75 | Living Room
Chandelier (Hanging) | Incandescent |  | Decorative | 6 | 25 | Living Room
Other | Incandescent |  | Standard A Lamp | 1 | 25 | Living Room
Table | Incandescent |  | Standard A Lamp | 1 | 60 | Living Room
Recessed Can | Incandescent |  | Reflector | 1 | 75 | Living Room
Chandelier (Hanging) | Incandescent |  | Standard A Lamp | 1 | 100 | Hall
Recessed Can | Incandescent |  | Reflector | 1 | 60 | Kitchen
Chandelier (Hanging) | Halogen |  | Quartz Tube | 6 | 50 | Kitchen
Ceiling Fixture | Incandescent |  | Standard A Lamp | 1 | 50 | Laundry Room
Wall Mount | Halogen |  | Quartz Tube | 1 | 75 | Bathroom
Recessed Can | Incandescent |  | Reflector | 1 | 60 | Master Bedroom
Table | Compact Fluorescent |  | Twist | 1 | 15 | Family Room
Recessed Can | Incandescent |  | Reflector | 1 | 90 | Family Room
Ceiling Fixture | Incandescent |  | Standard A Lamp | 1 | 60 | Family Room
Recessed Can | Compact Fluorescent |  | Twist | 1 | 15 | Family Room
Track | Halogen |  | MR | 6 | 100 | Family Room
Ceiling Fixture | Compact Fluorescent |  | Flood | 1 | 22 | Family Room
Ceiling Fixture | Incandescent |  | Standard A Lamp | 1 | 75 | Hall
Recessed Can | Incandescent |  | Reflector | 1 | 40 | Bathroom
Ceiling Fixture | Compact Fluorescent |  | Twist | 2 | 15 | Bedroom
Ceiling Fixture | Compact Fluorescent |  | Twist | 2 | 15 | Bedroom
Ceiling Fixture | Incandescent |  | Standard A Lamp | 2 | 60 | Closet
Recessed Can | Incandescent |  | Reflector | 1 | 65 | Dining Room
Recessed Can | Incandescent |  | Mini base | 1 | 65 | Hall
Recessed - other | Incandescent |  | Reflector | 1 | 65 | Family Room
Garage door opener | Incandescent |  | Standard A Lamp | 1 | 60 | Garage
Recessed Can | Compact Fluorescent |  | Reflector | 1 | 22 | Hall
Recessed Can | Incandescent |  | Mini base | 2 | 75 | Kitchen
Wall Mount | Compact Fluorescent |  | Twist | 1 | 22 | Laundry Room
Recessed Can | Incandescent |  | Reflector | 1 | 40 | Living Room
Floor lamp | Compact Fluorescent |  | Twist | 1 | 22 | Living Room
Table | Incandescent |  | Standard A Lamp | 1 | 60 | Living Room
Ceiling Fixture | Compact Fluorescent |  | Twist | 2 | 15 | Bedroom
Architectural | Linear Fluorescent | 48 | T-4 | 1 | 32 | Bathroom
Recessed Can | Incandescent |  | Reflector | 1 | 40 | Bathroom
Wall Mount | Incandescent |  | Decorative | 3 | 25 | Bathroom
Ceiling Fixture | Compact Fluorescent |  | Twist | 2 | 15 | Master Bedroom
Table | Incandescent |  | Standard A Lamp | 1 | 60 | Master Bedroom
Recessed Can | Incandescent |  | Reflector | 1 | 65 | Office
Recessed Can | Incandescent |  | Reflector | 1 | 60 | Hall
Wall Mount | Compact Fluorescent |  | Globe | 3 | 42 | Bathroom
Track | Incandescent |  | Reflector | 3 | 65 | Bedroom
Table | Incandescent |  | Standard A Lamp | 1 | 60 | Bedroom
Chandelier (Hanging) | Incandescent |  | Globe | 6 | 60 | Dining Room
Recessed Can | Halogen |  | MR | 1 | 50 | Dining Room
Ceiling Fixture | Incandescent |  | Standard A Lamp | 1 | 60 | Garage
Garage door opener | Incandescent |  | Standard A Lamp | 2 | 60 | Garage
Ceiling Fixture | Incandescent |  | Standard A Lamp | 2 | 60 | Hall
Recessed Can | Incandescent |  | Reflector | 1 | 65 | Kitchen
Ceiling Fixture | Incandescent |  | Standard A Lamp | 1 | 60 | Kitchen
Chandelier (Hanging) | Incandescent |  | Globe | 1 | 125 | Kitchen
Chandelier (Hanging) | Incandescent |  | Standard A Lamp | 1 | 60 | Laundry Room
Table | Incandescent |  | 3-Way Incandescent | 1 | 75 | Living Room
Table | Incandescent |  | 3-Way Incandescent | 1 | 100 | Living Room
Recessed Can | Halogen |  | MR | 1 | 50 | Living Room
Wall Mount | Halogen |  | Quartz Tube | 4 | 30 | Bathroom
Ceiling Fixture | Incandescent |  | Standard A Lamp | 2 | 60 | Master Bedroom
Table | Incandescent |  | Standard A Lamp | 2 | 60 | Master Bedroom
Ceiling Fixture | Incandescent |  | Standard A Lamp | 2 | 60 | Closet
Ceiling Fixture | Incandescent |  | Standard A Lamp | 1 | 60 | Hall
Ceiling Fixture | Linear Fluorescent | 48 | T-12 | 2 | 40 | Other
Ceiling Fixture | Linear Fluorescent | 24 | T-12 | 2 | 20 | Other
Ceiling Fixture | Incandescent |  | Standard A Lamp | 1 | 60 | Other
Wall Mount | Incandescent |  | Standard A Lamp | 3 | 60 | Bathroom
Ceiling Fixture | Linear Fluorescent | 24 | T-12 | 2 | 20 | Bathroom
Wall Mount | Compact Fluorescent |  | Twist | 3 | 22 | Bathroom
Ceiling Fixture | Incandescent |  | Standard A Lamp | 1 | 40 | Bathroom
Table | Incandescent |  | Standard A Lamp | 1 | 60 | Bedroom
Other | Linear Fluorescent | 48 | T-12 | 1 | 40 | Bedroom
Wall Mount | Incandescent |  | Standard A Lamp | 1 | 25 | Other
Ceiling Fixture | Linear Fluorescent | 48 | T-12 | 2 | 40 | Dining Room
Recessed Can | Incandescent |  | Reflector | 1 | 75 | Hall
Ceiling Fixture | Linear Fluorescent | 96 | T-12 | 2 | 100 | Garage
Garage door opener | Incandescent |  | Standard A Lamp | 1 | 60 | Garage
Track | Compact Fluorescent |  | Twist | 3 | 15 | Hall
Ceiling Fixture | Linear Fluorescent | 24 | T-12 | 4 | 40 | Kitchen
Ceiling Fixture | Linear Fluorescent | 24 | T-12 | 2 | 20 | Kitchen
Ceiling Fixture | Linear Fluorescent | 24 | T-12 | 2 | 20 | Laundry Room
Table | Compact Fluorescent |  | 3-Way CFL | 1 | 32 | Living Room
Floor lamp | Compact Fluorescent |  | Twist | 1 | 26 | Living Room
Table | Compact Fluorescent |  | Twist | 2 | 15 | Master Bedroom
Wall Mount | Compact Fluorescent |  | Twist | 1 | 15 | Master Bedroom
Other | Linear Fluorescent | 48 | T-12 | 1 | 40 | Master Bedroom
Ceiling Fixture | Compact Fluorescent |  | Twist | 1 | 15 | Hall
Torchiere | Compact Fluorescent |  | Twist | 1 | 33 | Office
Other | Linear Fluorescent | 48 | T-12 | 1 | 40 | Office
Chandelier (Hanging) | Incandescent |  | Standard A Lamp | 5 | 75 | Dining Room
Wall Mount | Incandescent |  | Standard A Lamp | 2 | 60 | Closet
Table | Incandescent |  | 3-Way Incandescent | 1 | 75 | Bedroom
Ceiling Fixture | Compact Fluorescent |  | Twist | 1 | 10 | Bedroom
Table | Incandescent |  | 3-Way Incandescent | 1 | 100 | Master Bedroom
Wall Mount | Compact Fluorescent |  | Twist | 1 | 10 | Master Bedroom
Wall Mount | Incandescent |  | Globe | 4 | 40 | Bathroom
Ceiling Fixture | Incandescent |  | Mini base | 4 | 40 | Bathroom
Wall Mount | Incandescent |  | Standard A Lamp | 2 | 60 | Bathroom
Ceiling Fixture | Compact Fluorescent |  | Twist | 1 | 10 | Bathroom
Ceiling Fixture | Incandescent |  | Standard A Lamp | 2 | 100 | Other
Ceiling Fixture | Linear Fluorescent | 48 | T-12 | 2 | 40 | Other
Ceiling Fixture | Linear Fluorescent | 48 | T-12 | 2 | 40 | Laundry Room
Ceiling Fixture | Compact Fluorescent |  | Twist | 1 | 10 | Laundry Room
Wall Mount | Incandescent |  | Globe | 5 | 40 | Bathroom
Ceiling Fixture | Compact Fluorescent |  | Twist | 1 | 10 | Closet
Track | Halogen |  | MR | 3 | 30 | Kitchen
Ceiling Fixture | Incandescent |  | Standard A Lamp | 2 | 75 | Kitchen
Ceiling Fixture | Compact Fluorescent |  | Twist | 1 | 10 | Bedroom
Table | Incandescent |  | 3-Way Incandescent | 1 | 100 | Bedroom
Ceiling Fixture | Incandescent |  | Standard A Lamp | 2 | 75 | Living Room
Ceiling Fixture | Incandescent |  | Standard A Lamp | 4 | 40 | Dining Room
Wall Mount | Incandescent |  | Mini base | 1 | 60 | Bathroom
Ceiling Fixture | Incandescent |  | Standard A Lamp | 1 | 75 | Bathroom
Floor lamp | Incandescent |  | Standard A Lamp | 2 | 100 | Living Room
Table | Incandescent |  | 3-Way Incandescent | 1 | 150 | Living Room
Chandelier (Hanging) | Incandescent |  | Mini base | 4 | 60 | Hall
Wall Mount | Incandescent |  | Standard A Lamp | 1 | 75 | Office
Ceiling Fixture | Compact Fluorescent |  | Twist | 1 | 22 | Hall
Wall Mount | Compact Fluorescent |  | Twist | 1 | 22 | Hall
Ceiling Fixture | Compact Fluorescent |  | Twist | 1 | 22 | Family Room
Floor lamp | Incandescent |  | Decorative | 4 | 40 | Family Room
Table | Incandescent |  | 3-Way Incandescent | 1 | 170 | Family Room
Ceiling Fixture | Incandescent |  | Reflector | 1 | 65 | Family Room
Floor lamp | Incandescent |  | Standard A Lamp | 11 | 100 | Family Room
Floor lamp | Incandescent |  | 3-Way Incandescent | 1 | 200 | Family Room
Ceiling Fixture | Compact Fluorescent |  | Twist | 1 | 15 | Bedroom
Table | Incandescent |  | 3-Way Incandescent | 1 | 100 | Bedroom
Ceiling Fixture | Compact Fluorescent |  | Twist | 1 | 15 | Hall
Ceiling Fixture | Compact Fluorescent |  | Twist | 2 | 15 | Master Bedroom
Wall Mount | Incandescent |  | Reflector | 2 | 50 | Master Bedroom
Table | Incandescent |  | Standard A Lamp | 1 | 60 | Master Bedroom
Wall Mount | Incandescent |  | Globe | 4 | 40 | Bathroom
Ceiling Fixture | Incandescent |  | Standard A Lamp | 1 | 40 | Bathroom
Wall Mount | Halogen |  | MR | 1 | 20 | Dining Room
Chandelier (Hanging) | Incandescent |  | Mini base | 3 | 40 | Dining Room
Other | Linear Fluorescent | 36 | T-4 | 1 | 20 | Kitchen
Ceiling Fixture | Compact Fluorescent |  | Twist | 3 | 22 | Kitchen
Ceiling Fixture | Incandescent |  | Globe | 2 | 100 | Office
Torchiere | Halogen |  | MR | 1 | 50 | Office
Ceiling Fixture | Compact Fluorescent |  | Twist | 2 | 15 | Hall
Ceiling Fixture | Compact Fluorescent |  | Twist | 1 | 15 | Closet
Ceiling Fixture | Incandescent |  | Standard A Lamp | 2 | 60 | Bedroom
Wall Mount | Halogen |  | MR | 2 | 50 | Bedroom
Table | Incandescent |  | Standard A Lamp | 1 | 60 | Bedroom
Wall Mount | Incandescent |  | Globe | 3 | 40 | Bathroom
Wall Mount | Halogen |  | MR | 1 | 50 | Bathroom
Ceiling Fixture | Linear Fluorescent | 48 | T-12 | 2 | 40 | Laundry Room
Ceiling Fixture | Incandescent |  | Standard A Lamp | 1 | 60 | Other
Wall Mount | Incandescent |  | Globe | 6 | 25 | Bathroom
Ceiling Fixture | Compact Fluorescent |  | Twist | 1 | 22 | Bedroom
Ceiling Fixture | Compact Fluorescent |  | Twist | 3 | 15 | Dining Room
Garage door opener | Incandescent |  | Standard A Lamp | 1 | 60 | Garage
Recessed Can | Compact Fluorescent |  | Reflector | 1 | 15 | Hall
Ceiling Fixture | Compact Fluorescent |  | Circline (Screw Base) | 1 | 28 | Kitchen
Ceiling Fixture | Compact Fluorescent |  | Twist | 1 | 15 | Laundry Room
Torchiere | Halogen |  | Quartz Tube | 1 | 50 | Laundry Room
Floor lamp | Compact Fluorescent |  | Twist | 1 | 15 | Living Room
Table | Compact Fluorescent |  | Twist | 1 | 28 | Living Room
Ceiling Fixture | Compact Fluorescent |  | Twist | 2 | 15 | Other
Ceiling Fixture | Compact Fluorescent |  | Twist | 1 | 22 | Office
Floor lamp | Compact Fluorescent |  | Twist | 1 | 15 | Office
Ceiling Fixture | Incandescent |  | Reflector | 1 | 65 | Other
Wall Mount | Halogen |  | Quartz Tube | 1 | 50 | Bedroom
Ceiling Fixture | Incandescent |  | Standard A Lamp | 3 | 60 | Bedroom
Torchiere | Halogen |  | Quartz Tube | 1 | 75 | Bedroom
Ceiling Fixture | Incandescent |  | Standard A Lamp | 1 | 60 | Closet
Ceiling Fixture | Incandescent |  | Standard A Lamp | 1 | 100 | Garage
Garage door opener | Incandescent |  | Standard A Lamp | 2 | 60 | Garage
Ceiling Fixture | Incandescent |  | Standard A Lamp | 2 | 60 | Hall
Ceiling Fixture | Incandescent |  | Standard A Lamp | 3 | 60 | Kitchen
Recessed Can | Incandescent |  | Reflector | 1 | 65 | Kitchen
Ceiling Fixture | Linear Fluorescent | 44 | T-12 | 2 | 40 | Kitchen
Other | Incandescent |  | Mini base | 1 | 25 | Kitchen
Recessed Can | Incandescent |  | Standard A Lamp | 1 | 60 | Laundry Room
Floor lamp | Incandescent |  | Standard A Lamp | 1 | 60 | Living Room
Floor lamp | Incandescent |  | Decorative | 6 | 25 | Living Room
Floor lamp | Incandescent |  | Standard A Lamp | 1 | 100 | Living Room
Floor lamp | Compact Fluorescent |  | Twist | 1 | 15 | Living Room
Table | Incandescent |  | Clear | 2 | 25 | Master Bedroom
Table | Incandescent |  | Standard A Lamp | 1 | 75 | Master Bedroom
Floor lamp | Incandescent |  | Standard A Lamp | 1 | 150 | Master Bedroom
Wall Mount | Incandescent |  | Clear | 5 | 25 | Master Bedroom
Wall Mount | Incandescent |  | Standard A Lamp | 3 | 25 | Bathroom
Ceiling Fixture | Incandescent |  | Standard A Lamp | 2 | 60 | Bathroom
Ceiling Fixture | Incandescent |  | Heat Lamp | 2 | 150 | Bathroom
Ceiling Fixture | Incandescent |  | Standard A Lamp | 1 | 100 | Closet
Ceiling Fixture | Incandescent |  | Clear | 3 | 60 | Hall
Wall Mount | Incandescent |  | Globe | 6 | 40 | Bathroom
Wall Mount | Incandescent |  | Globe | 6 | 40 | Bathroom
Ceiling Fixture | Incandescent |  | Standard A Lamp | 2 | 60 | Bedroom
Ceiling Fixture | Incandescent |  | Standard A Lamp | 2 | 60 | Bedroom
Ceiling Fixture | Incandescent |  | Standard A Lamp | 2 | 60 | Bedroom
Chandelier (Hanging) | Incandescent |  | Standard A Lamp | 5 | 60 | Dining Room
Ceiling Fixture | Incandescent |  | Reflector | 1 | 75 | Family Room
Table | Compact Fluorescent |  | Twist | 1 | 13 | Family Room
Ceiling Fixture | Compact Fluorescent |  | Twist | 1 | 23 | Garage
Ceiling Fixture | Incandescent |  | Standard A Lamp | 1 | 60 | Hall
Ceiling Fixture | Incandescent |  | Standard A Lamp | 3 | 60 | Kitchen
Ceiling Fixture | Linear Fluorescent | 16 | T-8 | 1 | 15 | Kitchen
Ceiling Fixture | Incandescent |  | Reflector | 1 | 75 | Kitchen
Wall Mount | Incandescent |  | Clear | 4 | 60 | Bathroom
Recessed - other | Incandescent |  | Heat Lamp | 2 | 125 | Bathroom
Ceiling Fixture | Compact Fluorescent |  | Twist | 2 | 22 | Dining Room
Low bay | Linear Fluorescent | 48 | T-12 | 2 | 40 | Garage
Garage door opener | Incandescent |  | Standard A Lamp | 2 | 100 | Garage
Ceiling Fixture | Incandescent |  | Standard A Lamp | 2 | 75 | Bedroom
Other | Incandescent |  | Globe | 1 | 75 | Hall
Ceiling Fixture | Incandescent |  | Standard A Lamp | 2 | 60 | Kitchen
Recessed Can | Incandescent |  | Reflector | 1 | 65 | Kitchen
Floor lamp | Compact Fluorescent |  | Twist | 3 | 22 | Living Room
Floor lamp | Compact Fluorescent |  | Twist | 2 | 22 | Living Room
Floor lamp | Compact Fluorescent |  | Straight Tube | 1 | 28 | Living Room
Ceiling Fixture | Incandescent |  | Standard A Lamp | 2 | 40 | Master Bedroom
Wall Mount | Incandescent |  | Clear | 6 | 60 | Bathroom
Recessed - other | Incandescent |  | Heat Lamp | 2 | 125 | Bathroom
Ceiling Fixture | Linear Fluorescent | 48 | T-12 | 2 | 40 | Office
Wall Mount | Compact Fluorescent |  | Twist | 2 | 22 | Bathroom
Recessed Can | Incandescent |  | Reflector | 1 | 60 | Bathroom
Torchiere | Compact Fluorescent |  | Twist | 2 | 15 | Bedroom
Table | Halogen |  | Quartz Tube | 1 | 50 | Bedroom
Ceiling Fan | Incandescent |  | Decorative | 4 | 40 | Dining Room
Track | Incandescent |  | Reflector | 1 | 60 | Dining Room
Recessed Can | Incandescent |  | Standard A Lamp | 1 | 65 | Family Room
Track | Compact Fluorescent |  | Twist | 3 | 22 | Family Room
Ceiling Fixture | Compact Fluorescent |  | Other | 1 | 28 | Hall
Track | Compact Fluorescent |  | Twist | 1 | 15 | Hall
Ceiling Fixture | Halogen |  | MR | 4 | 50 | Hall
Track | Compact Fluorescent |  | Reflector | 3 | 22 | Kitchen
Ceiling Fixture | Halogen |  | Quartz Tube | 1 | 100 | Kitchen
Ceiling Fixture | Incandescent |  | Standard A Lamp | 1 | 60 | Laundry Room
Track | Compact Fluorescent |  | Twist | 2 | 22 | Living Room
Chandelier (Hanging) | Compact Fluorescent |  | Twist | 1 | 15 | Living Room
Ceiling Fan | Incandescent |  | Standard A Lamp | 1 | 60 | Bathroom
Wall Mount | Incandescent |  | Globe | 3 | 40 | Bathroom
Ceiling Fixture | Incandescent |  | Standard A Lamp | 2 | 60 | Master Bedroom
Table | Incandescent |  | Standard A Lamp | 1 | 40 | Master Bedroom
Torchiere | Compact Fluorescent |  | Twist | 1 | 15 | Bedroom
Chandelier (Hanging) | Incandescent |  | Standard A Lamp | 1 | 60 | Other
Recessed Can | Incandescent |  | Reflector | 1 | 65 | Bedroom
Table | Compact Fluorescent |  | A shape bulb | 1 | 7 | Bedroom
Wall Mount | Compact Fluorescent |  | Twist | 3 | 15 | Bathroom
Wall Mount | Incandescent |  | Standard A Lamp | 2 | 40 | Bathroom
Recessed Can | Compact Fluorescent |  | Straight Tube | 1 | 15 | Bedroom
Table | Incandescent |  | Standard A Lamp | 1 | 60 | Bedroom
Recessed Can | Incandescent |  | Reflector | 1 | 65 | Bedroom
Table | Compact Fluorescent |  | A shape bulb | 1 | 7 | Bedroom
Wall Mount | Incandescent |  | Standard A Lamp | 4 | 60 | Bathroom
Recessed Can | Incandescent |  | Reflector | 1 | 65 | Hall
Wall Mount | Compact Fluorescent |  | Straight Tube | 1 | 15 | Hall
Recessed Can | Compact Fluorescent |  | Flood | 1 | 15 | Family Room
Ceiling Fixture | Compact Fluorescent |  | Twist | 1 | 22 | Garage
Garage door opener | Incandescent |  | Standard A Lamp | 2 | 60 | Garage
Recessed Can | Compact Fluorescent |  | Reflector | 1 | 15 | Hall
Recessed Can | Incandescent |  | Reflector | 1 | 65 | Kitchen
Ceiling Fixture | Incandescent |  | Globe | 1 | 40 | Kitchen
Recessed Can | Compact Fluorescent |  | Twist | 1 | 15 | Kitchen
Floor lamp | Compact Fluorescent |  | Twist | 1 | 22 | Living Room
Recessed - other | Compact Fluorescent |  | Twist | 1 | 22 | Living Room
Table | Compact Fluorescent |  | Straight Tube | 1 | 22 | Living Room
Recessed Can | Incandescent |  | Reflector | 1 | 65 | Living Room
Wall Mount | Compact Fluorescent |  | Twist | 2 | 22 | Bathroom
Recessed - other | Incandescent |  | Standard A Lamp | 1 | 60 | Bathroom
Recessed Can | Incandescent |  | Reflector | 1 | 65 | Bathroom
Recessed - other | Incandescent |  | Standard A Lamp | 1 | 75 | Closet
Wall Mount | Compact Fluorescent |  | Straight Tube | 1 | 15 | Master Bedroom
Chandelier (Hanging) | Incandescent |  | Standard A Lamp | 6 | 60 | Dining Room
Floor lamp | Compact Fluorescent |  | Reflector | 2 | 15 | Dining Room
Table | Incandescent |  | Standard A Lamp | 1 | 60 | Dining Room
Recessed Can | Compact Fluorescent |  | Reflector | 1 | 15 | Hall
Wall Mount | Linear Fluorescent | 48 | T-8 | 1 | 40 | Hall
Wall Mount | Incandescent |  | Standard A Lamp | 3 | 60 | Bathroom
Ceiling Fixture | Incandescent |  | Standard A Lamp | 1 | 5 | Bedroom
Ceiling Fixture | Incandescent |  | Standard A Lamp | 1 | 60 | Bedroom
Ceiling Fixture | Incandescent |  | Standard A Lamp | 2 | 60 | Bedroom
Table | Incandescent |  | Decorative | 1 | 40 | Bedroom
Ceiling Fixture | Incandescent |  | Standard A Lamp | 1 | 60 | Bedroom
Ceiling Fixture | Incandescent |  | Standard A Lamp | 2 | 60 | Kitchen
Ceiling Fixture | Linear Fluorescent | 48 | T-12 | 4 | 40 | Kitchen
Ceiling Fixture | Linear Fluorescent | 48 | T-12 | 2 | 40 | Laundry Room
Ceiling Fixture | Incandescent |  | Standard A Lamp | 1 | 60 | Living Room
Table | Incandescent |  | Standard A Lamp | 1 | 60 | Living Room
Ceiling Fixture | Compact Fluorescent |  | Twist | 1 | 14 | Master Bedroom
Table | Compact Fluorescent |  | Twist | 1 | 13 | Master Bedroom
Table | Incandescent |  | Standard A Lamp | 1 | 60 | Other
Ceiling Fixture | Incandescent |  | Standard A Lamp | 1 | 75 | Garage
Ceiling Fan | Compact Fluorescent |  | Twist | 4 | 13 | Kitchen
Ceiling Fixture | Compact Fluorescent |  | Pin base | 1 | 24 | Laundry Room
Torchiere | Compact Fluorescent |  | Twist | 5 | 19 | Living Room
Ceiling Fixture | Compact Fluorescent |  | Pin base | 1 | 24 | Office
Wall Mount | Compact Fluorescent |  | Twist | 4 | 13 | Bathroom
Ceiling Fixture | Compact Fluorescent |  | Twist | 1 | 13 | Office
Table | Linear Fluorescent | 18 | T-8 | 1 | 15 | Office
Wall Mount | Compact Fluorescent |  | Twist | 1 | 40 | Hall
Chandelier (Hanging) | Incandescent |  | Globe | 6 | 100 | Dining Room
Chandelier (Hanging) | Incandescent |  | Decorative | 5 | 40 | Other
Recessed Can | Compact Fluorescent |  | Flood | 1 | 15 | Family Room
Ceiling Fixture | Linear Fluorescent | 48 | T-12 | 2 | 40 | Garage
Recessed Can | Compact Fluorescent |  | Flood | 1 | 15 | Bathroom
Recessed Can | Compact Fluorescent |  | Flood | 1 | 15 | Hall
Recessed Can | Compact Fluorescent |  | Flood | 1 | 15 | Kitchen
Ceiling Fixture | Incandescent |  | Mini base | 1 | 25 | Kitchen
Ceiling Fixture | Linear Fluorescent | 24 | T-12 | 2 | 40 | Laundry Room
Floor lamp | Incandescent |  | 3-Way Incandescent | 1 | 150 | Living Room
Floor lamp | Incandescent |  | Decorative | 1 | 40 | Living Room
Recessed Can | Compact Fluorescent |  | Flood | 1 | 15 | Bathroom
Floor lamp | Compact Fluorescent |  | Twist | 1 | 23 | Master Bedroom
Torchiere | Halogen |  | Quartz Tube | 1 | 100 | Master Bedroom
Ceiling Fixture | Linear Fluorescent | 48 | T-12 | 2 | 40 | Closet
Ceiling Fixture | Incandescent |  | Standard A Lamp | 1 | 60 | Closet
Wall Mount | Incandescent |  | Globe | 8 | 60 | Bathroom
Ceiling Fixture | Incandescent |  | Standard A Lamp | 1 | 60 | Bathroom
Recessed Can | Compact Fluorescent |  | Reflector | 1 | 15 | Bedroom
Recessed Can | Compact Fluorescent |  | Flood | 1 | 15 | Bedroom
Floor lamp | Incandescent |  | Decorative | 1 | 40 | Bedroom
Recessed Can | Compact Fluorescent |  | Reflector | 1 | 15 | Hall
Recessed Can | Compact Fluorescent |  | Reflector | 1 | 15 | Office
Ceiling Fixture | Incandescent |  | Standard A Lamp | 1 | 40 | Kitchen
Ceiling Fixture | Compact Fluorescent |  | Twist | 2 | 15 | Kitchen
Chandelier (Hanging) | Incandescent |  | Standard A Lamp | 1 | 100 | Kitchen
Ceiling Fixture | Incandescent |  | Standard A Lamp | 2 | 60 | Bedroom
Floor lamp | Compact Fluorescent |  | Twist | 1 | 15 | Bedroom
Ceiling Fixture | Linear Fluorescent | 48 | T-12 | 2 | 40 | Other
Ceiling Fixture | Linear Fluorescent | 48 | T-12 | 2 | 40 | Other
Ceiling Fixture | Compact Fluorescent |  | Twist | 2 | 15 | Other
Wall Mount | Compact Fluorescent |  | Twist | 1 | 15 | Other
Ceiling Fixture | Linear Fluorescent | 48 | T-12 | 2 | 40 | Other
Ceiling Fixture | Linear Fluorescent | 24 | T-12 | 2 | 20 | Other
Track | Compact Fluorescent |  | Twist | 1 | 22 | Bathroom
Ceiling Fixture | Linear Fluorescent | 48 | T-12 | 2 | 40 | Garage
Ceiling Fixture | Linear Fluorescent | 24 | T-12 | 2 | 20 | Garage
Chandelier (Hanging) | Compact Fluorescent |  | Twist | 3 | 15 | Dining Room
Table | Incandescent |  | Standard A Lamp | 1 | 100 | Family Room
Floor lamp | Compact Fluorescent |  | Twist | 1 | 22 | Family Room
Table | Incandescent |  | Decorative | 1 | 40 | Family Room
Chandelier (Hanging) | Incandescent |  | Standard A Lamp | 1 | 60 | Other
Ceiling Fixture | Incandescent |  | Standard A Lamp | 1 | 40 | Hall
Wall Mount | Incandescent |  | Globe | 4 | 40 | Bathroom
Ceiling Fixture | Incandescent |  | Standard A Lamp | 2 | 40 | Bathroom
Ceiling Fixture | Incandescent |  | Standard A Lamp | 2 | 60 | Bedroom
Table | Compact Fluorescent |  | Twist | 1 | 15 | Bedroom
Table | Incandescent |  | Standard A Lamp | 1 | 60 | Bedroom
Ceiling Fixture | Compact Fluorescent |  | Twist | 1 | 15 | Closet
Ceiling Fixture | Compact Fluorescent |  | Twist | 2 | 15 | Bedroom
Table | Compact Fluorescent |  | Twist | 1 | 22 | Bedroom
Track | Compact Fluorescent |  | Twist | 1 | 22 | Bedroom
Other | Compact Fluorescent |  | Twist | 1 | 15 | Bedroom
Track | Incandescent |  | Standard A Lamp | 1 | 60 | Family Room
Wall Mount | Incandescent |  | Standard A Lamp | 2 | 60 | Bathroom
Wall Mount | Compact Fluorescent |  | Twist | 2 | 22 | Bathroom
Ceiling Fixture | Compact Fluorescent |  | Twist | 4 | 22 | Kitchen
Ceiling Fixture | Incandescent |  | Standard A Lamp | 4 | 60 | Kitchen
Ceiling Fixture | Compact Fluorescent |  | Twist | 4 | 22 | Kitchen
Ceiling Fixture | Incandescent |  | Standard A Lamp | 2 | 60 | Bedroom
Ceiling Fixture | Incandescent |  | Standard A Lamp | 2 | 60 | Bedroom
Ceiling Fixture | Linear Fluorescent | 48 | T-8 | 2 | 32 | Garage
Ceiling Fixture | Linear Fluorescent | 48 | T-12 | 4 | 40 | Garage
Garage door opener | Incandescent |  | Clear | 2 | 60 | Garage
Table | Incandescent |  | Standard A Lamp | 1 | 60 | Living Room
Exterior | Incandescent |  | Decorative | 1 | 40 | Living Room
Ceiling Fixture | Compact Fluorescent |  | Twist | 2 | 22 | Hall
Ceiling Fixture | Incandescent |  | Clear | 3 | 60 | Office
Ceiling Fixture | Incandescent |  | Standard A Lamp | 3 | 60 | Master Bedroom
Wall Mount | Compact Fluorescent |  | Twist | 1 | 23 | Bathroom
Wall Mount | Incandescent |  | Standard A Lamp | 1 | 60 | Bathroom
Ceiling Fixture | Compact Fluorescent |  | Twist | 2 | 23 | Bedroom
Ceiling Fixture | Compact Fluorescent |  | Twist | 2 | 23 | Bedroom
Floor lamp | Compact Fluorescent |  | Twist | 1 | 23 | Living Room
Ceiling Fixture | Compact Fluorescent |  | Twist | 1 | 23 | Garage
Ceiling Fixture | Compact Fluorescent |  | Twist | 1 | 13 | Hall
Chandelier (Hanging) | Incandescent |  | Globe | 5 | 40 | Kitchen
Ceiling Fixture | Compact Fluorescent |  | Twist | 2 | 23 | Kitchen
Ceiling Fixture | Compact Fluorescent |  | Twist | 2 | 23 | Master Bedroom
Wall Mount | Incandescent |  | Globe | 4 | 40 | Bathroom
Ceiling Fixture | Incandescent |  | Standard A Lamp | 5 | 75 | Bedroom
Floor lamp | Compact Fluorescent |  | Pin base | 1 | 27 | Bedroom
Table | Compact Fluorescent |  | Pin base | 1 | 27 | Bedroom
Ceiling Fixture | Incandescent |  | Standard A Lamp | 3 | 75 | Master Bedroom
Architectural | Incandescent |  | Standard A Lamp | 1 | 100 | Garage
Garage door opener | Incandescent |  | Standard A Lamp | 1 | 100 | Garage
Architectural | Incandescent |  | Standard A Lamp | 1 | 60 | Garage
Architectural | Compact Fluorescent |  | Twist | 1 | 7 | Garage
Table | Incandescent |  | Standard A Lamp | 1 | 75 | Garage
Ceiling Fixture | Incandescent |  | Standard A Lamp | 5 | 60 | Dining Room
Ceiling Fixture | Incandescent |  | Standard A Lamp | 1 | 60 | Hall
Ceiling Fixture | Incandescent |  | Standard A Lamp | 1 | 75 | Kitchen
Other | Incandescent |  | Standard A Lamp | 2 | 40 | Kitchen
Other | Incandescent |  | Standard A Lamp | 1 | 60 | Laundry Room
Table | Incandescent |  | Standard A Lamp | 1 | 60 | Living Room
Table | Compact Fluorescent |  | Twist | 1 | 25 | Living Room
Floor lamp | Incandescent |  | Standard A Lamp | 1 | 100 | Living Room
Floor lamp | Compact Fluorescent |  | Twist | 1 | 27 | Living Room
Ceiling Fixture | Compact Fluorescent |  | Twist | 2 | 15 | Dining Room
Table | Compact Fluorescent |  | Twist | 1 | 15 | Dining Room
Ceiling Fixture | Compact Fluorescent |  | Twist | 1 | 15 | Bedroom
Table | Compact Fluorescent |  | Twist | 1 | 15 | Bedroom
Ceiling Fixture | Compact Fluorescent |  | Twist | 1 | 15 | Bedroom
Table | Incandescent |  | Standard A Lamp | 1 | 60 | Bedroom
Ceiling Fan | Compact Fluorescent |  | Twist | 1 | 15 | Bedroom
Table | Compact Fluorescent |  | Twist | 1 | 15 | Bedroom
Floor lamp | Compact Fluorescent |  | Twist | 1 | 15 | Bedroom
Wall Mount | Incandescent |  | Clear | 2 | 60 | Bathroom
Recessed Can | Incandescent |  | Reflector | 1 | 65 | Bathroom
Recessed Can | Incandescent |  | Reflector | 1 | 65 | Kitchen
Ceiling Fixture | Compact Fluorescent |  | Twist | 1 | 15 | Kitchen
Recessed Can | Incandescent |  | Reflector | 1 | 65 | Closet
Wall Mount | Compact Fluorescent |  | Twist | 1 | 15 | Other
Ceiling Fixture | Compact Fluorescent |  | Twist | 1 | 15 | Hall
Ceiling Fixture | Compact Fluorescent |  | Twist | 1 | 15 | Laundry Room
Floor lamp | Compact Fluorescent |  | Twist | 1 | 15 | Laundry Room
Floor lamp | Incandescent |  | Mini base | 3 | 40 | Laundry Room
Ceiling Fixture | Compact Fluorescent |  | Twist | 1 | 15 | Hall
Wall Mount | Compact Fluorescent |  | Globe | 4 | 15 | Bathroom
Ceiling Fixture | Incandescent |  | Heat Lamp | 1 | 250 | Bathroom
Wall Mount | Incandescent |  | Globe | 4 | 40 | Bathroom
Chandelier (Hanging) | Incandescent |  | Standard A Lamp | 5 | 100 | Dining Room
Ceiling Fixture | Incandescent |  | Standard A Lamp | 1 | 60 | Closet
Ceiling Fixture | Incandescent |  | Standard A Lamp | 1 | 100 | Family Room
Wall Mount | Incandescent |  | Standard A Lamp | 1 | 60 | Family Room
Ceiling Fixture | Incandescent |  | Standard A Lamp | 1 | 60 | Garage
Garage door opener | Incandescent |  | Standard A Lamp | 2 | 60 | Garage
Wall Mount | Incandescent |  | Globe | 7 | 40 | Bathroom
Recessed Can | Incandescent |  | Reflector | 1 | 150 | Hall
Ceiling Fixture | Incandescent |  | Mini base | 4 | 40 | Hall
Recessed Can | Compact Fluorescent |  | Flood | 1 | 11 | Hall
Chandelier (Hanging) | Compact Fluorescent |  | Twist | 1 | 15 | Kitchen
Recessed Can | Halogen |  | MR | 1 | 50 | Kitchen
Ceiling Fixture | Incandescent |  | Standard A Lamp | 1 | 100 | Laundry Room
Table | Incandescent |  | 3-Way Incandescent | 1 | 100 | Living Room
Table | Incandescent |  | 3-Way Incandescent | 1 | 100 | Living Room
Wall Mount | Compact Fluorescent |  | Globe | 3 | 11 | Bathroom
Wall Mount | Incandescent |  | Globe | 4 | 40 | Bathroom
Ceiling Fixture | Incandescent |  | Standard A Lamp | 1 | 100 | Bathroom
Recessed Can | Incandescent |  | Heat Lamp | 1 | 125 | Bathroom
Floor lamp | Linear Fluorescent | 48 | T-4 | 1 | 100 | Bedroom
Other | Incandescent |  | Mini base | 1 | 25 | Bedroom
Table | Incandescent |  | 3-Way Incandescent | 1 | 100 | Bedroom
Recessed Can | Incandescent |  | Reflector | 1 | 65 | Family Room
Table | Incandescent |  | Standard A Lamp | 1 | 60 | Family Room
Table | Incandescent |  | 3-Way Incandescent | 1 | 100 | Bedroom
Wall Mount | Compact Fluorescent |  | Twist | 1 | 15 | Hall
Recessed Can | Incandescent |  | Reflector | 1 | 100 | Hall
Other | Incandescent |  | Standard A Lamp | 2 | 75 | Bedroom
Table | Incandescent |  | Decorative | 2 | 25 | Bedroom
Table | Incandescent |  | Standard A Lamp | 1 | 60 | Bedroom
Track | Incandescent |  | Clear | 3 | 60 | Family Room
Floor lamp | Incandescent |  | Clear | 1 | 60 | Family Room
Ceiling Fixture | Compact Fluorescent |  | Pin base | 3 | 40 | Master Bedroom
Chandelier (Hanging) | Incandescent |  | Globe | 1 | 100 | Master Bedroom
Ceiling Fixture | Incandescent |  | Standard A Lamp | 1 | 60 | Closet
Wall Mount | Halogen |  | MR | 4 | 50 | Bathroom
Ceiling Fixture | Incandescent |  | Standard A Lamp | 2 | 60 | Hall
Ceiling Fixture | Incandescent |  | Standard A Lamp | 1 | 60 | Garage
Ceiling Fixture | Linear Fluorescent | 48 | T-12 | 2 | 40 | Garage
Garage door opener | Incandescent |  | Standard A Lamp | 2 | 40 | Garage
Chandelier (Hanging) | Incandescent |  | Standard A Lamp | 5 | 60 | Living Room
Ceiling Fixture | Linear Fluorescent | 48 | T-12 | 2 | 40 | Kitchen
Ceiling Fixture | Linear Fluorescent | 24 | T-12 | 1 | 25 | Kitchen
Ceiling Fixture | Incandescent |  | Standard A Lamp | 2 | 60 | Laundry Room
Recessed Can | Incandescent |  | Reflector | 1 | 65 | Living Room
Recessed Can | Incandescent |  | Standard A Lamp | 1 | 60 | Hall
Wall Mount | Incandescent |  | Decorative | 1 | 40 | Hall
Wall Mount | Incandescent |  | Globe | 6 | 60 | Bathroom
Ceiling Fixture | Halogen |  | MR | 4 | 50 | Office
Ceiling Fixture | Incandescent |  | Globe | 3 | 60 | Bedroom
Ceiling Fixture | Incandescent |  | Standard A Lamp | 2 | 60 | Family Room
Floor lamp | Halogen |  | MR | 1 | 35 | Family Room
Floor lamp | Incandescent |  | Standard A Lamp | 1 | 60 | Family Room
Ceiling Fixture | Linear Fluorescent | 48 | T-12 | 1 | 40 | Bathroom
Chandelier (Hanging) | Incandescent |  | Standard A Lamp | 1 | 60 | Other
Ceiling Fixture | Incandescent |  | Standard A Lamp | 2 | 60 | Family Room
Ceiling Fixture | Incandescent |  | Standard A Lamp | 1 | 60 | Family Room
Chandelier (Hanging) | Incandescent |  | Standard A Lamp | 1 | 60 | Dining Room
Ceiling Fixture | Incandescent |  | Globe | 4 | 40 | Hall
Garage door opener | Incandescent |  | Standard A Lamp | 1 | 100 | Garage
Other | Incandescent |  | Standard A Lamp | 1 | 60 | Garage
Ceiling Fixture | Incandescent |  | Standard A Lamp | 2 | 60 | Hall
Wall Mount | Halogen |  | Quartz Tube | 3 | 100 | Bathroom
Chandelier (Hanging) | Incandescent |  | Standard A Lamp | 3 | 60 | Kitchen
Ceiling Fixture | Incandescent |  | Standard A Lamp | 2 | 60 | Kitchen
Other | Linear Fluorescent | 18 | Fluorescent Other | 1 | 16 | Kitchen
Recessed Can | Incandescent |  | Standard A Lamp | 1 | 60 | Kitchen
Ceiling Fixture | Linear Fluorescent | 48 | T-12 | 2 | 40 | Other
Table | Incandescent |  | Standard A Lamp | 1 | 60 | Living Room
Torchiere | Incandescent |  | Standard A Lamp | 1 | 60 | Living Room
Table | Incandescent |  | Standard A Lamp | 1 | 100 | Living Room
Wall Mount | Halogen |  | Quartz Tube | 2 | 100 | Bathroom
Ceiling Fixture | Compact Fluorescent |  | Pin base | 1 | 15 | Bathroom
Recessed Can | Incandescent |  | Standard A Lamp | 1 | 60 | Hall
Ceiling Fixture | Incandescent |  | Standard A Lamp | 1 | 60 | Master Bedroom
Table | Incandescent |  | Standard A Lamp | 2 | 60 | Master Bedroom
Table | Incandescent |  | 3-Way Incandescent | 1 | 150 | Master Bedroom
Ceiling Fixture | Incandescent |  | Standard A Lamp | 1 | 60 | Bedroom
Ceiling Fixture | Incandescent |  | Standard A Lamp | 2 | 60 | Bedroom
Table | Compact Fluorescent |  | Straight Tube | 1 | 15 | Bedroom
Floor lamp | Compact Fluorescent |  | Twist | 3 | 7 | Bedroom
Ceiling Fixture | Halogen |  |  | 1 | 75 | Bedroom
Ceiling Fixture | Linear Fluorescent | 48 | T-8 | 2 | 32 | Other
Ceiling Fixture | Compact Fluorescent |  | Twist | 2 | 15 | Bathroom
Wall Mount | Compact Fluorescent |  | Twist | 3 | 7 | Bathroom
Chandelier (Hanging) | Compact Fluorescent |  | Twist | 5 | 15 | Dining Room
Wall Mount | Incandescent |  | Reflector | 1 | 100 | Dining Room
Ceiling Fixture | Linear Fluorescent | 48 | T-8 | 2 | 32 | Kitchen
Ceiling Fixture | Compact Fluorescent |  | Twist | 2 | 15 | Hall
Table | Incandescent |  | Mini base | 1 | 25 | Hall
Ceiling Fixture | Compact Fluorescent |  | Twist | 3 | 15 | Living Room
Ceiling Fixture | Compact Fluorescent |  | Twist | 2 | 15 | Hall
Ceiling Fan | Compact Fluorescent |  | Twist | 2 | 15 | Master Bedroom
Wall Mount | Other | 50 | LED Interior | 1 | 15 | Master Bedroom
Wall Mount | Compact Fluorescent |  | Twist | 1 | 15 | Master Bedroom
Ceiling Fixture | Compact Fluorescent |  | Twist | 2 | 15 | Bedroom
Torchiere | Halogen |  | Quartz Tube | 1 | 150 | Living Room
Table | Incandescent |  | 3-Way Incandescent | 1 | 100 | Living Room
Recessed Can | Incandescent |  | Clear | 1 | 65 | Living Room
Floor lamp | Incandescent |  | Standard A Lamp | 1 | 60 | Living Room
Recessed Can | Incandescent |  | Reflector | 1 | 65 | Hall
Ceiling Fixture | Incandescent |  | Standard A Lamp | 2 | 60 | Bedroom
Table | Incandescent |  | Standard A Lamp | 1 | 60 | Bedroom
Recessed Can | Incandescent |  | Reflector | 1 | 65 | Bathroom
Wall Mount | Incandescent |  | Globe | 5 | 40 | Bathroom
Ceiling Fixture | Incandescent |  | Standard A Lamp | 2 | 60 | Bathroom
Recessed Can | Incandescent |  | Reflector | 1 | 65 | Master Bedroom
Table | Incandescent |  | Standard A Lamp | 1 | 60 | Master Bedroom
Recessed Can | Incandescent |  | Reflector | 1 | 65 | Hall
Ceiling Fixture | Compact Fluorescent |  | Twist | 2 | 15 | Closet
Ceiling Fixture | Incandescent |  | Standard A Lamp | 2 | 60 | Bedroom
Table | Incandescent |  | Standard A Lamp | 1 | 60 | Bedroom
Chandelier (Hanging) | Incandescent |  | Standard A Lamp | 6 | 60 | Dining Room
Wall Mount | Incandescent |  | Globe | 4 | 40 | Bathroom
Ceiling Fixture | Incandescent |  | Standard A Lamp | 2 | 60 | Office
Floor lamp | Incandescent |  | 3-Way Incandescent | 1 | 100 | Office
Ceiling Fixture | Incandescent |  | Standard A Lamp | 1 | 60 | Garage
Garage door opener | Incandescent |  | Standard A Lamp | 1 | 40 | Garage
Wall Mount | Incandescent |  | Standard A Lamp | 4 | 40 | Garage
Ceiling Fixture | Compact Fluorescent |  | A shape bulb | 2 | 22 | Hall
Wall Mount | Incandescent |  | Globe | 4 | 40 | Bathroom
Ceiling Fixture | Compact Fluorescent |  | Twist | 2 | 15 | Laundry Room
Recessed Can | Incandescent |  | Reflector | 1 | 65 | Kitchen
Chandelier (Hanging) | Incandescent |  | Standard A Lamp | 3 | 60 | Kitchen
Recessed Can | Incandescent |  | Reflector | 1 | 65 | Family Room
Ceiling Fixture | Incandescent |  | Standard A Lamp | 1 | 60 | Closet
Chandelier (Hanging) | Incandescent |  | Standard A Lamp | 3 | 60 | Hall
Table | Incandescent |  | Standard A Lamp | 1 | 40 | Living Room
Ceiling Fixture | Compact Fluorescent |  | Twist | 1 | 22 | Bedroom
Ceiling Fixture | Compact Fluorescent |  | Twist | 1 | 15 | Closet
Ceiling Fixture | Incandescent |  | Standard A Lamp | 3 | 40 | Hall
Ceiling Fixture | Linear Fluorescent | 48 | T-12 | 1 | 40 | Kitchen
Ceiling Fixture | Compact Fluorescent |  | Twist | 1 | 15 | Laundry Room
Ceiling Fixture | Incandescent |  | Standard A Lamp | 2 | 60 | Bedroom
Ceiling Fixture | Compact Fluorescent |  | Twist | 1 | 15 | Hall
Ceiling Fixture | Incandescent |  | Standard A Lamp | 2 | 40 | Master Bedroom
Ceiling Fixture | Compact Fluorescent |  | Twist | 1 | 15 | Closet
Ceiling Fixture | Incandescent |  | Standard A Lamp | 1 | 40 | Bathroom
Wall Mount | Incandescent |  | Globe | 4 | 40 | Bathroom
Ceiling Fixture | Linear Fluorescent | 48 | T-12 | 2 | 40 | Garage
Ceiling Fixture | Incandescent |  | Standard A Lamp | 1 | 40 | Closet
Ceiling Fixture | Compact Fluorescent |  | Twist | 1 | 22 | Bedroom
Ceiling Fixture | Incandescent |  | Standard A Lamp | 1 | 60 | Closet
Wall Mount | Incandescent |  | Globe | 3 | 40 | Bathroom
Table | Incandescent |  | Standard A Lamp | 1 | 100 | Bedroom
Ceiling Fixture | Incandescent |  | Standard A Lamp | 2 | 60 | Bedroom
Chandelier (Hanging) | Compact Fluorescent |  | Twist | 5 | 15 | Dining Room
Ceiling Fixture | Compact Fluorescent |  | Twist | 1 | 15 | Kitchen
Ceiling Fixture | Linear Fluorescent | 48 | T-12 | 2 | 40 | Kitchen
Table | Incandescent |  | Standard A Lamp | 2 | 75 | Living Room
Table | Incandescent |  | Decorative | 2 | 60 | Living Room
Floor lamp | Incandescent |  | 3-Way Incandescent | 1 | 100 | Living Room
Track | Halogen |  | MR | 6 | 50 | Hall
Ceiling Fixture | Incandescent |  | Standard A Lamp | 1 | 40 | Hall
Wall Mount | Incandescent |  | Globe | 8 | 40 | Bathroom
Ceiling Fixture | Incandescent |  | Decorative | 2 | 60 | Master Bedroom
Table | Incandescent |  | Standard A Lamp | 1 | 100 | Master Bedroom
Table | Incandescent |  | Standard A Lamp | 1 | 60 | Master Bedroom
Ceiling Fixture | Compact Fluorescent |  | Twist | 1 | 15 | Bedroom
Table | Compact Fluorescent |  | Twist | 1 | 15 | Bedroom
Wall Mount | Compact Fluorescent |  | Twist | 1 | 15 | Bedroom
Ceiling Fixture | Linear Fluorescent | 48 | T-12 | 2 | 40 | Laundry Room
Ceiling Fixture | Compact Fluorescent |  | Twist | 1 | 15 | Laundry Room
Wall Mount | Compact Fluorescent |  | Twist | 1 | 22 | Bathroom
Ceiling Fixture | Incandescent |  | Standard A Lamp | 2 | 75 | Bedroom
Ceiling Fixture | Compact Fluorescent |  | Twist | 1 | 15 | Bedroom
Ceiling Fixture | Compact Fluorescent |  | Twist | 1 | 15 | Bedroom
Ceiling Fixture | Compact Fluorescent |  | Twist | 1 | 15 | Bedroom
Table | Incandescent |  | Standard A Lamp | 2 | 40 | Bedroom
Ceiling Fan | Compact Fluorescent |  | Twist | 3 | 22 | Dining Room
Ceiling Fixture | Incandescent |  | Standard A Lamp | 1 | 75 | Hall
Ceiling Fixture | Incandescent |  | Standard A Lamp | 1 | 60 | Kitchen
Ceiling Fixture | Compact Fluorescent |  | Twist | 1 | 15 | Kitchen
Torchiere | Halogen |  | Quartz Tube | 1 | 150 | Living Room
Ceiling Fixture | Incandescent |  | Decorative | 1 | 40 | Hall
Ceiling Fixture | Compact Fluorescent |  | Twist | 1 | 15 | Hall
Wall Mount | Incandescent |  | Standard A Lamp | 4 | 60 | Bathroom
Ceiling Fixture | Incandescent |  | Standard A Lamp | 1 | 40 | Bathroom
Ceiling Fixture | Compact Fluorescent |  | Twist | 3 | 15 | Bedroom
Table | Compact Fluorescent |  | Twist | 1 | 14 | Bedroom
Table | Incandescent |  | Clear | 1 | 40 | Bedroom
Ceiling Fixture | Incandescent |  | Standard A Lamp | 2 | 60 | Bedroom
Ceiling Fixture | Compact Fluorescent |  | Twist | 1 | 15 | Other
Chandelier (Hanging) | Incandescent |  | Standard A Lamp | 4 | 60 | Dining Room
Wall Mount | Compact Fluorescent |  | Twist | 1 | 15 | Hall
Track | Halogen |  | MR | 4 | 25 | Kitchen
Track | Halogen |  | MR | 3 | 30 | Laundry Room
Floor lamp | Compact Fluorescent |  | Twist | 1 | 22 | Living Room
Ceiling Fixture | Compact Fluorescent |  | Twist | 1 | 23 | Bedroom
Table | Compact Fluorescent |  | Twist | 1 | 13 | Bedroom
Wall Mount | Compact Fluorescent |  | Twist | 2 | 13 | Bathroom
Ceiling Fixture | Compact Fluorescent |  | Twist | 3 | 23 | Kitchen
Ceiling Fixture | Compact Fluorescent |  | Twist | 1 | 23 | Bedroom
Table | Incandescent |  | Mini base | 3 | 40 | Bedroom
Wall Mount | Compact Fluorescent |  | Twist | 1 | 23 | Hall
Ceiling Fixture | Compact Fluorescent |  | Twist | 2 | 23 | Dining Room
Ceiling Fixture | Compact Fluorescent |  | Twist | 1 | 23 | Laundry Room
Floor lamp | Halogen |  | Quartz Tube | 1 | 300 | Living Room
Ceiling Fixture | Compact Fluorescent |  | Twist | 2 | 23 | Bedroom
Table | Compact Fluorescent |  | Twist | 1 | 13 | Bedroom
Floor lamp | Compact Fluorescent |  | Twist | 1 | 23 | Bedroom
Ceiling Fixture | Compact Fluorescent |  | Twist | 1 | 22 | Other
Ceiling Fixture | Incandescent |  | Standard A Lamp | 1 | 75 | Bathroom
Ceiling Fixture | Incandescent |  | Standard A Lamp | 1 | 60 | Bathroom
Ceiling Fixture | Incandescent |  | Standard A Lamp | 2 | 60 | Bedroom
Table | Incandescent |  | Standard A Lamp | 1 | 60 | Bedroom
Architectural | Incandescent |  | Standard A Lamp | 1 | 75 | Closet
Track | Halogen |  | MR | 4 | 75 | Dining Room
Table | Incandescent |  | Standard A Lamp | 1 | 40 | Dining Room
Low bay | Linear Fluorescent | 47 | T-12 | 2 | 40 | Family Room
Garage door opener | Incandescent |  | Standard A Lamp | 1 | 60 | Garage
Low bay | Linear Fluorescent | 46 | T-12 | 2 | 40 | Garage
Track | Linear Fluorescent | 48 | T-12 | 2 | 40 | Hall
Ceiling Fixture | Incandescent |  | Standard A Lamp | 1 | 60 | Hall
Ceiling Fixture | Incandescent |  | Standard A Lamp | 2 | 60 | Bedroom
Low bay | Linear Fluorescent | 47 | T-12 | 2 | 40 | Kitchen
Floor lamp | Compact Fluorescent |  | Twist | 1 | 13 | Living Room
Ceiling Fixture | Incandescent |  | Standard A Lamp | 1 | 60 | Bathroom
Floor lamp | Compact Fluorescent |  | Twist | 1 | 23 | Master Bedroom
Table | Incandescent |  | Standard A Lamp | 1 | 60 | Master Bedroom
Chandelier (Hanging) | Incandescent |  | Standard A Lamp | 1 | 60 | Other
Ceiling Fixture | Incandescent |  | Mini base | 3 | 40 | Hall
Wall Mount | Compact Fluorescent |  | Twist | 1 | 15 | Bathroom
Ceiling Fixture | Compact Fluorescent |  | Twist | 1 | 15 | Bedroom
Ceiling Fixture | Compact Fluorescent |  | Twist | 1 | 15 | Kitchen
Ceiling Fixture | Compact Fluorescent |  | Twist | 1 | 15 | Living Room
Ceiling Fixture | Compact Fluorescent |  | Twist | 2 | 15 | Master Bedroom
Wall Mount | Compact Fluorescent |  | Twist | 2 | 15 | Other
Ceiling Fixture | Compact Fluorescent |  | Twist | 1 | 15 | Bedroom
Ceiling Fixture | Compact Fluorescent |  | Twist | 1 | 15 | Laundry Room
Ceiling Fixture | Incandescent |  | Standard A Lamp | 3 | 100 | Kitchen
Ceiling Fixture | Compact Fluorescent |  | Twist | 3 | 23 | Kitchen
Ceiling Fixture | Incandescent |  | Standard A Lamp | 1 | 60 | Closet
Wall Mount | Incandescent |  | Standard A Lamp | 2 | 75 | Bathroom
Ceiling Fixture | Incandescent |  | Standard A Lamp | 1 | 100 | Hall
Wall Mount | Incandescent |  | Standard A Lamp | 3 | 40 | Bathroom
Ceiling Fixture | Incandescent |  | Standard A Lamp | 1 | 60 | Closet
Ceiling Fixture | Linear Fluorescent | 48 | T-12 | 2 | 34 | Other
Ceiling Fixture | Compact Fluorescent |  | Twist | 2 | 23 | Bedroom
Ceiling Fixture | Linear Fluorescent | 48 | T-12 | 1 | 34 | Office
Ceiling Fixture | Linear Fluorescent | 48 | T-12 | 3 | 34 | Garage
Chandelier (Hanging) | Incandescent |  | Mini base | 6 | 40 | Dining Room
Table | Incandescent |  | Standard A Lamp | 1 | 200 | Living Room
Wall Mount | Compact Fluorescent |  | Twist | 1 | 23 | Bathroom
Ceiling Fixture | Incandescent |  | Standard A Lamp | 1 | 100 | Family Room
Wall Mount | Incandescent |  | Standard A Lamp | 1 | 100 | Family Room
Ceiling Fixture | Incandescent |  | Standard A Lamp | 1 | 60 | Laundry Room
Ceiling Fixture | Incandescent |  | Standard A Lamp | 2 | 100 | Hall
Ceiling Fixture | Incandescent |  | Standard A Lamp | 2 | 100 | Other
Table | Incandescent |  | Standard A Lamp | 1 | 200 | Other
Ceiling Fixture | Incandescent |  | Standard A Lamp | 2 | 100 | Master Bedroom
Table | Incandescent |  | Standard A Lamp | 1 | 60 | Master Bedroom
Table | Compact Fluorescent |  | Twist | 1 | 23 | Master Bedroom
Ceiling Fixture | Compact Fluorescent |  | Twist | 1 | 15 | Kitchen
Ceiling Fixture | Incandescent |  | Standard A Lamp | 1 | 60 | Other
Floor lamp | Compact Fluorescent |  | Twist | 3 | 28 | Living Room
Table | Compact Fluorescent |  | Twist | 1 | 15 | Living Room
Floor lamp | Compact Fluorescent |  | Twist | 3 | 15 | Living Room
Table | Compact Fluorescent |  | Twist | 1 | 15 | Bedroom
Table | Incandescent |  | Mini base | 2 | 25 | Bedroom
Ceiling Fixture | Compact Fluorescent |  | Twist | 2 | 15 | Bedroom
Wall Mount | Compact Fluorescent |  | Twist | 1 | 15 | Bathroom
Ceiling Fixture | Incandescent |  | Standard A Lamp | 2 | 60 | Bedroom
Ceiling Fixture | Compact Fluorescent |  | Twist | 1 | 15 | Hall
Ceiling Fixture | Linear Fluorescent | 48 | T-4 | 2 | 40 | Garage
Ceiling Fixture | Incandescent |  | Standard A Lamp | 1 | 40 | Garage
Torchiere | Incandescent |  | Standard A Lamp | 2 | 75 | Bedroom
Wall Mount | Incandescent |  | Standard A Lamp | 3 | 60 | Bathroom
Ceiling Fixture | Incandescent |  | Standard A Lamp | 2 | 40 | Bathroom
Ceiling Fan | Incandescent |  | Decorative | 4 | 40 | Dining Room
Floor lamp | Compact Fluorescent |  | Twist | 1 | 23 | Dining Room
Ceiling Fixture | Linear Fluorescent | 48 | T-12 | 2 | 25 | Garage
Ceiling Fixture | Linear Fluorescent | 48 | T-8 | 2 | 32 | Garage
Ceiling Fixture | Incandescent |  | Standard A Lamp | 1 | 60 | Hall
Ceiling Fixture | Linear Fluorescent | 48 | T-12 | 2 | 25 | Kitchen
Floor lamp | Incandescent |  | Standard A Lamp | 1 | 75 | Living Room
Ceiling Fixture | Incandescent |  | Standard A Lamp | 2 | 75 | Bedroom
Torchiere | Halogen |  | Quartz Tube | 1 | 100 | Bedroom
Wall Mount | Compact Fluorescent |  | Twist | 2 | 13 | Bathroom
Wall Mount | Incandescent |  | Standard A Lamp | 4 | 60 | Bathroom
Recessed Can | Compact Fluorescent |  | Pin base | 1 | 13 | Bathroom
Ceiling Fixture | Compact Fluorescent | 18 | Circline (Screw Base) | 1 | 15 | Bathroom
Ceiling Fixture | Compact Fluorescent |  | Twist | 2 | 13 | Bedroom
Ceiling Fixture | Incandescent |  | Standard A Lamp | 2 | 60 | Bedroom
Table | Incandescent |  | Standard A Lamp | 1 | 60 | Bedroom
Ceiling Fixture | Incandescent |  | Standard A Lamp | 2 | 60 | Bedroom
Table | Incandescent |  | Standard A Lamp | 1 | 75 | Bedroom
Floor lamp | Incandescent |  | Standard A Lamp | 2 | 60 | Dining Room
Ceiling Fixture | Compact Fluorescent |  | Twist | 2 | 13 | Other
Chandelier (Hanging) | Incandescent |  | Standard A Lamp | 1 | 60 | Other
Table | Incandescent |  | 3-Way Incandescent | 1 | 100 | Family Room
Ceiling Fixture | Linear Fluorescent | 48 | T-8 | 4 | 25 | Garage
Ceiling Fixture | Incandescent |  | Standard A Lamp | 2 | 75 | Hall
Ceiling Fixture | Incandescent |  | Standard A Lamp | 2 | 60 | Hall
Table | Incandescent |  | Standard A Lamp | 1 | 100 | Kitchen
Ceiling Fixture | Linear Fluorescent | 48 | T-12 | 1 | 40 | Kitchen
Ceiling Fixture | Compact Fluorescent |  | Twist | 2 | 36 | Laundry Room
Ceiling Fixture | Incandescent |  | Standard A Lamp | 16 | 60 | Other
Ceiling Fixture | Compact Fluorescent |  | Twist | 1 | 13 | Other
Wall Mount | Incandescent |  | Standard A Lamp | 1 | 60 | Other
Ceiling Fixture | Incandescent |  | Standard A Lamp | 2 | 60 | Bedroom
Table | Compact Fluorescent |  | Straight Tube | 1 | 20 | Bedroom
Table | Incandescent |  | Decorative | 1 | 40 | Bedroom
Chandelier (Hanging) | Incandescent |  | Standard A Lamp | 3 | 100 | Dining Room
Wall Mount | Compact Fluorescent |  | Twist | 2 | 23 | Bathroom
Chandelier (Hanging) | Compact Fluorescent |  | Twist | 4 | 23 | Hall
Ceiling Fixture | Compact Fluorescent |  | Twist | 2 | 13 | Hall
Ceiling Fixture | Compact Fluorescent |  | Twist | 3 | 23 | Kitchen
Ceiling Fixture | Compact Fluorescent |  | Twist | 1 | 23 | Kitchen
Other | Incandescent |  | Mini base | 1 | 25 | Kitchen
Ceiling Fixture | Halogen |  | PAR | 3 | 75 | Laundry Room
Floor lamp | Incandescent |  | 3-Way Incandescent | 1 | 100 | Living Room
Table | Incandescent |  | 3-Way Incandescent | 1 | 100 | Living Room
Floor lamp | Compact Fluorescent |  | Twist | 1 | 23 | Living Room
Wall Mount | Incandescent |  | Globe | 4 | 40 | Bathroom
Other | Incandescent |  | Colored | 1 | 60 | Master Bedroom
Ceiling Fixture | Incandescent |  | Standard A Lamp | 1 | 100 | Master Bedroom
Table | Incandescent |  | 3-Way Incandescent | 1 | 70 | Master Bedroom
Track | Halogen |  | MR | 3 | 50 | Bedroom
Ceiling Fixture | Compact Fluorescent |  | Pin base | 1 | 28 | Bedroom
Ceiling Fixture | Compact Fluorescent |  | Twist | 1 | 14 | Closet
Wall Mount | Compact Fluorescent |  | Twist | 1 | 14 | Dining Room
Floor lamp | Incandescent |  | 3-Way Incandescent | 1 | 100 | Family Room
Ceiling Fixture | Compact Fluorescent |  | Pin base | 1 | 28 | Family Room
Table | Compact Fluorescent |  | Twist | 1 | 23 | Family Room
Table | Incandescent |  | Standard A Lamp | 1 | 40 | Family Room
Ceiling Fixture | Compact Fluorescent |  | Straight Tube | 1 | 28 | Bedroom
Floor lamp | Incandescent |  | Mini base | 5 | 40 | Bedroom
Table | Halogen |  | Other | 1 | 50 | Bedroom
Ceiling Fixture | Compact Fluorescent |  | Twist | 1 | 14 | Closet
Wall Mount | Compact Fluorescent |  | A shape bulb | 5 | 14 | Bathroom
Recessed Can | Halogen |  | MR | 1 | 50 | Bathroom
Ceiling Fixture | Compact Fluorescent |  | Pin base | 1 | 28 | Hall
Ceiling Fixture | Compact Fluorescent |  | Pin base | 1 | 28 | Hall
Ceiling Fixture | Compact Fluorescent |  | Twist | 1 | 14 | Closet
Ceiling Fixture | Compact Fluorescent |  | Twist | 1 | 14 | Closet
High bay | Linear Fluorescent | 48 | T-12 | 4 | 40 | Kitchen
Recessed Can | Incandescent |  | Reflector | 1 | 65 | Kitchen
Recessed Can | Compact Fluorescent |  | Flood | 1 | 14 | Kitchen
Ceiling Fixture | Compact Fluorescent |  | Twist | 2 | 13 | Laundry Room
High bay | Linear Fluorescent | 48 | T-12 | 2 | 32 | Laundry Room
Recessed Can | Compact Fluorescent |  | Flood | 1 | 14 | Living Room
Table | Incandescent |  | 3-Way Incandescent | 1 | 100 | Living Room
Floor lamp | Incandescent |  | Standard A Lamp | 1 | 40 | Living Room
Floor lamp | Incandescent |  | Standard A Lamp | 1 | 100 | Living Room
Wall Mount | Compact Fluorescent |  | A shape bulb | 3 | 23 | Closet
Wall Mount | Compact Fluorescent |  | A shape bulb | 1 | 23 | Closet
Table | Incandescent |  | 3-Way Incandescent | 1 | 100 | Master Bedroom
Table | Compact Fluorescent |  | Twist | 1 | 15 | Master Bedroom
Ceiling Fixture | Compact Fluorescent |  | Twist | 1 | 14 | Closet
Ceiling Fixture | Compact Fluorescent |  | Twist | 1 | 14 | Bathroom
Ceiling Fan | Compact Fluorescent |  | A shape bulb | 6 | 14 | Other
Table | Compact Fluorescent |  | A shape bulb | 1 | 14 | Other
Floor lamp | Incandescent |  | 3-Way Incandescent | 1 | 100 | Other
Table | Incandescent |  | Standard A Lamp | 1 | 60 | Other
High bay | Linear Fluorescent | 72 | T-12 | 2 | 40 | Other
Wall Mount | Incandescent |  | Standard A Lamp | 2 | 60 | Bathroom
Wall Mount | Incandescent |  | Standard A Lamp | 2 | 60 | Bathroom
Recessed Can | Incandescent |  | Reflector | 1 | 60 | Bathroom
Wall Mount | Compact Fluorescent |  | Twist | 3 | 15 | Bathroom
Recessed - other | Incandescent |  | Standard A Lamp | 1 | 40 | Bathroom
Wall Mount | Compact Fluorescent |  | Twist | 2 | 15 | Bathroom
Table | Compact Fluorescent |  | Twist | 1 | 15 | Master Bedroom
Floor lamp | Compact Fluorescent |  | Twist | 1 | 15 | Master Bedroom
Ceiling Fixture | Compact Fluorescent |  | Twist | 2 | 15 | Bedroom
Table | Incandescent |  | Standard A Lamp | 1 | 60 | Bedroom
Recessed Can | Compact Fluorescent |  | Reflector | 1 | 15 | Bedroom
Torchiere | Compact Fluorescent |  | Twist | 1 | 15 | Bedroom
Ceiling Fixture | Compact Fluorescent |  | Twist | 3 | 15 | Closet
Ceiling Fixture | Compact Fluorescent |  | Twist | 2 | 15 | Living Room
Recessed Can | Compact Fluorescent |  | Reflector | 1 | 15 | Living Room
Table | Compact Fluorescent |  | Twist | 1 | 15 | Living Room
Floor lamp | Compact Fluorescent |  | Twist | 1 | 15 | Living Room
Recessed Can | Compact Fluorescent |  | Reflector | 1 | 15 | Family Room
Table | Compact Fluorescent |  | Twist | 1 | 22 | Family Room
Ceiling Fixture | Compact Fluorescent |  | Twist | 1 | 15 | Garage
Garage door opener | Incandescent |  | Standard A Lamp | 1 | 40 | Garage
Ceiling Fixture | Compact Fluorescent |  | Twist | 2 | 15 | Hall
Wall Mount | Compact Fluorescent |  | Twist | 1 | 15 | Hall
Ceiling Fixture | Compact Fluorescent |  | Twist | 2 | 15 | Hall
Ceiling Fixture | Compact Fluorescent |  | Twist | 1 | 15 | Hall
Chandelier (Hanging) | Incandescent |  | Globe | 1 | 40 | Kitchen
Recessed Can | Compact Fluorescent |  | Reflector | 1 | 15 | Kitchen
Ceiling Fixture | Compact Fluorescent |  | Twist | 2 | 15 | Kitchen
Table | Compact Fluorescent |  | Twist | 1 | 15 | Office
Recessed Can | Incandescent |  | Reflector | 1 | 65 | Office
Ceiling Fixture | Compact Fluorescent |  | Twist | 1 | 15 | Other
Ceiling Fixture | Incandescent |  | Standard A Lamp | 2 | 40 | Hall
Ceiling Fixture | Compact Fluorescent |  | Twist | 2 | 15 | Bedroom
Wall Mount | Compact Fluorescent |  | Pin base | 1 | 15 | Bedroom
Table | Incandescent |  | Standard A Lamp | 1 | 25 | Bedroom
Chandelier (Hanging) | Incandescent |  | Mini base | 5 | 40 | Dining Room
Table | Incandescent |  | Standard A Lamp | 1 | 25 | Dining Room
Ceiling Fixture | Incandescent |  | Standard A Lamp | 2 | 40 | Hall
Recessed Can | Incandescent |  | Reflector | 1 | 65 | Family Room
Ceiling Fixture | Incandescent |  | Standard A Lamp | 1 | 60 | Family Room
Floor lamp | Compact Fluorescent |  | A shape bulb | 3 | 22 | Family Room
Table | Incandescent |  | Standard A Lamp | 1 | 60 | Family Room
Ceiling Fixture | Linear Fluorescent | 48 | T-12 | 2 | 40 | Other
Recessed Can | Compact Fluorescent |  | A shape bulb | 1 | 15 | Kitchen
Ceiling Fixture | Compact Fluorescent |  | Twist | 1 | 15 | Kitchen
Floor lamp | Incandescent |  | Decorative | 4 | 40 | Kitchen
Ceiling Fixture | Linear Fluorescent | 48 | T-12 | 2 | 40 | Laundry Room
Floor lamp | Incandescent |  | 3-Way Incandescent | 1 | 75 | Living Room
Table | Incandescent |  | Standard A Lamp | 1 | 60 | Living Room
Wall Mount | Incandescent |  | Decorative | 1 | 60 | Bathroom
Table | Incandescent |  | Mini base | 1 | 40 | Bedroom
Floor lamp | Incandescent |  | Standard A Lamp | 1 | 60 | Office
Table | Halogen |  | MR | 1 | 50 | Office
Ceiling Fixture | Incandescent |  | Globe | 3 | 40 | Office
Wall Mount | Compact Fluorescent |  | A shape bulb | 3 | 15 | Hall
Wall Mount | Incandescent |  | Standard A Lamp | 1 | 75 | Other
Wall Mount | Compact Fluorescent |  | Twist | 5 | 15 | Bathroom
Track | Incandescent |  | Standard A Lamp | 3 | 75 | Bathroom
Ceiling Fixture | Incandescent |  | Globe | 3 | 40 | Hall
Ceiling Fixture | Incandescent |  | Standard A Lamp | 1 | 60 | Other
Wall Mount | Compact Fluorescent |  | Twist | 1 | 14 | Bathroom
Recessed Can | Incandescent |  | Reflector | 1 | 65 | Bathroom
Ceiling Fan | Incandescent |  | Standard A Lamp | 1 | 60 | Bathroom
Recessed Can | Incandescent |  | Reflector | 1 | 65 | Bedroom
Ceiling Fixture | Incandescent |  | Standard A Lamp | 1 | 60 | Bedroom
Ceiling Fixture | Incandescent |  | Standard A Lamp | 2 | 60 | Bedroom
Ceiling Fixture | Compact Fluorescent |  | Twist | 1 | 15 | Bedroom
Floor lamp | Incandescent |  | Standard A Lamp | 4 | 100 | Bedroom
Recessed - other | Halogen |  | MR | 1 | 30 | Closet
Ceiling Fixture | Compact Fluorescent |  | Twist | 1 | 22 | Office
Ceiling Fixture | Incandescent |  | Standard A Lamp | 2 | 60 | Dining Room
Chandelier (Hanging) | Compact Fluorescent |  | Twist | 1 | 15 | Hall
Ceiling Fixture | Compact Fluorescent |  | Twist | 2 | 15 | Kitchen
Recessed Can | Compact Fluorescent |  | Reflector | 1 | 22 | Kitchen
Ceiling Fixture | Incandescent |  | Standard A Lamp | 3 | 60 | Living Room
Recessed Can | Incandescent |  | Reflector | 1 | 65 | Living Room
Table | Compact Fluorescent |  | Twist | 1 | 15 | Living Room
Ceiling Fixture | Incandescent |  | Clear | 1 | 60 | Hall
Chandelier (Hanging) | Compact Fluorescent |  | Pin base | 1 | 15 | Dining Room
Recessed Can | Incandescent |  | Reflector | 1 | 65 | Hall
Recessed Can | Compact Fluorescent |  | Reflector | 1 | 15 | Hall
Ceiling Fixture | Compact Fluorescent |  | Twist | 1 | 13 | Other
Ceiling Fixture | Incandescent |  | Standard A Lamp | 1 | 60 | Other
Ceiling Fixture | Linear Fluorescent | 48 | T-12 | 2 | 40 | Bathroom
Table | Compact Fluorescent |  | Twist | 1 | 15 | Master Bedroom
Wall Mount | Incandescent |  | Standard A Lamp | 1 | 100 | Master Bedroom
Chandelier (Hanging) | Incandescent |  | Standard A Lamp | 5 | 40 | Dining Room
Chandelier (Hanging) | Compact Fluorescent |  | Twist | 1 | 15 | Hall
Ceiling Fixture | Linear Fluorescent | 24 | T-12 | 2 | 20 | Garage
Ceiling Fixture | Compact Fluorescent |  | Twist | 1 | 22 | Garage
Ceiling Fixture | Incandescent |  | Standard A Lamp | 1 | 60 | Hall
Ceiling Fixture | Compact Fluorescent |  | Twist | 1 | 22 | Hall
Recessed Can | Incandescent |  | Reflector | 1 | 65 | Kitchen
Recessed Can | Compact Fluorescent |  | Reflector | 1 | 15 | Kitchen
Architectural | Other |  | LED Interior | 3 | 20 | Kitchen
Architectural | Other |  | LED Interior | 2 | 20 | Kitchen
Floor lamp | Incandescent |  | Standard A Lamp | 1 | 75 | Living Room
Floor lamp | Compact Fluorescent |  | Twist | 1 | 15 | Living Room
Table | Incandescent |  | Mini base | 2 | 25 | Living Room
Chandelier (Hanging) | Compact Fluorescent |  | Twist | 5 | 15 | Office
Floor lamp | Compact Fluorescent |  | Twist | 1 | 22 | Office
Table | Halogen |  | MR | 1 | 75 | Office
Ceiling Fixture | Compact Fluorescent |  | Circline (Screw Base) | 1 | 15 | Family Room
Ceiling Fixture | Incandescent |  | Reflector | 1 | 60 | Family Room
Table | Halogen |  | MR | 1 | 75 | Family Room
Wall Mount | Compact Fluorescent |  | Twist | 2 | 15 | Bathroom
Ceiling Fixture | Compact Fluorescent |  | Twist | 1 | 15 | Bedroom
Ceiling Fixture | Compact Fluorescent |  | Twist | 1 | 15 | Bedroom
Ceiling Fixture | Incandescent |  | Standard A Lamp | 1 | 60 | Dining Room
Ceiling Fixture | Incandescent |  | Standard A Lamp | 1 | 60 | Hall
Ceiling Fixture | Compact Fluorescent |  | Twist | 1 | 15 | Laundry Room
Floor lamp | Compact Fluorescent |  | Twist | 1 | 15 | Living Room
Ceiling Fixture | Incandescent |  | Mini base | 3 | 40 | Bedroom
Table | Compact Fluorescent |  | Twist | 1 | 15 | Bedroom
Ceiling Fixture | Incandescent |  | Standard A Lamp | 2 | 40 | Dining Room
Ceiling Fixture | Incandescent |  | Mini base | 3 | 40 | Bedroom
Table | Compact Fluorescent |  | Twist | 1 | 15 | Bedroom
Ceiling Fixture | Compact Fluorescent |  | Twist | 1 | 13 | Garage
Recessed Can | Compact Fluorescent |  | Twist | 1 | 13 | Garage
Recessed Can | Incandescent |  | Standard A Lamp | 1 | 60 | Hall
Recessed Can | Compact Fluorescent |  | Twist | 1 | 13 | Kitchen
Ceiling Fixture | Compact Fluorescent |  | Twist | 1 | 13 | Laundry Room
Recessed Can | Compact Fluorescent |  | Twist | 1 | 13 | Living Room
Floor lamp | Compact Fluorescent |  | Twist | 1 | 23 | Living Room
Floor lamp | Incandescent |  | 3-Way Incandescent | 1 | 150 | Living Room
Ceiling Fixture | Incandescent |  | Standard A Lamp | 2 | 40 | Living Room
Wall Mount | Compact Fluorescent |  | Twist | 1 | 14 | Bathroom
Ceiling Fixture | Incandescent |  | Standard A Lamp | 2 | 60 | Bathroom
Ceiling Fixture | Compact Fluorescent |  | Twist | 1 | 13 | Master Bedroom
Table | Incandescent |  | Standard A Lamp | 1 | 40 | Master Bedroom
Table | Halogen |  | MR | 1 | 20 | Master Bedroom
Recessed Can | Incandescent |  | Standard A Lamp | 1 | 40 | Hall
Ceiling Fan | Compact Fluorescent |  | Mini base | 3 | 7 | Office
Table | Compact Fluorescent |  | Twist | 1 | 13 | Office
Wall Mount | Incandescent |  | Decorative | 1 | 40 | Bathroom
Ceiling Fixture | Compact Fluorescent |  | Twist | 1 | 15 | Hall
Wall Mount | Incandescent |  | Globe | 3 | 40 | Bathroom
Ceiling Fixture | Incandescent |  | Heat Lamp | 2 | 150 | Bathroom
Ceiling Fixture | Compact Fluorescent |  | Straight Tube | 2 | 15 | Bedroom
Table | Compact Fluorescent |  | Twist | 1 | 15 | Bedroom
Ceiling Fixture | Compact Fluorescent |  | Twist | 2 | 15 | Bedroom
Ceiling Fixture | Compact Fluorescent |  | Twist | 1 | 15 | Bedroom
Ceiling Fixture | Compact Fluorescent |  | Twist | 2 | 15 | Family Room
Table | Compact Fluorescent |  | Twist | 1 | 15 | Family Room
Ceiling Fixture | Compact Fluorescent |  | Twist | 2 | 15 | Hall
Chandelier (Hanging) | Compact Fluorescent |  | Twist | 2 | 15 | Living Room
Table | Compact Fluorescent |  | Twist | 1 | 15 | Master Bedroom
Ceiling Fixture | Compact Fluorescent |  | Straight Tube | 2 | 15 | Master Bedroom
Chandelier (Hanging) | Compact Fluorescent |  | Twist | 5 | 15 | Kitchen
Ceiling Fixture | Compact Fluorescent |  | Twist | 1 | 15 | Kitchen
Ceiling Fixture | Compact Fluorescent |  | Twist | 1 | 14 | Garage
Wall Mount | Compact Fluorescent |  | Globe | 3 | 15 | Bathroom
Ceiling Fixture | Halogen |  | PAR | 1 | 75 | Bathroom
Ceiling Fixture | Compact Fluorescent |  | Reflector | 1 | 15 | Bedroom
Recessed Can | Incandescent |  | Reflector | 1 | 65 | Bedroom
Table | Incandescent |  | Clear | 2 | 25 | Bedroom
Table | Incandescent |  | Standard A Lamp | 1 | 60 | Bedroom
Ceiling Fixture | Compact Fluorescent |  | Twist | 1 | 15 | Hall
Ceiling Fixture | Compact Fluorescent |  | Twist | 2 | 15 | Bedroom
Wall Mount | Incandescent |  | Standard A Lamp | 2 | 40 | Bathroom
Ceiling Fixture | Compact Fluorescent |  | A shape bulb | 1 | 15 | Office
Table | Compact Fluorescent |  | Straight Tube | 1 | 27 | Office
Ceiling Fixture | Incandescent |  | Standard A Lamp | 2 | 60 | Bedroom
Table | Incandescent |  | Standard A Lamp | 1 | 40 | Bedroom
Ceiling Fixture | Incandescent |  | Globe | 1 | 60 | Bedroom
Table | Incandescent |  | Decorative | 2 | 25 | Bedroom
Table | Incandescent |  | Standard A Lamp | 1 | 60 | Bedroom
Chandelier (Hanging) | Incandescent |  | Standard A Lamp | 1 | 60 | Dining Room
Ceiling Fixture | Linear Fluorescent | 48 | T-12 | 2 | 40 | Family Room
Table | Incandescent |  | 3-Way Incandescent | 1 | 100 | Family Room
Ceiling Fixture | Linear Fluorescent | 48 | T-12 | 2 | 40 | Garage
Ceiling Fixture | Compact Fluorescent |  | Circline (Screw Base) | 1 | 22 | Garage
Ceiling Fixture | Incandescent |  | Standard A Lamp | 1 | 40 | Garage
Ceiling Fixture | Compact Fluorescent |  | Twist | 1 | 22 | Hall
Chandelier (Hanging) | Incandescent |  | Decorative | 3 | 40 | Hall
Recessed Can | Halogen |  | MR | 1 | 75 | Kitchen
Recessed Can | Halogen |  | MR | 1 | 30 | Kitchen
Wall Mount | Compact Fluorescent |  | Twist | 2 | 15 | Bathroom
Ceiling Fixture | Linear Fluorescent | 18 | T-12 | 2 | 16 | Bathroom
Table | Incandescent |  | 3-Way Incandescent | 1 | 100 | Living Room
Table | Incandescent |  | Standard A Lamp | 4 | 40 | Living Room
Ceiling Fixture | Compact Fluorescent |  | Twist | 1 | 15 | Other
Ceiling Fixture | Compact Fluorescent |  | Twist | 1 | 15 | Bathroom
Recessed Can | Compact Fluorescent |  | Straight Tube | 1 | 15 | Bathroom
Ceiling Fixture | Incandescent |  | Standard A Lamp | 3 | 40 | Bedroom
Table | Incandescent |  | Standard A Lamp | 1 | 60 | Bedroom
Ceiling Fixture | Incandescent |  | Standard A Lamp | 2 | 40 | Bedroom
Ceiling Fixture | Compact Fluorescent |  | Twist | 1 | 15 | Closet
Ceiling Fixture | Compact Fluorescent |  | Twist | 1 | 15 | Closet
Chandelier (Hanging) | Incandescent |  | Standard A Lamp | 5 | 40 | Dining Room
Floor lamp | Incandescent |  | Standard A Lamp | 4 | 40 | Family Room
Floor lamp | Compact Fluorescent |  | Twist | 2 | 15 | Family Room
Ceiling Fixture | Compact Fluorescent |  | Twist | 1 | 22 | Garage
Ceiling Fixture | Compact Fluorescent |  | Twist | 2 | 15 | Hall
Chandelier (Hanging) | Compact Fluorescent |  | Circline (Screw Base) | 1 | 28 | Kitchen
Other | Incandescent |  | Standard A Lamp | 1 | 40 | Kitchen
Ceiling Fixture | Compact Fluorescent |  | Twist | 1 | 15 | Laundry Room
Wall Mount | Compact Fluorescent |  | Twist | 3 | 13 | Bathroom
Ceiling Fan | Incandescent |  | Heat Lamp | 2 | 250 | Bathroom
Recessed Can | Compact Fluorescent |  | Twist | 1 | 13 | Bathroom
Chandelier (Hanging) | Incandescent |  | Other | 4 | 60 | Dining Room
Ceiling Fixture | Incandescent |  | Standard A Lamp | 1 | 100 | Closet
Ceiling Fan | Compact Fluorescent |  | Twist | 1 | 13 | Family Room
Floor lamp | Compact Fluorescent |  | Twist | 1 | 23 | Family Room
Ceiling Fixture | Incandescent |  | Standard A Lamp | 1 | 100 | Garage
Garage door opener | Incandescent |  | Standard A Lamp | 1 | 100 | Garage
Ceiling Fixture | Incandescent |  | Standard A Lamp | 1 | 100 | Closet
Recessed Can | Halogen |  | PAR | 1 | 75 | Hall
Recessed Can | Halogen |  | PAR | 1 | 75 | Kitchen
Ceiling Fan | Incandescent |  | Standard A Lamp | 1 | 60 | Living Room
Table | Incandescent |  | 3-Way Incandescent | 1 | 250 | Living Room
Floor lamp | Incandescent |  | Standard A Lamp | 1 | 100 | Living Room
Recessed Can | Halogen |  | PAR | 1 | 75 | Living Room
Wall Mount | Incandescent |  | Other | 2 | 75 | Bathroom
Recessed Can | Incandescent |  | Heat Lamp | 2 | 250 | Bathroom
Table | Incandescent |  | 3-Way Incandescent | 1 | 150 | Master Bedroom
Table | Incandescent |  | Standard A Lamp | 1 | 15 | Master Bedroom
Table | Incandescent |  | Decorative | 2 | 40 | Master Bedroom
Recessed Can | Halogen |  | PAR | 1 | 75 | Closet
Ceiling Fixture | Compact Fluorescent |  | Twist | 2 | 13 | Office
Table | Incandescent |  | Other | 1 | 75 | Office
Ceiling Fixture | Incandescent |  | Standard A Lamp | 2 | 60 | Bedroom
Floor lamp | Halogen |  | Quartz Tube | 2 | 100 | Bedroom
Table | Incandescent |  | 3-Way Incandescent | 1 | 150 | Bedroom
Ceiling Fan | Incandescent |  | Standard A Lamp | 1 | 60 | Bathroom
Architectural | Halogen |  | MR | 1 | 20 | Bathroom
Ceiling Fixture | Compact Fluorescent |  | Twist | 1 | 15 | Family Room
Ceiling Fixture | Incandescent |  | Standard A Lamp | 1 | 60 | Other
Wall Mount | Incandescent |  | Standard A Lamp | 2 | 60 | Closet
Ceiling Fixture | Incandescent |  | Standard A Lamp | 1 | 60 | Closet
Chandelier (Hanging) | Incandescent |  | Standard A Lamp | 6 | 40 | Dining Room
Table | Incandescent |  | 3-Way Incandescent | 1 | 100 | Dining Room
Recessed Can | Incandescent |  | Standard A Lamp | 1 | 40 | Garage
Wall Mount | Incandescent |  | Standard A Lamp | 1 | 40 | Garage
Wall Mount | Incandescent |  | Standard A Lamp | 2 | 60 | Garage
Ceiling Fixture | Incandescent |  | Standard A Lamp | 1 | 60 | Hall
Chandelier (Hanging) | Incandescent |  | Globe | 1 | 150 | Kitchen
Other | Linear Fluorescent | 16 | T-4 | 1 | 16 | Kitchen
Ceiling Fixture | Incandescent |  | Standard A Lamp | 1 | 60 | Laundry Room
Floor lamp | Incandescent |  | 3-Way Incandescent | 1 | 100 | Living Room
Floor lamp | Incandescent |  | Standard A Lamp | 1 | 60 | Living Room
Table | Incandescent |  | Standard A Lamp | 1 | 60 | Living Room
Ceiling Fixture | Incandescent |  | Standard A Lamp | 2 | 60 | Master Bedroom
Table | Compact Fluorescent |  | Twist | 1 | 15 | Master Bedroom
Wall Mount | Incandescent |  | Globe | 6 | 40 | Bathroom
Table | Incandescent |  | Standard A Lamp | 1 | 60 | Office
Table | Halogen |  | Quartz Tube | 1 | 50 | Office
Wall Mount | Compact Fluorescent |  | Twist | 3 | 15 | Bathroom
Ceiling Fan | Incandescent |  | Reflector | 2 | 150 | Bathroom
Ceiling Fixture | Incandescent |  | Standard A Lamp | 1 | 40 | Bathroom
Ceiling Fan | Incandescent |  | Standard A Lamp | 4 | 40 | Bedroom
Table | Incandescent |  | 3-Way Incandescent | 1 | 150 | Bedroom
Ceiling Fixture | Incandescent |  | Standard A Lamp | 2 | 40 | Bedroom
Ceiling Fixture | Compact Fluorescent |  | Twist | 3 | 15 | Bedroom
Chandelier (Hanging) | Compact Fluorescent |  | Twist | 1 | 15 | Dining Room
Ceiling Fixture | Compact Fluorescent |  | Twist | 2 | 15 | Family Room
Ceiling Fixture | Compact Fluorescent |  | Twist | 1 | 15 | Other
Architectural | Incandescent |  | Standard A Lamp | 3 | 40 | Hall
Ceiling Fixture | Incandescent |  | Standard A Lamp | 3 | 40 | Hall
Wall Mount | Incandescent |  | Standard A Lamp | 1 | 60 | Hall
Recessed Can | Compact Fluorescent |  | Twist | 1 | 15 | Kitchen
Ceiling Fixture | Compact Fluorescent |  | Twist | 2 | 15 | Laundry Room
Table | Compact Fluorescent |  | Twist | 1 | 15 | Family Room
Table | Incandescent |  | 3-Way Incandescent | 1 | 150 | Family Room
Floor lamp | Compact Fluorescent |  | Twist | 1 | 15 | Family Room
Ceiling Fixture | Compact Fluorescent |  | Twist | 2 | 15 | Dining Room
Ceiling Fixture | Compact Fluorescent |  | Twist | 1 | 15 | Office
Table | Halogen |  | Quartz Tube | 1 | 20 | Office
Ceiling Fixture | Compact Fluorescent |  | Twist | 1 | 15 | Hall
Ceiling Fixture | Compact Fluorescent |  | Twist | 1 | 15 | Other
Wall Mount | Linear Fluorescent | 48 | T-12 | 1 | 40 | Master Bedroom
Wall Mount | Linear Fluorescent | 48 | T-12 | 1 | 40 | Bathroom
Ceiling Fixture | Incandescent |  | Standard A Lamp | 1 | 60 | Bedroom
Ceiling Fixture | Compact Fluorescent |  | Twist | 1 | 15 | Garage
Ceiling Fixture | Incandescent |  | Standard A Lamp | 1 | 40 | Hall
Chandelier (Hanging) | Incandescent |  | Decorative | 3 | 25 | Hall
Other | Incandescent |  | Standard A Lamp | 1 | 40 | Kitchen
Ceiling Fixture | Compact Fluorescent |  | Pin base | 1 | 15 | Kitchen
Ceiling Fixture | Incandescent |  | Standard A Lamp | 1 | 40 | Kitchen
Ceiling Fixture | Linear Fluorescent | 36 | T-8 | 2 | 20 | Kitchen
Ceiling Fixture | Compact Fluorescent |  | Twist | 2 | 15 | Laundry Room
Floor lamp | Compact Fluorescent |  | Twist | 1 | 12 | Living Room
Torchiere | Incandescent |  | Standard A Lamp | 1 | 60 | Living Room
Track | Halogen |  | PAR | 3 | 50 | Living Room
Floor lamp | Compact Fluorescent |  | Twist | 1 | 15 | Living Room
Floor lamp | Incandescent |  | Standard A Lamp | 1 | 100 | Master Bedroom
Ceiling Fixture | Incandescent |  | Standard A Lamp | 3 | 40 | Master Bedroom
Ceiling Fixture | Incandescent |  | Standard A Lamp | 1 | 40 | Office
Chandelier (Hanging) | Incandescent |  | Standard A Lamp | 4 | 40 | Other
Recessed - other | Halogen |  | PAR | 1 | 50 | Other
Floor lamp | Incandescent |  | 3-Way Incandescent | 1 | 70 | Bedroom
Table | Compact Fluorescent |  | Twist | 1 | 13 | Bedroom
Ceiling Fixture | Incandescent |  | Standard A Lamp | 2 | 60 | Bedroom
Ceiling Fixture | Incandescent |  | Standard A Lamp | 2 | 60 | Office
Table | Incandescent |  | Standard A Lamp | 1 | 100 | Office
Chandelier (Hanging) | Incandescent |  | Clear | 5 | 40 | Dining Room
Chandelier (Hanging) | Incandescent |  | Mini base | 6 | 40 | Dining Room
Recessed Can | Incandescent |  | Reflector | 1 | 75 | Family Room
Floor lamp | Incandescent |  | 3-Way Incandescent | 1 | 200 | Family Room
Ceiling Fixture | Incandescent |  | Standard A Lamp | 3 | 60 | Hall
Garage door opener | Incandescent |  | Standard A Lamp | 1 | 60 | Garage
Ceiling Fixture | Compact Fluorescent |  | Twist | 1 | 23 | Garage
Ceiling Fixture | Incandescent |  | Standard A Lamp | 1 | 100 | Garage
Ceiling Fixture | Incandescent |  | Standard A Lamp | 1 | 60 | Office
Table | Incandescent |  | Standard A Lamp | 1 | 60 | Office
Recessed Can | Incandescent |  | Reflector | 1 | 100 | Hall
High bay | Linear Fluorescent | 48 | T-12 | 2 | 40 | Kitchen
Ceiling Fixture | Incandescent |  | Standard A Lamp | 1 | 60 | Laundry Room
Table | Incandescent |  | Standard A Lamp | 1 | 40 | Laundry Room
Table | Incandescent |  | Standard A Lamp | 1 | 150 | Living Room
Floor lamp | Incandescent |  | 3-Way Incandescent | 1 | 200 | Living Room
Table | Incandescent |  | Standard A Lamp | 1 | 60 | Living Room
Ceiling Fixture | Incandescent |  | Standard A Lamp | 1 | 60 | Other
Wall Mount | Incandescent |  | Standard A Lamp | 5 | 60 | Bathroom
Ceiling Fixture | Incandescent |  | Reflector | 1 | 150 | Bathroom
Table | Incandescent |  | Standard A Lamp | 1 | 40 | Master Bedroom
Table | Incandescent |  | 3-Way Incandescent | 1 | 100 | Master Bedroom
Ceiling Fan | Incandescent |  | Clear | 3 | 60 | Master Bedroom
Ceiling Fixture | Incandescent |  | Standard A Lamp | 1 | 60 | Closet
Ceiling Fixture | Incandescent |  | Standard A Lamp | 1 | 60 | Closet
Wall Mount | Incandescent |  | Standard A Lamp | 2 | 60 | Bathroom
Ceiling Fixture | Incandescent |  | Standard A Lamp | 2 | 60 | Hall
Wall Mount | Incandescent |  | Globe | 8 | 60 | Bathroom
Recessed Can | Incandescent |  | Reflector | 1 | 75 | Hall
Recessed Can | Incandescent |  | Reflector | 1 | 65 | Hall
Wall Mount | Incandescent |  | Standard A Lamp | 1 | 75 | Master Bedroom
Wall Mount | Compact Fluorescent |  | Twist | 1 | 15 | Master Bedroom
Ceiling Fixture | Incandescent |  | Reflector | 3 | 65 | Office
Ceiling Fixture | Linear Fluorescent | 48 | T-8 | 2 | 32 | Laundry Room
Recessed Can | Compact Fluorescent |  | Reflector | 1 | 15 | Kitchen
Recessed Can | Compact Fluorescent |  | Reflector | 1 | 15 | Dining Room
Ceiling Fixture | Compact Fluorescent |  | Twist | 1 | 22 | Garage
Wall Mount | Incandescent |  | Globe | 8 | 60 | Bathroom
Ceiling Fixture | Compact Fluorescent |  | Twist | 1 | 15 | Bathroom
Table | Halogen |  | MR | 1 | 50 | Bedroom
Recessed Can | Incandescent |  | Reflector | 1 | 65 | Bedroom
Recessed Can | Compact Fluorescent |  | Twist | 1 | 15 | Bedroom
Table | Compact Fluorescent |  | Twist | 1 | 15 | Bedroom
Wall Mount | Incandescent |  | Standard A Lamp | 3 | 75 | Bathroom
Table | Compact Fluorescent |  | A shape bulb | 2 | 7 | Living Room
Table | Incandescent |  | Standard A Lamp | 1 | 25 | Living Room
Ceiling Fixture | Compact Fluorescent |  | Twist | 1 | 15 | Hall
Floor lamp | Compact Fluorescent |  | Twist | 1 | 22 | Living Room
Table | Compact Fluorescent |  | Twist | 1 | 22 | Living Room
Ceiling Fixture | Incandescent |  | Standard A Lamp | 1 | 60 | Laundry Room
Table | Halogen |  | MR | 1 | 100 | Office
Ceiling Fixture | Incandescent |  | Standard A Lamp | 1 | 40 | Bathroom
Wall Mount | Incandescent |  | Globe | 3 | 60 | Bathroom
Ceiling Fixture | Incandescent |  | Standard A Lamp | 1 | 75 | Closet
Ceiling Fixture | Linear Fluorescent | 48 | T-4 | 2 | 32 | Bathroom
Ceiling Fixture | Incandescent |  | Decorative | 1 | 100 | Hall
Ceiling Fixture | Incandescent |  | Mini base | 1 | 60 | Bedroom
Table | Incandescent |  | Standard A Lamp | 1 | 100 | Bedroom
Ceiling Fixture | Incandescent |  | Mini base | 1 | 60 | Bathroom
Wall Mount | Incandescent |  | Standard A Lamp | 1 | 40 | Bathroom
Recessed - other | Incandescent |  | Standard A Lamp | 1 | 40 | Bathroom
Table | Incandescent |  | Standard A Lamp | 1 | 40 | Bedroom
Recessed Can | Incandescent |  | Reflector | 1 | 75 | Hall
Ceiling Fixture | Compact Fluorescent |  | Circline (Screw Base) | 1 | 22 | Closet
Floor lamp | Incandescent |  | Standard A Lamp | 1 | 75 | Living Room
Floor lamp | Compact Fluorescent |  | A shape bulb | 3 | 22 | Living Room
Floor lamp | Halogen |  | MR | 3 | 100 | Living Room
Ceiling Fixture | Incandescent |  | Reflector | 1 | 75 | Kitchen
Track | Incandescent |  | Standard A Lamp | 6 | 75 | Kitchen
Low bay | Linear Fluorescent | 48 | T-12 | 2 | 40 | Other
Ceiling Fixture | Incandescent |  | Standard A Lamp | 1 | 75 | Other
Ceiling Fixture | Incandescent |  | Standard A Lamp | 2 | 60 | Dining Room
Table | Incandescent |  | Standard A Lamp | 1 | 40 | Dining Room
Table | Incandescent |  | Standard A Lamp | 1 | 60 | Master Bedroom
Table | Incandescent |  | Standard A Lamp | 1 | 100 | Master Bedroom
Ceiling Fixture | Halogen |  | MR | 2 | 50 | Bathroom
Wall Mount | Incandescent |  | Mini base | 1 | 7 | Bathroom
Ceiling Fixture | Compact Fluorescent |  | Twist | 2 | 15 | Bathroom
Wall Mount | Incandescent |  | Standard A Lamp | 1 | 75 | Closet
Table | Compact Fluorescent |  | Twist | 1 | 15 | Laundry Room
Torchiere | Compact Fluorescent |  | Twist | 1 | 15 | Laundry Room
Table | Incandescent |  | Standard A Lamp | 1 | 60 | Laundry Room
Wall Mount | Incandescent |  | Reflector | 1 | 60 | Laundry Room
Ceiling Fixture | Incandescent |  | Standard A Lamp | 1 | 60 | Other
Ceiling Fixture | Compact Fluorescent |  | Twist | 2 | 15 | Hall
Recessed Can | Compact Fluorescent |  | Reflector | 1 | 15 | Master Bedroom
Table | Compact Fluorescent |  | Twist | 1 | 7 | Master Bedroom
Other | Compact Fluorescent |  | Twist | 2 | 15 | Kitchen
Ceiling Fixture | Halogen |  | MR | 1 | 50 | Kitchen
Ceiling Fixture | Halogen |  | MR | 2 | 50 | Kitchen
Ceiling Fixture | Other |  | LED Interior | 2 | 5 | Kitchen
Ceiling Fixture | Compact Fluorescent |  | Twist | 1 | 15 | Laundry Room
Table | Incandescent |  | Mini base | 1 | 75 | Master Bedroom
Ceiling Fixture | Incandescent |  | Reflector | 1 | 65 | Master Bedroom
Ceiling Fixture | Compact Fluorescent |  | Twist | 1 | 15 | Closet
Ceiling Fixture | Linear Fluorescent | 48 | T-12 | 2 | 40 | Garage
Wall Mount | Other |  | LED Interior | 1 | 6 | Bathroom
Wall Mount | Halogen |  | MR | 1 | 50 | Bathroom
Ceiling Fixture | Compact Fluorescent |  | Twist | 2 | 15 | Bedroom
Table | Incandescent |  | Standard A Lamp | 1 | 60 | Bedroom
Ceiling Fixture | Halogen |  | PAR | 4 | 32 | Office
Chandelier (Hanging) | Incandescent |  | Other | 9 | 15 | Dining Room
Track | Halogen |  | PAR | 5 | 32 | Hall
Recessed - other | Other |  | LED Interior | 1 | 6 | Hall
Chandelier (Hanging) | Compact Fluorescent |  | Twist | 3 | 15 | Hall
Ceiling Fixture | Compact Fluorescent |  | Twist | 2 | 15 | Hall
Ceiling Fixture | Compact Fluorescent |  | Twist | 1 | 15 | Kitchen
Recessed Can | Compact Fluorescent |  | Reflector | 1 | 22 | Kitchen
Ceiling Fixture | Linear Fluorescent | 48 | T-8 | 2 | 32 | Laundry Room
Ceiling Fixture | Compact Fluorescent |  | Reflector | 1 | 22 | Living Room
Recessed Can | Compact Fluorescent |  | Reflector | 2 | 22 | Living Room
Table | Incandescent |  | Standard A Lamp | 1 | 100 | Living Room
Recessed - other | Other |  | LED Interior | 1 | 6 | Living Room
Wall Mount | Compact Fluorescent |  | Pin base | 1 | 28 | Bathroom
Ceiling Fan | Compact Fluorescent |  | Twist | 2 | 15 | Bedroom
Table | Incandescent |  | Standard A Lamp | 1 | 60 | Bedroom
Ceiling Fixture | Linear Fluorescent | 48 | T-8 | 2 | 32 | Closet
Wall Mount | Compact Fluorescent |  | Twist | 3 | 13 | Bathroom
Ceiling Fixture | Incandescent |  | Heat Lamp | 1 | 150 | Bathroom
Ceiling Fixture | Incandescent |  | Clear | 1 | 40 | Bedroom
Ceiling Fixture | Incandescent |  | Globe | 1 | 40 | Hall
Ceiling Fixture | Compact Fluorescent |  | Twist | 1 | 23 | Kitchen
Ceiling Fixture | Compact Fluorescent |  | Twist | 1 | 23 | Laundry Room
Wall Mount | Incandescent |  | Standard A Lamp | 1 | 100 | Living Room
Ceiling Fixture | Compact Fluorescent |  | Twist | 1 | 13 | Living Room
Table | Compact Fluorescent |  | Twist | 1 | 13 | Master Bedroom
Ceiling Fixture | Incandescent |  | Standard A Lamp | 1 | 75 | Office
Recessed Can | Incandescent |  | Reflector | 1 | 65 | Bathroom
Ceiling Fixture | Compact Fluorescent |  | Twist | 2 | 13 | Bedroom
Floor lamp | Incandescent |  | Decorative | 3 | 25 | Bedroom
Chandelier (Hanging) | Compact Fluorescent |  | Twist | 3 | 13 | Dining Room
Recessed Can | Incandescent |  | Reflector | 1 | 65 | Dining Room
Ceiling Fixture | Linear Fluorescent | 48 | T-12 | 2 | 25 | Garage
Ceiling Fixture | Compact Fluorescent |  | A shape bulb | 1 | 15 | Garage
Ceiling Fixture | Compact Fluorescent |  | Twist | 1 | 13 | Bathroom
Ceiling Fixture | Incandescent |  | Globe | 4 | 60 | Hall
Wall Mount | Incandescent |  | Mini base | 1 | 25 | Kitchen
Ceiling Fixture | Compact Fluorescent |  | Twist | 4 | 13 | Kitchen
Ceiling Fixture | Compact Fluorescent |  | Twist | 1 | 13 | Laundry Room
Floor lamp | Compact Fluorescent |  | Twist | 1 | 13 | Living Room
Floor lamp | Incandescent |  | Decorative | 1 | 40 | Living Room
Floor lamp | Compact Fluorescent |  | A shape bulb | 1 | 15 | Living Room
Ceiling Fixture | Compact Fluorescent |  | Twist | 1 | 13 | Master Bedroom
Floor lamp | Compact Fluorescent |  | Twist | 1 | 13 | Family Room
Ceiling Fan | Incandescent |  | Decorative | 4 | 40 | Family Room
Architectural | Incandescent |  | Standard A Lamp | 1 | 60 | Other
Ceiling Fixture | Incandescent |  | Heat Lamp | 2 | 250 | Bathroom
Track | Compact Fluorescent |  | Globe | 1 | 9 | Bathroom
Recessed Can | Incandescent |  | Reflector | 1 | 65 | Hall
Ceiling Fixture | Incandescent |  | Standard A Lamp | 2 | 40 | Kitchen
Other | Incandescent |  | Mini base | 1 | 100 | Kitchen
Ceiling Fixture | Incandescent |  | Standard A Lamp | 2 | 40 | Hall
Recessed Can | Incandescent |  | Reflector | 1 | 60 | Living Room
Wall Mount | Compact Fluorescent |  | Globe | 2 | 9 | Bathroom
Other | Compact Fluorescent |  | Globe | 1 | 9 | Bathroom
Recessed Can | Incandescent |  | Reflector | 1 | 65 | Master Bedroom
Ceiling Fixture | Incandescent |  | Standard A Lamp | 2 | 40 | Office
Ceiling Fixture | Incandescent |  | Standard A Lamp | 2 | 40 | Living Room
Floor lamp | Compact Fluorescent |  | Pin base | 1 | 23 | Living Room
Floor lamp | Compact Fluorescent |  | Twist | 1 | 19 | Living Room
Table | Compact Fluorescent |  | Twist | 1 | 19 | Living Room
Track | Halogen |  | MR | 4 | 50 | Living Room
Ceiling Fixture | Compact Fluorescent |  | Twist | 4 | 19 | Kitchen
Ceiling Fixture | Linear Fluorescent | 48 | T-12 | 2 | 40 | Kitchen
Ceiling Fixture | Compact Fluorescent |  | Twist | 1 | 19 | Kitchen
Ceiling Fixture | Compact Fluorescent |  | Twist | 1 | 19 | Laundry Room
Ceiling Fixture | Linear Fluorescent | 48 | T-8 | 2 | 32 | Garage
Ceiling Fixture | Linear Fluorescent | 48 | T-12 | 2 | 40 | Garage
Garage door opener | Incandescent |  | Standard A Lamp | 2 | 60 | Garage
Wall Mount | Incandescent |  | Mini base | 1 | 60 | Garage
Wall Mount | Compact Fluorescent |  | Twist | 1 | 23 | Closet
Ceiling Fixture | Compact Fluorescent |  | Twist | 2 | 23 | Family Room
Track | Incandescent |  | Reflector | 2 | 75 | Family Room
Ceiling Fixture | Compact Fluorescent |  | Twist | 1 | 23 | Closet
Ceiling Fixture | Compact Fluorescent |  | Twist | 1 | 19 | Hall
Ceiling Fixture | Incandescent |  | Standard A Lamp | 3 | 100 | Dining Room
Ceiling Fixture | Compact Fluorescent |  | Twist | 2 | 19 | Hall
Ceiling Fixture | Compact Fluorescent |  | Twist | 2 | 19 | Bedroom
Table | Incandescent |  | 3-Way Incandescent | 1 | 100 | Bedroom
Ceiling Fixture | Incandescent |  | Standard A Lamp | 1 | 100 | Bathroom
High bay | Halogen |  | MR | 3 | 100 | Bathroom
Ceiling Fixture | Compact Fluorescent |  | Twist | 2 | 19 | Master Bedroom
Floor lamp | Incandescent |  | Standard A Lamp | 1 | 100 | Master Bedroom
Table | Compact Fluorescent |  | Twist | 1 | 19 | Master Bedroom
Ceiling Fixture | Incandescent |  | Heat Lamp | 1 | 150 | Bathroom
Wall Mount | Incandescent |  | Decorative | 3 | 60 | Bathroom
Ceiling Fixture | Compact Fluorescent |  | Twist | 2 | 19 | Bedroom
Wall Mount | Compact Fluorescent |  | Twist | 2 | 15 | Bathroom
Ceiling Fixture | Compact Fluorescent |  | Twist | 1 | 15 | Bedroom
Ceiling Fixture | Compact Fluorescent |  | Twist | 2 | 15 | Bedroom
Chandelier (Hanging) | Incandescent |  | Mini base | 5 | 25 | Dining Room
Ceiling Fixture | Linear Fluorescent | 48 | T-12 | 2 | 32 | Garage
Ceiling Fixture | Incandescent |  | Decorative | 1 | 60 | Hall
Recessed Can | Compact Fluorescent |  | Reflector | 1 | 7 | Kitchen
Ceiling Fixture | Incandescent |  | Standard A Lamp | 1 | 60 | Laundry Room
Ceiling Fixture | Compact Fluorescent |  | A shape bulb | 2 | 15 | Living Room
Table | Compact Fluorescent |  | A shape bulb | 1 | 15 | Living Room
Wall Mount | Incandescent |  | Standard A Lamp | 1 | 60 | Bathroom
Ceiling Fixture | Incandescent |  | Standard A Lamp | 2 | 60 | Bedroom
Wall Mount | Incandescent |  | Standard A Lamp | 1 | 60 | Office
Wall Mount | Incandescent |  | Standard A Lamp | 1 | 60 | Hall
Recessed Can | Incandescent |  | Reflector | 1 | 65 | Living Room
Recessed Can | Incandescent |  | Reflector | 1 | 65 | Living Room
Recessed Can | Incandescent |  | Reflector | 1 | 65 | Bedroom
Recessed Can | Incandescent |  | Reflector | 1 | 65 | Bathroom
Ceiling Fixture | Incandescent |  | Standard A Lamp | 1 | 60 | Bathroom
Wall Mount | Incandescent |  | Standard A Lamp | 3 | 60 | Bathroom
Ceiling Fan | Incandescent |  | Standard A Lamp | 2 | 75 | Bedroom
Ceiling Fan | Compact Fluorescent |  | A shape bulb | 1 | 11 | Bedroom
Floor lamp | Incandescent |  | Standard A Lamp | 1 | 75 | Bedroom
Ceiling Fixture | Halogen |  | PAR | 3 | 35 | Bedroom
Chandelier (Hanging) | Incandescent |  | Standard A Lamp | 1 | 100 | Dining Room
Wall Mount | Incandescent |  | Mini base | 1 | 40 | Bedroom
Wall Mount | Incandescent |  | Decorative | 1 | 25 | Bedroom
Ceiling Fixture | Compact Fluorescent |  | A shape bulb | 1 | 22 | Closet
Recessed Can | Incandescent |  | Standard A Lamp | 1 | 100 | Closet
Chandelier (Hanging) | Incandescent |  | Standard A Lamp | 6 | 60 | Dining Room
Floor lamp | Incandescent |  | Standard A Lamp | 1 | 60 | Dining Room
Ceiling Fixture | Incandescent |  | Standard A Lamp | 1 | 60 | Hall
Wall Mount | Incandescent |  | Standard A Lamp | 1 | 60 | Other
Ceiling Fixture | Incandescent |  | Standard A Lamp | 1 | 60 | Hall
Wall Mount | Incandescent |  | Standard A Lamp | 1 | 100 | Hall
Ceiling Fixture | Incandescent |  | Standard A Lamp | 1 | 60 | Hall
Ceiling Fixture | Incandescent |  | Standard A Lamp | 3 | 100 | Kitchen
Low bay | Incandescent |  | Standard A Lamp | 1 | 60 | Kitchen
Ceiling Fixture | Incandescent |  | Standard A Lamp | 1 | 100 | Laundry Room
Floor lamp | Incandescent |  | Standard A Lamp | 1 | 60 | Living Room
Table | Incandescent |  | Standard A Lamp | 1 | 100 | Living Room
Table | Compact Fluorescent |  | Twist | 1 | 13 | Living Room
Wall Mount | Incandescent |  | Globe | 6 | 40 | Bathroom
Table | Incandescent |  | Standard A Lamp | 1 | 60 | Master Bedroom
Ceiling Fixture | Incandescent |  | Standard A Lamp | 1 | 60 | Closet
Ceiling Fixture | Incandescent |  | Standard A Lamp | 2 | 60 | Hall
Ceiling Fixture | Incandescent |  | Standard A Lamp | 2 | 40 | Bedroom
Ceiling Fixture | Linear Fluorescent | 96 | T-12 | 2 | 40 | Bedroom
Table | Incandescent |  | Standard A Lamp | 1 | 60 | Bedroom
Floor lamp | Compact Fluorescent |  | Twist | 1 | 15 | Bedroom
Recessed Can | Compact Fluorescent |  | Reflector | 1 | 15 | Kitchen
Table | Compact Fluorescent |  | Twist | 1 | 15 | Kitchen
Track | Halogen |  | PAR | 1 | 50 | Kitchen
Recessed Can | Incandescent |  | Reflector | 1 | 60 | Kitchen
Ceiling Fixture | Incandescent |  | Standard A Lamp | 3 | 40 | Master Bedroom
Table | Incandescent |  | 3-Way Incandescent | 1 | 125 | Master Bedroom
Wall Mount | Incandescent |  | Mini base | 1 | 25 | Master Bedroom
Recessed Can | Compact Fluorescent |  | Reflector | 1 | 15 | Bathroom
Wall Mount | Halogen |  | PAR | 1 | 50 | Bathroom
Ceiling Fixture | Incandescent |  | Standard A Lamp | 2 | 60 | Closet
Ceiling Fixture | Incandescent |  | Decorative | 1 | 60 | Bedroom
Ceiling Fixture | Linear Fluorescent | 48 | T-12 | 1 | 40 | Other
Ceiling Fixture | Compact Fluorescent |  | Twist | 1 | 15 | Hall
Wall Mount | Compact Fluorescent |  | Twist | 3 | 15 | Bathroom
Ceiling Fixture | Incandescent |  | Globe | 4 | 40 | Family Room
Ceiling Fixture | Compact Fluorescent |  | Twist | 4 | 15 | Family Room
Table | Incandescent |  | Standard A Lamp | 1 | 60 | Family Room
Floor lamp | Incandescent |  | Standard A Lamp | 1 | 60 | Family Room
Ceiling Fixture | Linear Fluorescent | 96 | T-12 | 1 | 40 | Office
Ceiling Fixture | Incandescent |  | Standard A Lamp | 2 | 60 | Laundry Room
Ceiling Fan | Linear Fluorescent | 48 | T-12 | 2 | 40 | Garage
Garage door opener | Incandescent |  | Standard A Lamp | 2 | 40 | Garage
Ceiling Fixture | Compact Fluorescent |  | Twist | 2 | 15 | Hall
Chandelier (Hanging) | Incandescent |  | Standard A Lamp | 5 | 60 | Dining Room
Ceiling Fixture | Halogen |  | PAR | 1 | 50 | Dining Room
Recessed Can | Compact Fluorescent |  | Twist | 1 | 15 | Living Room
Floor lamp | Incandescent |  | Standard A Lamp | 1 | 100 | Living Room
Floor lamp | Halogen |  | Quartz Tube | 1 | 100 | Living Room
Table | Compact Fluorescent |  | Twist | 1 | 22 | Living Room
Chandelier (Hanging) | Incandescent |  | Decorative | 3 | 25 | Living Room
Wall Mount | Incandescent |  | Standard A Lamp | 1 | 100 | Hall
Wall Mount | Incandescent |  | Standard A Lamp | 4 | 60 | Bathroom
Recessed - other | Compact Fluorescent |  | Decorative | 1 | 15 | Bathroom
Ceiling Fixture | Incandescent |  | Standard A Lamp | 2 | 40 | Bedroom
Table | Incandescent |  | Standard A Lamp | 1 | 60 | Bedroom
Wall Mount | Incandescent |  | Standard A Lamp | 1 | 60 | Bathroom
Ceiling Fixture | Incandescent |  | Standard A Lamp | 1 | 60 | Bathroom
Ceiling Fixture | Compact Fluorescent |  | Twist | 1 | 13 | Bathroom
Wall Mount | Compact Fluorescent |  | Twist | 1 | 15 | Bathroom
Ceiling Fixture | Compact Fluorescent |  | Twist | 1 | 15 | Other
Ceiling Fixture | Incandescent |  | Standard A Lamp | 2 | 40 | Other
Ceiling Fixture | Linear Fluorescent | 48 | Fluorescent Other | 2 | 40 | Garage
Garage door opener | Incandescent |  | Clear | 1 | 25 | Garage
Ceiling Fixture | Compact Fluorescent |  | Twist | 1 | 22 | Garage
Ceiling Fixture | Compact Fluorescent |  | Twist | 2 | 15 | Kitchen
Wall Mount | Compact Fluorescent |  | Straight Tube | 1 | 20 | Kitchen
Other | Incandescent |  | Mini base | 1 | 5 | Kitchen
Chandelier (Hanging) | Incandescent |  | Standard A Lamp | 4 | 40 | Kitchen
Ceiling Fan | Compact Fluorescent |  | Twist | 4 | 15 | Bedroom
Table | Compact Fluorescent |  | Twist | 1 | 15 | Bedroom
Floor lamp | Compact Fluorescent |  | Twist | 1 | 9 | Bedroom
Ceiling Fixture | Incandescent |  | Standard A Lamp | 2 | 40 | Bedroom
Wall Mount | Linear Fluorescent | 48 | Fluorescent Other | 2 | 40 | Bedroom
Other | Incandescent |  | Mini base | 1 | 5 | Bedroom
Other | Compact Fluorescent |  | Twist | 1 | 15 | Bedroom
Ceiling Fixture | Incandescent |  | Standard A Lamp | 2 | 60 | Bedroom
Ceiling Fixture | Compact Fluorescent |  | Twist | 1 | 22 | Other
Ceiling Fixture | Incandescent |  | Standard A Lamp | 1 | 60 | Other
Ceiling Fixture | Compact Fluorescent |  | Twist | 1 | 22 | Bathroom
Recessed - other | Incandescent |  | Heat Lamp | 1 | 250 | Bathroom
Recessed - other | Incandescent |  | Standard A Lamp | 1 | 100 | Bathroom
Wall Mount | Incandescent |  | Globe | 6 | 40 | Bathroom
Recessed - other | Incandescent |  | Standard A Lamp | 1 | 60 | Bathroom
Ceiling Fixture | Compact Fluorescent |  | Twist | 1 | 15 | Bedroom
Wall Mount | Compact Fluorescent |  | Twist | 1 | 15 | Master Bedroom
Chandelier (Hanging) | Compact Fluorescent |  | Twist | 1 | 15 | Master Bedroom
Ceiling Fixture | Compact Fluorescent |  | Twist | 2 | 15 | Bedroom
Table | Incandescent |  | Standard A Lamp | 1 | 60 | Bedroom
Chandelier (Hanging) | Compact Fluorescent |  | Twist | 5 | 13 | Office
Chandelier (Hanging) | Incandescent |  | Decorative | 5 | 40 | Office
Table | Linear Fluorescent | 18 | T-8 | 1 | 15 | Office
Recessed Can | Other |  | LED Interior | 1 | 7 | Hall
Ceiling Fixture | Other |  | LED Interior | 4 | 15 | Kitchen
Architectural | Compact Fluorescent |  | Twist | 1 | 15 | Kitchen
Recessed Can | Other |  | LED Interior | 1 | 12 | Laundry Room
Ceiling Fan | Compact Fluorescent |  | Twist | 4 | 15 | Living Room
Chandelier (Hanging) | Compact Fluorescent |  | Twist | 1 | 28 | Living Room
Table | Incandescent |  | Other | 1 | 40 | Living Room
Recessed Can | Incandescent |  | Decorative | 1 | 40 | Office
Track | Incandescent |  | Standard A Lamp | 1 | 60 | Laundry Room
Ceiling Fan | Incandescent |  | Standard A Lamp | 1 | 60 | Family Room
Table | Incandescent |  | Standard A Lamp | 1 | 75 | Family Room
Ceiling Fixture | Linear Fluorescent | 48 | T-12 | 2 | 40 | Kitchen
Table | Compact Fluorescent |  | Twist | 1 | 15 | Bedroom
Ceiling Fixture | Linear Fluorescent | 48 | T-12 | 1 | 40 | Laundry Room
Wall Mount | Incandescent |  | Globe | 6 | 40 | Bathroom
Ceiling Fixture | Compact Fluorescent |  | Twist | 1 | 15 | Bedroom
Chandelier (Hanging) | Incandescent |  | Globe | 5 | 60 | Dining Room
Ceiling Fixture | Compact Fluorescent |  | Twist | 2 | 15 | Office
Other | Compact Fluorescent |  | Straight Tube | 1 | 22 | Office
Ceiling Fixture | Compact Fluorescent |  | Twist | 2 | 22 | Other
Wall Mount | Incandescent |  | Standard A Lamp | 2 | 60 | Bathroom
Ceiling Fixture | Incandescent |  | Standard A Lamp | 1 | 40 | Hall
Ceiling Fixture | Compact Fluorescent |  | Twist | 1 | 22 | Garage
Ceiling Fixture | Incandescent |  | Standard A Lamp | 2 | 60 | Laundry Room
Table | Incandescent |  | Standard A Lamp | 1 | 100 | Laundry Room
Table | Compact Fluorescent |  | Twist | 1 | 15 | Living Room
Floor lamp | Incandescent |  | Standard A Lamp | 1 | 60 | Living Room
Floor lamp | Halogen |  | MR | 1 | 100 | Living Room
Ceiling Fixture | Incandescent |  | Standard A Lamp | 1 | 60 | Hall
Ceiling Fixture | Incandescent |  | Heat Lamp | 1 | 250 | Bathroom
Wall Mount | Incandescent |  | Standard A Lamp | 2 | 40 | Bathroom
Ceiling Fixture | Compact Fluorescent |  | Twist | 3 | 15 | Kitchen
Ceiling Fixture | Incandescent |  | Standard A Lamp | 1 | 40 | Kitchen
Garage door opener | Incandescent |  | Standard A Lamp | 1 | 60 | Hall
Wall Mount | Incandescent |  | Standard A Lamp | 2 | 40 | Bathroom
Ceiling Fixture | Incandescent |  | Heat Lamp | 2 | 250 | Bathroom
Ceiling Fixture | Compact Fluorescent |  | Twist | 2 | 15 | Bedroom
Ceiling Fixture | Compact Fluorescent |  | Twist | 2 | 15 | Master Bedroom
Architectural | Incandescent |  | Standard A Lamp | 1 | 100 | Other
Architectural | Incandescent |  | Standard A Lamp | 1 | 100 | Other
Ceiling Fixture | Compact Fluorescent |  | Twist | 1 | 26 | Bathroom
Ceiling Fixture | Compact Fluorescent |  | Twist | 3 | 13 | Bedroom
Table | Compact Fluorescent |  | Twist | 1 | 13 | Bedroom
Ceiling Fixture | Incandescent |  | Standard A Lamp | 1 | 60 | Hall
Ceiling Fixture | Compact Fluorescent |  | A shape bulb | 2 | 15 | Kitchen
Ceiling Fixture | Incandescent |  | Standard A Lamp | 1 | 60 | Kitchen
Floor lamp | Compact Fluorescent |  | Twist | 1 | 20 | Living Room
Table | Incandescent |  | Standard A Lamp | 1 | 60 | Living Room
Table | Halogen |  | Other | 1 | 20 | Office
Floor lamp | Compact Fluorescent |  | 3-Way CFL | 2 | 32 | Office
Table | Compact Fluorescent |  | Twist | 1 | 13 | Office
Architectural | Incandescent |  | Standard A Lamp | 1 | 60 | Garage
Wall Mount | Incandescent |  | Standard A Lamp | 6 | 75 | Bathroom
Ceiling Fixture | Halogen |  | PAR | 2 | 150 | Bathroom
Ceiling Fixture | Incandescent |  | Standard A Lamp | 2 | 60 | Bedroom
Ceiling Fixture | Incandescent |  | Standard A Lamp | 2 | 60 | Bedroom
Floor lamp | Incandescent |  | Standard A Lamp | 1 | 95 | Bedroom
Ceiling Fixture | Incandescent |  | Standard A Lamp | 1 | 60 | Hall
Ceiling Fan | Compact Fluorescent |  | Twist | 4 | 20 | Kitchen
Floor lamp | Compact Fluorescent |  | Twist | 1 | 13 | Living Room
Floor lamp | Incandescent |  | Standard A Lamp | 1 | 100 | Living Room
Ceiling Fan | Incandescent |  | Standard A Lamp | 1 | 100 | Bedroom
Ceiling Fixture | Incandescent |  | Standard A Lamp | 1 | 60 | Bathroom
Wall Mount | Incandescent |  | Globe | 2 | 60 | Bathroom
Ceiling Fixture | Incandescent |  | Standard A Lamp | 1 | 60 | Bathroom
Recessed Can | Incandescent |  | Standard A Lamp | 1 | 65 | Closet
Chandelier (Hanging) | Incandescent |  | Standard A Lamp | 3 | 60 | Dining Room
Ceiling Fixture | Incandescent |  | Standard A Lamp | 1 | 60 | Hall
Ceiling Fixture | Incandescent |  | Standard A Lamp | 2 | 60 | Family Room
Wall Mount | Incandescent |  | Mini base | 1 | 7 | Family Room
Ceiling Fixture | Incandescent |  | Standard A Lamp | 1 | 100 | Garage
Garage door opener | Incandescent |  | Standard A Lamp | 1 | 60 | Garage
Ceiling Fixture | Incandescent |  | Standard A Lamp | 1 | 60 | Hall
Recessed Can | Incandescent |  | Reflector | 1 | 65 | Kitchen
Ceiling Fixture | Incandescent |  | Standard A Lamp | 2 | 60 | Laundry Room
Ceiling Fan | Incandescent |  | Standard A Lamp | 1 | 60 | Living Room
Recessed Can | Incandescent |  | Reflector | 1 | 65 | Living Room
Table | Incandescent |  | Standard A Lamp | 1 | 60 | Living Room
Table | Incandescent |  | Standard A Lamp | 1 | 75 | Living Room
Table | Compact Fluorescent |  | Twist | 1 | 22 | Living Room
Wall Mount | Halogen |  | PAR | 1 | 75 | Bathroom
Wall Mount | Incandescent |  | Globe | 1 | 60 | Bathroom
Ceiling Fixture | Incandescent |  | Standard A Lamp | 1 | 60 | Bathroom
Ceiling Fixture | Incandescent |  | Standard A Lamp | 2 | 60 | Bedroom
Chandelier (Hanging) | Incandescent |  | Standard A Lamp | 1 | 100 | Bedroom
Table | Incandescent |  | Standard A Lamp | 1 | 60 | Bedroom
Table | Incandescent |  | Standard A Lamp | 1 | 75 | Bedroom
Ceiling Fixture | Incandescent |  | Mini base | 1 | 65 | Office
Ceiling Fixture | Compact Fluorescent |  | Twist | 2 | 15 | Office
Wall Mount | Compact Fluorescent |  | Twist | 3 | 13 | Bathroom
Wall Mount | Incandescent |  | Globe | 7 | 50 | Bathroom
Recessed Can | Compact Fluorescent |  | Reflector | 1 | 15 | Bedroom
Table | Incandescent |  | Mini base | 3 | 15 | Bedroom
Recessed Can | Incandescent |  | Reflector | 1 | 75 | Bedroom
Floor lamp | Incandescent |  | 3-Way Incandescent | 1 | 75 | Bedroom
Recessed Can | Incandescent |  | Reflector | 1 | 75 | Closet
Chandelier (Hanging) | Incandescent |  | Decorative | 6 | 40 | Dining Room
Recessed Can | Incandescent |  | Reflector | 1 | 65 | Hall
Torchiere | Halogen |  | Quartz Tube | 1 | 250 | Family Room
Ceiling Fixture | Compact Fluorescent |  | Twist | 1 | 13 | Garage
Ceiling Fixture | Incandescent |  | Standard A Lamp | 1 | 60 | Garage
Garage door opener | Incandescent |  | Standard A Lamp | 1 | 60 | Garage
Wall Mount | Compact Fluorescent |  | Twist | 1 | 13 | Hall
Recessed Can | Compact Fluorescent |  | Reflector | 1 | 15 | Hall
Recessed Can | Compact Fluorescent |  | Reflector | 1 | 15 | Kitchen
Recessed Can | Incandescent |  | Reflector | 1 | 65 | Kitchen
Recessed Can | Incandescent |  | Reflector | 1 | 75 | Laundry Room
Floor lamp | Compact Fluorescent |  | Twist | 2 | 20 | Living Room
Recessed Can | Incandescent |  | Reflector | 1 | 65 | Bathroom
Wall Mount | Incandescent |  | Globe | 8 | 60 | Bathroom
Recessed Can | Compact Fluorescent |  | Reflector | 1 | 15 | Office
Table | Compact Fluorescent |  | Twist | 1 | 13 | Office
Recessed Can | Incandescent |  | Reflector | 1 | 75 | Master Bedroom
Table | Incandescent |  | Standard A Lamp | 3 | 60 | Master Bedroom
Wall Mount | Compact Fluorescent |  | Twist | 1 | 13 | Other
Wall Mount | Incandescent |  | Standard A Lamp | 3 | 60 | Bathroom
Chandelier (Hanging) | Incandescent |  | Standard A Lamp | 2 | 60 | Bedroom
Chandelier (Hanging) | Incandescent |  | Standard A Lamp | 1 | 60 | Bedroom
Chandelier (Hanging) | Incandescent |  | Globe | 1 | 100 | Dining Room
Ceiling Fixture | Compact Fluorescent |  | A shape bulb | 1 | 15 | Other
Chandelier (Hanging) | Incandescent |  | Decorative | 2 | 25 | Hall
Recessed Can | Incandescent |  | Reflector | 1 | 60 | Family Room
Chandelier (Hanging) | Incandescent |  | Globe | 3 | 60 | Family Room
Ceiling Fixture | Incandescent |  | Standard A Lamp | 1 | 100 | Kitchen
Ceiling Fixture | Incandescent |  | Standard A Lamp | 1 | 100 | Hall
Recessed Can | Incandescent |  | Reflector | 1 | 75 | Hall
Ceiling Fixture | Incandescent |  | Standard A Lamp | 1 | 100 | Kitchen
Chandelier (Hanging) | Incandescent |  | Decorative | 1 | 40 | Kitchen
Ceiling Fixture | Incandescent |  | Standard A Lamp | 1 | 60 | Laundry Room
Floor lamp | Compact Fluorescent |  | Twist | 1 | 15 | Living Room
Wall Mount | Incandescent |  | Standard A Lamp | 1 | 40 | Bathroom
Floor lamp | Incandescent |  | Globe | 3 | 25 | Bathroom
Ceiling Fixture | Incandescent |  | Mini base | 4 | 25 | Bathroom
Recessed Can | Halogen |  | PAR | 1 | 20 | Master Bedroom
Chandelier (Hanging) | Incandescent |  | Standard A Lamp | 5 | 40 | Master Bedroom
Table | Compact Fluorescent |  | Twist | 1 | 15 | Master Bedroom
Floor lamp | Incandescent |  | Standard A Lamp | 1 | 65 | Master Bedroom
Chandelier (Hanging) | Compact Fluorescent |  | Twist | 3 | 15 | Dining Room
Chandelier (Hanging) | Incandescent |  | Standard A Lamp | 2 | 60 | Office
Wall Mount | Compact Fluorescent |  | Twist | 2 | 15 | Hall
Ceiling Fixture | Incandescent |  | Standard A Lamp | 1 | 60 | Hall
Ceiling Fixture | Incandescent |  | Standard A Lamp | 1 | 40 | Other
Wall Mount | Incandescent |  | Standard A Lamp | 3 | 60 | Bathroom
Floor lamp | Compact Fluorescent |  | Twist | 2 | 13 | Other
Wall Mount | Incandescent |  | Mini base | 1 | 35 | Other
Ceiling Fan | Incandescent |  | Decorative | 3 | 25 | Other
Ceiling Fixture | Incandescent |  | Standard A Lamp | 2 | 60 | Other
Chandelier (Hanging) | Incandescent |  | Decorative | 5 | 40 | Family Room
Ceiling Fixture | Incandescent |  | Standard A Lamp | 1 | 60 | Garage
Garage door opener | Incandescent |  | Standard A Lamp | 1 | 40 | Garage
Ceiling Fixture | Incandescent |  | Decorative | 5 | 60 | Bedroom
Ceiling Fixture | Incandescent |  | Decorative | 3 | 40 | Hall
Ceiling Fixture | Incandescent |  | Standard A Lamp | 1 | 40 | Kitchen
Floor lamp | Incandescent |  | Standard A Lamp | 1 | 60 | Living Room
Floor lamp | Incandescent |  | Standard A Lamp | 1 | 100 | Living Room
Wall Mount | Incandescent |  | Standard A Lamp | 3 | 60 | Bathroom
Recessed Can | Incandescent |  | Reflector | 1 | 65 | Bathroom
Recessed Can | Incandescent |  | Reflector | 1 | 65 | Master Bedroom
Floor lamp | Compact Fluorescent |  | Twist | 1 | 13 | Master Bedroom
Chandelier (Hanging) | Incandescent |  | Decorative | 5 | 40 | Office
Floor lamp | Incandescent |  | Standard A Lamp | 1 | 40 | Office
Ceiling Fixture | Incandescent |  | Standard A Lamp | 2 | 60 | Office
Floor lamp | Compact Fluorescent |  | Twist | 1 | 23 | Office
Ceiling Fixture | Incandescent |  | Standard A Lamp | 2 | 60 | Bedroom
Wall Mount | Incandescent |  | Standard A Lamp | 3 | 40 | Bathroom
Ceiling Fixture | Incandescent |  | Heat Lamp | 1 | 250 | Bathroom
Ceiling Fixture | Incandescent |  | Standard A Lamp | 1 | 40 | Bathroom
Wall Mount | Incandescent |  | Globe | 4 | 40 | Bathroom
Recessed Can | Halogen |  | PAR | 1 | 75 | Dining Room
Chandelier (Hanging) | Incandescent |  | Standard A Lamp | 3 | 100 | Dining Room
Wall Mount | Incandescent |  | Standard A Lamp | 3 | 25 | Bathroom
Chandelier (Hanging) | Incandescent |  | Decorative | 12 | 60 | Other
Recessed Can | Halogen |  | PAR | 1 | 75 | Family Room
Floor lamp | Incandescent |  | 3-Way Incandescent | 1 | 150 | Family Room
Floor lamp | Incandescent |  | Other | 1 | 250 | Family Room
Ceiling Fixture | Incandescent |  | Standard A Lamp | 1 | 60 | Garage
Ceiling Fixture | Linear Fluorescent | 48 | T-12 | 2 | 25 | Garage
Garage door opener | Incandescent |  | Standard A Lamp | 2 | 60 | Garage
Recessed Can | Halogen |  | PAR | 1 | 75 | Hall
Recessed Can | Halogen |  | PAR | 1 | 75 | Kitchen
Chandelier (Hanging) | Incandescent |  | Standard A Lamp | 3 | 60 | Kitchen
Wall Mount | Linear Fluorescent | 24 | T-8 | 1 | 40 | Kitchen
Ceiling Fixture | Linear Fluorescent | 48 | T-12 | 4 | 40 | Laundry Room
Floor lamp | Incandescent |  | Other | 1 | 60 | Living Room
Wall Mount | Incandescent |  | Decorative | 2 | 60 | Living Room
Wall Mount | Incandescent |  | Standard A Lamp | 3 | 40 | Bathroom
Ceiling Fixture | Incandescent |  | Heat Lamp | 1 | 250 | Bathroom
Floor lamp | Incandescent |  | Standard A Lamp | 1 | 100 | Master Bedroom
Wall Mount | Linear Fluorescent | 48 | T-12 | 2 | 40 | Closet
Floor lamp | Compact Fluorescent |  | Twist | 1 | 26 | Office
Recessed Can | Halogen |  | PAR | 1 | 75 | Bedroom
Floor lamp | Other |  | LED Interior | 1 | 3 | Bedroom
Floor lamp | Compact Fluorescent |  | Twist | 1 | 26 | Bedroom
Wall Mount | Incandescent |  | Globe | 4 | 40 | Bathroom
Ceiling Fixture | Incandescent |  | Heat Lamp | 1 | 250 | Bathroom
Ceiling Fixture | Compact Fluorescent |  | Twist | 1 | 26 | Bathroom
Recessed Can | Halogen |  | PAR | 1 | 75 | Office
Floor lamp | Compact Fluorescent |  | Twist | 2 | 13 | Office
Wall Mount | Linear Fluorescent | 24 | T-12 | 2 | 20 | Closet
Recessed Can | Halogen |  | PAR | 1 | 75 | Closet
Wall Mount | Incandescent |  | Globe | 4 | 40 | Bathroom
Floor lamp | Compact Fluorescent |  | Twist | 3 | 26 | Bedroom
Floor lamp | Incandescent |  | Standard A Lamp | 1 | 60 | Bedroom
Recessed Can | Halogen |  | PAR | 1 | 75 | Bedroom
Recessed Can | Halogen |  | PAR | 1 | 75 | Hall
Recessed Can | Halogen |  | PAR | 1 | 75 | Bedroom
Floor lamp | Incandescent |  | Standard A Lamp | 5 | 40 | Bedroom
Floor lamp | Other |  | LED Interior | 1 | 1 | Bedroom
Ceiling Fixture | Linear Fluorescent | 48 | T-12 | 2 | 40 | Other
Ceiling Fixture | Compact Fluorescent |  | Twist | 2 | 28 | Bathroom
Wall Mount | Compact Fluorescent |  | Twist | 1 | 22 | Bathroom
Wall Mount | Compact Fluorescent |  | Twist | 2 | 15 | Bathroom
Ceiling Fixture | Compact Fluorescent |  | Twist | 1 | 15 | Bathroom
Wall Mount | Incandescent |  | Standard A Lamp | 1 | 40 | Bedroom
Ceiling Fixture | Compact Fluorescent |  | Twist | 2 | 15 | Bedroom
Ceiling Fixture | Compact Fluorescent |  | Twist | 2 | 15 | Bedroom
Floor lamp | Compact Fluorescent |  | Twist | 1 | 15 | Bedroom
Table | Halogen |  | Quartz Tube | 1 | 20 | Bedroom
Ceiling Fixture | Compact Fluorescent |  | Twist | 2 | 15 | Bedroom
Table | Compact Fluorescent |  | Twist | 2 | 15 | Bedroom
Ceiling Fixture | Compact Fluorescent |  | Twist | 1 | 15 | Bedroom
Table | Compact Fluorescent |  | Twist | 1 | 15 | Bedroom
Ceiling Fixture | Compact Fluorescent |  | Twist | 1 | 15 | Hall
Table | Compact Fluorescent |  | Twist | 1 | 15 | Hall
Ceiling Fan | Compact Fluorescent |  | Twist | 2 | 15 | Kitchen
Chandelier (Hanging) | Incandescent |  | Decorative | 5 | 40 | Kitchen
Recessed Can | Compact Fluorescent |  | Reflector | 1 | 15 | Kitchen
Chandelier (Hanging) | Incandescent |  | Standard A Lamp | 1 | 60 | Kitchen
Ceiling Fixture | Halogen |  | PAR | 1 | 20 | Kitchen
Ceiling Fixture | Compact Fluorescent |  | Twist | 2 | 22 | Laundry Room
Table | Compact Fluorescent |  | Twist | 1 | 22 | Living Room
Ceiling Fixture | Compact Fluorescent |  | Twist | 1 | 15 | Living Room
Wall Mount | Halogen |  | PAR | 3 | 20 | Living Room
Other | Other |  | LED Interior | 1 | 1 | Living Room
Ceiling Fixture | Compact Fluorescent |  | Twist | 1 | 15 | Office
Ceiling Fixture | Compact Fluorescent |  | Twist | 1 | 23 | Other
Ceiling Fixture | Linear Fluorescent | 48 | T-12 | 2 | 40 | Other
Exterior | Incandescent |  | Standard A Lamp | 1 | 60 | Other
Ceiling Fixture | Compact Fluorescent |  | Twist | 2 | 13 | Hall
Ceiling Fixture | Linear Fluorescent | 96 | T-12 | 1 | 72 | Other
Recessed Can | Compact Fluorescent |  | Twist | 1 | 13 | Bathroom
Ceiling Fixture | Compact Fluorescent |  | Straight Tube | 2 | 23 | Bathroom
Recessed Can | Compact Fluorescent |  | Twist | 1 | 23 | Bathroom
Ceiling Fixture | Compact Fluorescent |  | Reflector | 2 | 23 | Bathroom
Ceiling Fixture | Compact Fluorescent |  | Twist | 2 | 13 | Bedroom
Table | Compact Fluorescent |  | Twist | 1 | 23 | Bedroom
Ceiling Fixture | Compact Fluorescent |  | Twist | 1 | 13 | Closet
Chandelier (Hanging) | Incandescent |  | Decorative | 5 | 40 | Dining Room
Chandelier (Hanging) | Incandescent |  | Decorative | 8 | 40 | Family Room
Ceiling Fixture | Incandescent |  | Reflector | 2 | 65 | Family Room
Table | Compact Fluorescent |  | Twist | 1 | 13 | Family Room
Ceiling Fixture | Linear Fluorescent | 96 | T-12 | 2 | 56 | Garage
Ceiling Fixture | Compact Fluorescent |  | Twist | 1 | 13 | Hall
Ceiling Fixture | Compact Fluorescent |  | Twist | 1 | 13 | Hall
Track | Compact Fluorescent |  | Twist | 3 | 13 | Kitchen
Chandelier (Hanging) | Incandescent |  | Decorative | 1 | 60 | Kitchen
Ceiling Fixture | Compact Fluorescent |  | Twist | 1 | 27 | Laundry Room
Recessed Can | Compact Fluorescent |  | Twist | 1 | 13 | Master Bedroom
Table | Compact Fluorescent |  | Twist | 1 | 23 | Master Bedroom
Ceiling Fixture | Compact Fluorescent |  | Twist | 2 | 13 | Office
Wall Mount | Compact Fluorescent |  | Twist | 1 | 13 | Office
Ceiling Fixture | Linear Fluorescent | 24 | T-12 | 4 | 20 | Office
Ceiling Fixture | Compact Fluorescent |  | Twist | 2 | 27 | Other
Ceiling Fixture | Compact Fluorescent |  | Twist | 1 | 13 | Other
Exterior | Halogen |  | Quartz Tube | 1 | 100 | Other
Table | Compact Fluorescent |  | Twist | 1 | 15 | Office
Ceiling Fixture | Incandescent |  | Standard A Lamp | 1 | 75 | Office
Floor lamp | Compact Fluorescent |  | Twist | 1 | 15 | Office
Wall Mount | Halogen |  | Quartz Tube | 4 | 75 | Bathroom
Ceiling Fixture | Incandescent |  | Standard A Lamp | 1 | 60 | Master Bedroom
Table | Incandescent |  | Standard A Lamp | 1 | 60 | Master Bedroom
Table | Compact Fluorescent |  | Twist | 1 | 15 | Master Bedroom
Wall Mount | Incandescent |  | Standard A Lamp | 3 | 40 | Bathroom
Recessed Can | Incandescent |  | Reflector | 1 | 65 | Bathroom
Recessed Can | Incandescent |  | Reflector | 1 | 65 | Bedroom
Table | Incandescent |  | Standard A Lamp | 1 | 60 | Bedroom
Recessed Can | Incandescent |  | Reflector | 1 | 65 | Hall
Ceiling Fixture | Incandescent |  | Standard A Lamp | 1 | 75 | Laundry Room
Ceiling Fixture | Incandescent |  | Standard A Lamp | 1 | 100 | Laundry Room
Track | Halogen |  | MR | 5 | 50 | Dining Room
Table | Compact Fluorescent |  | Twist | 1 | 15 | Dining Room
Recessed Can | Incandescent |  | Reflector | 1 | 65 | Family Room
Ceiling Fixture | Compact Fluorescent |  | Twist | 1 | 22 | Hall
Ceiling Fixture | Compact Fluorescent |  | Twist | 1 | 15 | Kitchen
Wall Mount | Halogen |  | MR | 3 | 30 | Kitchen
Floor lamp | Compact Fluorescent |  | Twist | 1 | 15 | Living Room
Wall Mount | Compact Fluorescent |  | Twist | 3 | 15 | Bathroom
Ceiling Fixture | Compact Fluorescent |  | Twist | 1 | 15 | Bathroom
Ceiling Fixture | Incandescent |  | Standard A Lamp | 2 | 75 | Bedroom
Table | Compact Fluorescent |  | Twist | 1 | 15 | Bedroom
Ceiling Fixture | Incandescent |  | Standard A Lamp | 2 | 60 | Bedroom
Table | Compact Fluorescent |  | Twist | 1 | 28 | Family Room
Ceiling Fan | Compact Fluorescent |  | Twist | 3 | 28 | Family Room
Ceiling Fixture | Incandescent |  | Standard A Lamp | 2 | 75 | Kitchen
Ceiling Fixture | Compact Fluorescent |  | Twist | 1 | 15 | Laundry Room
Ceiling Fixture | Incandescent |  | Standard A Lamp | 1 | 75 | Laundry Room
Table | Incandescent |  | Standard A Lamp | 1 | 100 | Living Room
Floor lamp | Halogen |  | Quartz Tube | 1 | 100 | Living Room
Floor lamp | Incandescent |  | Clear | 1 | 75 | Living Room
Ceiling Fixture | Incandescent |  | Standard A Lamp | 2 | 60 | Living Room
Ceiling Fixture | Compact Fluorescent |  | Twist | 1 | 28 | Closet
Table | Incandescent |  | Standard A Lamp | 1 | 40 | Laundry Room
Ceiling Fixture | Incandescent |  | Standard A Lamp | 1 | 60 | Hall
Ceiling Fixture | Incandescent |  | Standard A Lamp | 1 | 100 | Garage
Ceiling Fixture | Incandescent |  | Standard A Lamp | 2 | 60 | Kitchen
Ceiling Fixture | Incandescent |  | Standard A Lamp | 2 | 25 | Dining Room
Table | Incandescent |  | Standard A Lamp | 1 | 25 | Dining Room
Table | Halogen |  | MR | 1 | 100 | Dining Room
Ceiling Fixture | Incandescent |  | Standard A Lamp | 1 | 40 | Living Room
Table | Incandescent |  | Standard A Lamp | 1 | 40 | Living Room
Table | Incandescent |  | Standard A Lamp | 1 | 100 | Living Room
Table | Incandescent |  | Reflector | 1 | 60 | Living Room
Floor lamp | Incandescent |  | Standard A Lamp | 1 | 150 | Living Room
Floor lamp | Halogen |  | MR | 1 | 30 | Living Room
Ceiling Fixture | Incandescent |  | Standard A Lamp | 2 | 60 | Office
Table | Halogen |  | MR | 1 | 30 | Office
Ceiling Fixture | Incandescent |  | Reflector | 1 | 40 | Master Bedroom
Table | Incandescent |  | Standard A Lamp | 1 | 40 | Master Bedroom
Table | Incandescent |  | Standard A Lamp | 1 | 60 | Master Bedroom
Other | Incandescent |  |  | 1 | 5 | Master Bedroom
Ceiling Fixture | Incandescent |  | Standard A Lamp | 1 | 25 | Closet
Ceiling Fixture | Compact Fluorescent |  | Twist | 1 | 15 | Bathroom
Floor lamp | Incandescent |  | 3-Way Incandescent | 1 | 100 | Laundry Room
Table | Incandescent |  | Standard A Lamp | 1 | 40 | Laundry Room
Table | Compact Fluorescent |  | Twist | 1 | 15 | Laundry Room
Ceiling Fixture | Compact Fluorescent |  | Twist | 2 | 15 | Bedroom
Table | Incandescent |  | 3-Way Incandescent | 1 | 100 | Bedroom
Wall Mount | Incandescent |  | Clear | 2 | 60 | Bathroom
Ceiling Fixture | Incandescent |  | Standard A Lamp | 1 | 40 | Bathroom
Ceiling Fixture | Compact Fluorescent |  | Twist | 2 | 15 | Master Bedroom
Track | Halogen |  | MR | 3 | 50 | Master Bedroom
Table | Incandescent |  | Standard A Lamp | 3 | 60 | Master Bedroom
Wall Mount | Incandescent |  | Globe | 2 | 40 | Bathroom
Ceiling Fixture | Incandescent |  | Standard A Lamp | 1 | 40 | Bathroom
Ceiling Fixture | Incandescent |  | Standard A Lamp | 1 | 40 | Closet
Wall Mount | Incandescent |  | Standard A Lamp | 2 | 60 | Bathroom
Ceiling Fixture | Incandescent |  | Standard A Lamp | 1 | 60 | Garage
Garage door opener | Incandescent |  | Standard A Lamp | 2 | 60 | Garage
Ceiling Fixture | Compact Fluorescent |  | A shape bulb | 2 | 15 | Hall
Ceiling Fixture | Incandescent |  | Standard A Lamp | 2 | 60 | Hall
Track | Halogen |  | MR | 5 | 50 | Office
Ceiling Fixture | Incandescent |  | Standard A Lamp | 5 | 60 | Dining Room
Recessed Can | Compact Fluorescent |  | Reflector | 1 | 22 | Kitchen
Other | Linear Fluorescent | 12 | T-4 | 5 | 13 | Kitchen
Track | Halogen |  | MR | 3 | 50 | Living Room
Ceiling Fixture | Compact Fluorescent |  | A shape bulb | 2 | 22 | Living Room
Ceiling Fixture | Incandescent |  | Standard A Lamp | 2 | 60 | Hall
Table | Incandescent |  | Standard A Lamp | 1 | 60 | Bedroom
Ceiling Fixture | Incandescent |  | Standard A Lamp | 3 | 60 | Bedroom
Track | Halogen |  | MR | 5 | 50 | Bedroom
Table | Compact Fluorescent |  | Twist | 2 | 15 | Bedroom
Table | Incandescent |  | Standard A Lamp | 1 | 60 | Bedroom
Table | Halogen |  | MR | 1 | 50 | Bedroom
Wall Mount | Incandescent |  | Globe | 6 | 40 | Bathroom
Ceiling Fixture | Incandescent |  | Heat Lamp | 2 | 150 | Bathroom
Wall Mount | Incandescent |  | Globe | 6 | 40 | Bathroom
Ceiling Fixture | Incandescent |  | Standard A Lamp | 3 | 60 | Bedroom
Floor lamp | Incandescent |  | Standard A Lamp | 2 | 75 | Bedroom
Ceiling Fixture | Incandescent |  | Standard A Lamp | 3 | 60 | Bedroom
Table | Incandescent |  | Standard A Lamp | 1 | 60 | Bedroom
Recessed Can | Halogen |  | PAR | 1 | 50 | Family Room
Ceiling Fixture | Halogen |  | PAR | 1 | 75 | Garage
Ceiling Fixture | Compact Fluorescent |  | Straight Tube | 1 | 25 | Garage
Ceiling Fixture | Incandescent |  | Standard A Lamp | 2 | 60 | Hall
Chandelier (Hanging) | Incandescent |  | Colored | 1 | 40 | Kitchen
Recessed Can | Halogen |  | PAR | 1 | 50 | Kitchen
Recessed Can | Halogen |  | PAR | 1 | 40 | Kitchen
Ceiling Fixture | Incandescent |  | Standard A Lamp | 2 | 60 | Laundry Room
Table | Compact Fluorescent |  | Twist | 1 | 20 | Living Room
Floor lamp | Incandescent |  | Standard A Lamp | 2 | 75 | Living Room
Table | Incandescent |  | Standard A Lamp | 1 | 75 | Living Room
Ceiling Fixture | Incandescent |  | Standard A Lamp | 2 | 60 | Master Bedroom
Table | Incandescent |  | Clear | 1 | 40 | Master Bedroom
Ceiling Fixture | Incandescent |  | Standard A Lamp | 1 | 60 | Other
Wall Mount | Incandescent |  | Standard A Lamp | 3 | 75 | Bathroom
Ceiling Fixture | Compact Fluorescent |  | Twist | 1 | 15 | Bathroom
Chandelier (Hanging) | Incandescent |  | Mini base | 5 | 5 | Bedroom
Chandelier (Hanging) | Compact Fluorescent |  | Twist | 1 | 15 | Bedroom
Ceiling Fixture | Linear Fluorescent | 48 | T-12 | 2 | 32 | Other
Ceiling Fixture | Incandescent |  | Standard A Lamp | 1 | 60 | Other
Ceiling Fixture | Linear Fluorescent | 48 | T-12 | 2 | 32 | Closet
Ceiling Fixture | Incandescent |  | Standard A Lamp | 2 | 60 | Office
Table | Compact Fluorescent |  | Twist | 1 | 15 | Office
Chandelier (Hanging) | Incandescent |  | Decorative | 1 | 60 | Office
Chandelier (Hanging) | Incandescent |  | Standard A Lamp | 3 | 60 | Dining Room
Ceiling Fixture | Incandescent |  | Standard A Lamp | 2 | 60 | Hall
Recessed - other | Linear Fluorescent | 48 | T-12 | 3 | 32 | Kitchen
Table | Compact Fluorescent |  | Twist | 1 | 15 | Living Room
Chandelier (Hanging) | Incandescent |  | Standard A Lamp | 3 | 60 | Living Room
Ceiling Fixture | Compact Fluorescent |  | Twist | 2 | 15 | Office
Ceiling Fixture | Incandescent |  | Standard A Lamp | 1 | 60 | Hall
Wall Mount | Incandescent |  | Standard A Lamp | 3 | 75 | Bathroom
Ceiling Fixture | Incandescent |  | Standard A Lamp | 3 | 60 | Dining Room
Ceiling Fixture | Linear Fluorescent | 24 | T-12 | 2 | 40 | Garage
Track | Incandescent |  | Mini base | 4 | 40 | Hall
Recessed Can | Incandescent |  | Reflector | 1 | 65 | Kitchen
Recessed Can | Incandescent |  | Reflector | 1 | 45 | Kitchen
Torchiere | Halogen |  | Quartz Tube | 1 | 300 | Living Room
Floor lamp | Incandescent |  | 3-Way Incandescent | 1 | 150 | Living Room
Ceiling Fixture | Incandescent |  | Standard A Lamp | 2 | 60 | Master Bedroom
Floor lamp | Incandescent |  | Standard A Lamp | 1 | 60 | Master Bedroom
Wall Mount | Incandescent |  | Standard A Lamp | 4 | 60 | Master Bedroom
Ceiling Fixture | Incandescent |  | Standard A Lamp | 1 | 60 | Office
Floor lamp | Incandescent |  | Mini base | 1 | 40 | Office
Wall Mount | Incandescent |  | Globe | 5 | 40 | Bathroom
Recessed - other | Incandescent |  | Heat Lamp | 1 | 250 | Bathroom
Ceiling Fan | Compact Fluorescent |  | Twist | 3 | 15 | Bedroom
Ceiling Fan | Compact Fluorescent |  | Twist | 3 | 15 | Bedroom
Ceiling Fan | Compact Fluorescent |  | Twist | 3 | 15 | Other
Chandelier (Hanging) | Compact Fluorescent |  | Twist | 4 | 15 | Dining Room
Chandelier (Hanging) | Incandescent |  | Standard A Lamp | 4 | 40 | Dining Room
Ceiling Fixture | Linear Fluorescent | 48 | T-12 | 2 | 40 | Garage
Ceiling Fixture | Incandescent |  | Standard A Lamp | 1 | 60 | Garage
Garage door opener | Incandescent |  | Standard A Lamp | 1 | 60 | Garage
Wall Mount | Compact Fluorescent |  | Twist | 1 | 15 | Hall
Ceiling Fixture | Compact Fluorescent |  | Twist | 1 | 15 | Hall
Ceiling Fixture | Incandescent |  | Standard A Lamp | 1 | 60 | Kitchen
Recessed Can | Incandescent |  | Reflector | 1 | 65 | Kitchen
Ceiling Fixture | Compact Fluorescent |  | Twist | 1 | 15 | Laundry Room
Ceiling Fan | Incandescent |  | Standard A Lamp | 4 | 60 | Living Room
Wall Mount | Incandescent |  | Standard A Lamp | 4 | 60 | Bathroom
Ceiling Fan | Compact Fluorescent |  | Twist | 3 | 15 | Master Bedroom
Wall Mount | Compact Fluorescent |  | Twist | 1 | 15 | Other
Wall Mount | Incandescent |  | Standard A Lamp | 3 | 60 | Bathroom
Recessed Can | Compact Fluorescent |  | Twist | 1 | 22 | Bathroom
Wall Mount | Compact Fluorescent |  | Twist | 2 | 15 | Bathroom
Recessed Can | Incandescent |  | Reflector | 1 | 60 | Bathroom
Recessed Can | Incandescent |  | Reflector | 1 | 60 | Other
Chandelier (Hanging) | Incandescent |  | Clear | 1 | 100 | Dining Room
Recessed Can | Incandescent |  | Reflector | 1 | 60 | Dining Room
Table | Compact Fluorescent |  | Twist | 1 | 15 | Dining Room
Recessed Can | Incandescent |  | Standard A Lamp | 1 | 100 | Other
Recessed Can | Incandescent |  | Reflector | 1 | 60 | Kitchen
Architectural | Halogen |  | Other | 1 | 10 | Kitchen
Other | Halogen |  | Other | 1 | 10 | Kitchen
Chandelier (Hanging) | Compact Fluorescent |  | Twist | 1 | 15 | Kitchen
Recessed Can | Incandescent |  | Reflector | 1 | 60 | Living Room
Floor lamp | Compact Fluorescent |  | Twist | 1 | 7 | Living Room
Table | Incandescent |  | 3-Way Incandescent | 1 | 100 | Living Room
Table | Incandescent |  | Standard A Lamp | 1 | 75 | Living Room
Recessed Can | Halogen |  | PAR | 1 | 60 | Master Bedroom
Table | Compact Fluorescent |  | Twist | 2 | 15 | Master Bedroom
Recessed Can | Compact Fluorescent |  | Twist | 1 | 22 | Closet
Recessed Can | Incandescent |  | Reflector | 1 | 60 | Hall
Recessed Can | Incandescent |  | Standard A Lamp | 1 | 60 | Office
Recessed Can | Compact Fluorescent |  | Twist | 1 | 22 | Office
Table | Compact Fluorescent |  | Twist | 1 | 15 | Office
Recessed Can | Compact Fluorescent |  | Twist | 1 | 22 | Hall
Recessed Can | Compact Fluorescent |  | Twist | 1 | 15 | Other
Recessed Can | Compact Fluorescent |  | Flood | 1 | 22 | Other
Recessed Can | Compact Fluorescent |  | Twist | 1 | 15 | Other
Ceiling Fixture | Linear Fluorescent | 18 | T-8 | 1 | 20 | Other
Chandelier (Hanging) | Compact Fluorescent |  | Twist | 8 | 15 | Living Room
Table | Compact Fluorescent |  | Twist | 2 | 15 | Living Room
Ceiling Fixture | Halogen |  | MR | 1 | 50 | Living Room
Track | Halogen |  | MR | 4 | 50 | Office
Table | Incandescent |  | Standard A Lamp | 1 | 60 | Office
Table | Compact Fluorescent |  | Twist | 2 | 15 | Office
Ceiling Fixture | Compact Fluorescent |  | Twist | 3 | 15 | Laundry Room
Wall Mount | Compact Fluorescent |  | Twist | 3 | 15 | Bathroom
Recessed Can | Incandescent |  | Reflector | 1 | 65 | Hall
Ceiling Fixture | Compact Fluorescent |  | Twist | 3 | 15 | Bedroom
Table | Compact Fluorescent |  | Twist | 1 | 15 | Bedroom
Ceiling Fixture | Compact Fluorescent |  | Twist | 3 | 15 | Bedroom
Table | Compact Fluorescent |  | Twist | 1 | 15 | Bedroom
Chandelier (Hanging) | Compact Fluorescent |  | Twist | 3 | 15 | Dining Room
Recessed Can | Incandescent |  | Reflector | 1 | 65 | Dining Room
Table | Compact Fluorescent |  | Twist | 1 | 15 | Dining Room
Recessed Can | Incandescent |  | Reflector | 1 | 65 | Kitchen
Ceiling Fixture | Compact Fluorescent |  | Twist | 1 | 15 | Kitchen
Other | Linear Fluorescent | 12 | T-5 | 1 | 16 | Kitchen
Ceiling Fixture | Compact Fluorescent |  | Twist | 1 | 15 | Garage
Garage door opener | Compact Fluorescent |  | Twist | 1 | 15 | Garage
Recessed Can | Incandescent |  | Reflector | 1 | 65 | Hall
Ceiling Fixture | Halogen |  | MR | 1 | 50 | Hall
Ceiling Fixture | Compact Fluorescent |  | Twist | 2 | 15 | Hall
Ceiling Fixture | Compact Fluorescent |  | Twist | 2 | 15 | Bathroom
Recessed Can | Incandescent |  | Reflector | 1 | 65 | Bathroom
Recessed Can | Incandescent |  | Reflector | 1 | 65 | Master Bedroom
Table | Compact Fluorescent |  | Twist | 1 | 15 | Master Bedroom
Ceiling Fixture | Compact Fluorescent |  | Twist | 3 | 15 | Closet
Ceiling Fixture | Compact Fluorescent |  | Twist | 1 | 15 | Closet
Wall Mount | Compact Fluorescent |  | Twist | 3 | 15 | Bathroom
Recessed Can | Compact Fluorescent |  | Twist | 1 | 15 | Bathroom
Wall Mount | Incandescent |  | Globe | 4 | 40 | Bathroom
Ceiling Fan | Incandescent |  | Heat Lamp | 2 | 250 | Bathroom
Ceiling Fixture | Incandescent |  | Standard A Lamp | 2 | 40 | Bedroom
Table | Compact Fluorescent |  | Twist | 1 | 13 | Bedroom
Chandelier (Hanging) | Incandescent |  | Globe | 5 | 40 | Family Room
Recessed - other | Incandescent |  | Standard A Lamp | 3 | 75 | Office
Ceiling Fixture | Incandescent |  | Standard A Lamp | 2 | 60 | Kitchen
Recessed Can | Compact Fluorescent |  | Reflector | 1 | 15 | Kitchen
Other | Halogen |  | MR | 2 | 20 | Kitchen
Architectural | Incandescent |  | Standard A Lamp | 1 | 90 | Kitchen
Floor lamp | Linear Fluorescent | 48 | T-4 | 0 | 40 | Living Room
Ceiling Fixture | Incandescent |  | Standard A Lamp | 2 | 60 | Living Room
Floor lamp | Compact Fluorescent |  | Twist | 1 | 13 | Living Room
Table | Compact Fluorescent |  | Twist | 1 | 13 | Living Room
Wall Mount | Incandescent |  | Standard A Lamp | 2 | 60 | Bathroom
Ceiling Fan | Incandescent |  | Standard A Lamp | 1 | 60 | Bathroom
Ceiling Fan | Incandescent |  | Standard A Lamp | 3 | 40 | Bedroom
Table | Compact Fluorescent |  | Twist | 1 | 15 | Bedroom
Table | Compact Fluorescent |  | Twist | 1 | 15 | Bedroom
Ceiling Fixture | Incandescent |  | Standard A Lamp | 2 | 60 | Bedroom
Ceiling Fixture | Compact Fluorescent |  | Twist | 1 | 15 | Bedroom
Ceiling Fixture | Compact Fluorescent |  | Twist | 1 | 15 | Dining Room
Ceiling Fixture | Compact Fluorescent |  | Twist | 2 | 15 | Hall
Recessed - other | Incandescent |  | Standard A Lamp | 1 | 60 | Kitchen
Ceiling Fixture | Compact Fluorescent |  | Twist | 3 | 15 | Kitchen
Ceiling Fan | Compact Fluorescent |  | Twist | 1 | 15 | Laundry Room
Recessed Can | Compact Fluorescent |  | Twist | 1 | 15 | Living Room
Wall Mount | Compact Fluorescent |  | Twist | 1 | 15 | Living Room
Table | Incandescent |  | Mini base | 1 | 25 | Master Bedroom
Floor lamp | Compact Fluorescent |  | Twist | 3 | 15 | Master Bedroom
Table | Incandescent |  | Standard A Lamp | 1 | 100 | Master Bedroom
Table | Incandescent |  | Globe | 2 | 40 | Master Bedroom
Wall Mount | Incandescent |  | Globe | 8 | 40 | Bathroom
Ceiling Fixture | Compact Fluorescent |  | Twist | 2 | 15 | Bedroom
Table | Incandescent |  | Mini base | 1 | 25 | Bedroom
Ceiling Fixture | Compact Fluorescent |  | Twist | 1 | 15 | Bedroom
Ceiling Fixture | Compact Fluorescent |  | Twist | 1 | 15 | Bedroom
Ceiling Fixture | Compact Fluorescent |  | Twist | 2 | 15 | Hall
Ceiling Fixture | Compact Fluorescent |  | Twist | 1 | 15 | Closet
Ceiling Fixture | Compact Fluorescent |  | Twist | 2 | 15 | Bedroom
Ceiling Fixture | Compact Fluorescent |  | Twist | 2 | 15 | Hall
Ceiling Fixture | Incandescent |  | Standard A Lamp | 1 | 60 | Bathroom
Architectural | Incandescent |  | Standard A Lamp | 1 | 40 | Closet
Ceiling Fixture | Compact Fluorescent |  | A shape bulb | 2 | 15 | Bedroom
Chandelier (Hanging) | Incandescent |  | Mini base | 6 | 40 | Dining Room
Floor lamp | Incandescent |  | Standard A Lamp | 3 | 60 | Dining Room
Floor lamp | Incandescent |  | 3-Way Incandescent | 1 | 100 | Dining Room
Wall Mount | Incandescent |  | Globe | 3 | 40 | Bathroom
Ceiling Fixture | Incandescent |  | Heat Lamp | 1 | 250 | Bathroom
Chandelier (Hanging) | Incandescent |  | Clear | 1 | 60 | Hall
Ceiling Fixture | Incandescent |  | Globe | 1 | 40 | Bedroom
Table | Incandescent |  | Clear | 1 | 40 | Bedroom
Recessed Can | Incandescent |  | Reflector | 1 | 65 | Kitchen
Ceiling Fixture | Incandescent |  | Standard A Lamp | 1 | 60 | Kitchen
Low bay | Linear Fluorescent | 34 | T-8 | 1 | 25 | Kitchen
High bay | Linear Fluorescent | 47 | T-12 | 2 | 40 | Laundry Room
Architectural | Compact Fluorescent |  | Twist | 1 | 9 | Laundry Room
Ceiling Fixture | Compact Fluorescent |  | A shape bulb | 3 | 15 | Master Bedroom
Table | Compact Fluorescent |  | Twist | 1 | 23 | Master Bedroom
Ceiling Fixture | Incandescent |  | Clear | 2 | 40 | Office
Table | Incandescent |  | Clear | 1 | 40 | Office
Table | Incandescent |  | Standard A Lamp | 1 | 60 | Living Room
Floor lamp | Incandescent |  | Standard A Lamp | 1 | 60 | Living Room
Table | Incandescent |  | Standard A Lamp | 1 | 60 | Living Room
Floor lamp | Incandescent |  | Standard A Lamp | 1 | 100 | Living Room
Table | Incandescent |  | Clear | 2 | 40 | Living Room
High bay | Compact Fluorescent |  | Twist | 1 | 9 | Hall
High bay | Linear Fluorescent | 47 | T-12 | 2 | 32 | Other
Recessed Can | Incandescent |  | Standard A Lamp | 1 | 60 | Family Room
Wall Mount | Incandescent |  | Standard A Lamp | 1 | 40 | Bathroom
Ceiling Fixture | Incandescent |  | Standard A Lamp | 1 | 60 | Hall
Ceiling Fixture | Compact Fluorescent |  | Twist | 1 | 15 | Other
Wall Mount | Incandescent |  | Standard A Lamp | 1 | 60 | Other
Wall Mount | Incandescent |  | Globe | 3 | 40 | Bathroom
Ceiling Fixture | Compact Fluorescent |  | Twist | 1 | 15 | Bedroom
Ceiling Fixture | Compact Fluorescent |  | Twist | 1 | 15 | Bedroom
Ceiling Fixture | Incandescent |  | Standard A Lamp | 2 | 75 | Dining Room
Ceiling Fixture | Incandescent |  | Standard A Lamp | 2 | 60 | Hall
Garage door opener | Incandescent |  | Standard A Lamp | 1 | 60 | Garage
Ceiling Fixture | Incandescent |  | Standard A Lamp | 1 | 60 | Hall
Ceiling Fixture | Compact Fluorescent |  | Twist | 1 | 15 | Kitchen
Table | Incandescent |  | Standard A Lamp | 1 | 60 | Living Room
Table | Compact Fluorescent |  | Twist | 1 | 15 | Living Room
Ceiling Fixture | Incandescent |  | Standard A Lamp | 2 | 60 | Other
Ceiling Fixture | Compact Fluorescent |  | Twist | 1 | 15 | Other
Wall Mount | Incandescent |  | Standard A Lamp | 2 | 60 | Bathroom
Recessed Can | Incandescent |  | Reflector | 1 | 40 | Bathroom
Ceiling Fixture | Compact Fluorescent |  | A shape bulb | 2 | 15 | Bathroom
Chandelier (Hanging) | Compact Fluorescent |  | Twist | 2 | 15 | Bedroom
Ceiling Fixture | Compact Fluorescent |  | A shape bulb | 2 | 15 | Bedroom
Recessed Can | Incandescent |  | Reflector | 1 | 25 | Dining Room
Chandelier (Hanging) | Compact Fluorescent |  | Twist | 3 | 15 | Family Room
Wall Mount | Compact Fluorescent |  | Twist | 1 | 15 | Kitchen
Recessed Can | Compact Fluorescent |  | Reflector | 1 | 15 | Kitchen
Ceiling Fan | Incandescent |  | Mini base | 6 | 25 | Living Room
Ceiling Fixture | Compact Fluorescent |  | Twist | 2 | 15 | Master Bedroom
Chandelier (Hanging) | Compact Fluorescent |  | Twist | 3 | 15 | Office
Wall Mount | Compact Fluorescent |  | Twist | 1 | 15 | Office
Wall Mount | Compact Fluorescent |  | Twist | 1 | 15 | Hall
Ceiling Fixture | Linear Fluorescent | 48 | T-8 | 2 | 32 | Laundry Room
Wall Mount | Compact Fluorescent |  | Twist | 3 | 15 | Bathroom
Ceiling Fixture | Incandescent |  | Standard A Lamp | 1 | 60 | Bedroom
Table | Incandescent |  | Decorative | 1 | 40 | Bedroom
Ceiling Fixture | Compact Fluorescent |  | Circline (Screw Base) | 1 | 22 | Bedroom
Table | Incandescent |  | Standard A Lamp | 1 | 75 | Bedroom
Track | Compact Fluorescent |  | Twist | 2 | 15 | Kitchen
Chandelier (Hanging) | Incandescent |  | Standard A Lamp | 3 | 60 | Kitchen
Ceiling Fixture | Incandescent |  | Standard A Lamp | 1 | 40 | Kitchen
Ceiling Fixture | Compact Fluorescent |  | Straight Tube | 1 | 15 | Laundry Room
Floor lamp | Compact Fluorescent |  | Twist | 5 | 15 | Living Room
Wall Mount | Compact Fluorescent |  | Twist | 1 | 15 | Living Room
Wall Mount | Compact Fluorescent |  | Twist | 1 | 22 | Other
Ceiling Fixture | Compact Fluorescent |  | Twist | 1 | 15 | Office
Table | Incandescent |  | Standard A Lamp | 1 | 60 | Office
Ceiling Fixture | Linear Fluorescent | 96 | T-12 | 2 | 100 | Garage
Ceiling Fixture | Linear Fluorescent | 36 | T-12 | 2 | 40 | Garage
Ceiling Fixture | Incandescent |  | Standard A Lamp | 2 | 60 | Bedroom
Floor lamp | Incandescent |  | Standard A Lamp | 2 | 60 | Bedroom
Ceiling Fixture | Compact Fluorescent |  | Twist | 1 | 22 | Hall
Chandelier (Hanging) | Incandescent |  | Clear | 4 | 40 | Kitchen
Ceiling Fixture | Compact Fluorescent |  | Twist | 3 | 15 | Kitchen
Wall Mount | Linear Fluorescent | 16 | T-8 | 1 | 16 | Kitchen
Wall Mount | Incandescent |  | Standard A Lamp | 1 | 25 | Kitchen
Recessed Can | Compact Fluorescent |  | Twist | 1 | 22 | Kitchen
Floor lamp | Incandescent |  | Standard A Lamp | 1 | 75 | Living Room
Floor lamp | Compact Fluorescent |  | Twist | 1 | 22 | Living Room
Ceiling Fixture | Compact Fluorescent |  | Twist | 1 | 15 | Bedroom
Table | Incandescent |  | Mini base | 3 | 25 | Bedroom
Wall Mount | Linear Fluorescent | 16 | T-5 | 1 | 16 | Bedroom
Wall Mount | Incandescent |  | Heat Lamp | 1 | 60 | Bedroom
Wall Mount | Incandescent |  | Standard A Lamp | 6 | 40 | Bathroom
Recessed Can | Incandescent |  | Reflector | 1 | 65 | Family Room
Floor lamp | Incandescent |  | Mini base | 3 | 40 | Family Room
Table | Incandescent |  | Standard A Lamp | 1 | 60 | Family Room
Table | Incandescent |  | Standard A Lamp | 1 | 25 | Living Room
Floor lamp | Compact Fluorescent |  | Twist | 1 | 22 | Living Room
Wall Mount | Compact Fluorescent |  | Twist | 2 | 15 | Bathroom
Recessed Can | Compact Fluorescent |  | Reflector | 1 | 15 | Bathroom
Recessed Can | Incandescent |  | Reflector | 1 | 65 | Kitchen
Ceiling Fan | Compact Fluorescent |  | Twist | 2 | 15 | Laundry Room
Ceiling Fixture | Compact Fluorescent |  | Twist | 3 | 22 | Garage
Garage door opener | Incandescent |  | Standard A Lamp | 2 | 60 | Garage
Ceiling Fixture | Compact Fluorescent |  | Twist | 2 | 15 | Office
Table | Linear Fluorescent | 48 | Fluorescent Unknown | 1 | 20 | Office
Recessed Can | Incandescent |  | Reflector | 1 | 60 | Hall
Recessed Can | Compact Fluorescent |  | Twist | 2 | 22 | Hall
Ceiling Fixture | Linear Fluorescent |  | T-4 | 3 | 60 | Master Bedroom
Table | Incandescent |  | Standard A Lamp | 1 | 60 | Master Bedroom
Table | Compact Fluorescent |  | Twist | 1 | 15 | Master Bedroom
Wall Mount | Compact Fluorescent |  | Twist | 2 | 15 | Bathroom
Wall Mount | Incandescent |  | Standard A Lamp | 6 | 60 | Bathroom
Ceiling Fixture | Incandescent |  | Reflector | 1 | 60 | Bathroom
Ceiling Fixture | Incandescent |  | Standard A Lamp | 2 | 60 | Closet
Ceiling Fixture | Incandescent |  | Standard A Lamp | 2 | 60 | Bedroom
Floor lamp | Incandescent |  | Standard A Lamp | 1 | 60 | Bedroom
Ceiling Fixture | Compact Fluorescent |  | Reflector | 1 | 15 | Bathroom
Wall Mount | Incandescent |  | Globe | 8 | 40 | Bathroom
Ceiling Fixture | Compact Fluorescent |  | Twist | 2 | 15 | Bedroom
Recessed Can | Compact Fluorescent |  | Reflector | 1 | 15 | Family Room
Floor lamp | Compact Fluorescent |  | Straight Tube | 1 | 22 | Family Room
Recessed Can | Incandescent |  | Reflector | 1 | 65 | Dining Room
Chandelier (Hanging) | Incandescent |  | Mini base | 6 | 40 | Dining Room
Table | Incandescent |  | Mini base | 1 | 40 | Dining Room
Recessed Can | Compact Fluorescent |  | Reflector | 1 | 22 | Hall
Wall Mount | Halogen |  | MR | 1 | 50 | Closet
Ceiling Fixture | Compact Fluorescent |  | Twist | 2 | 22 | Office
Table | Compact Fluorescent |  | Mini base | 1 | 15 | Office
Table | Compact Fluorescent |  | Twist | 1 | 15 | Office
Table | Halogen |  | PAR | 1 | 30 | Office
Wall Mount | Compact Fluorescent |  | Twist | 1 | 22 | Closet
Table | Incandescent |  | Decorative | 1 | 40 | Bedroom
Track | Incandescent |  | Reflector | 3 | 50 | Bedroom
Table | Incandescent |  | Standard A Lamp | 2 | 60 | Bedroom
Table | Incandescent |  | Mini base | 1 | 5 | Bedroom
Chandelier (Hanging) | Incandescent |  | Mini base | 5 | 60 | Family Room
Chandelier (Hanging) | Incandescent |  | Standard A Lamp | 1 | 100 | Dining Room
Table | Incandescent |  | Mini base | 1 | 5 | Dining Room
Wall Mount | Incandescent |  | Standard A Lamp | 3 | 40 | Bathroom
Ceiling Fixture | Compact Fluorescent |  | Straight Tube | 1 | 29 | Office
Table | Incandescent |  | Other | 1 | 40 | Office
Ceiling Fixture | Incandescent |  | Standard A Lamp | 2 | 40 | Hall
Wall Mount | Incandescent |  | Mini base | 1 | 5 | Hall
Ceiling Fixture | Compact Fluorescent |  | Twist | 1 | 13 | Hall
Chandelier (Hanging) | Incandescent |  | Globe | 1 | 100 | Kitchen
Recessed Can | Incandescent |  | Standard A Lamp | 1 | 75 | Kitchen
Recessed Can | Incandescent |  | Standard A Lamp | 1 | 100 | Kitchen
Ceiling Fixture | Incandescent |  | Standard A Lamp | 2 | 60 | Living Room
Floor lamp | Incandescent |  | Standard A Lamp | 1 | 100 | Living Room
Table | Compact Fluorescent |  | Twist | 1 | 26 | Living Room
Wall Mount | Incandescent |  | Decorative | 1 | 40 | Living Room
Floor lamp | Incandescent |  | Decorative | 1 | 60 | Living Room
Table | Incandescent |  | 3-Way Incandescent | 1 | 100 | Bedroom
Table | Incandescent |  | Standard A Lamp | 1 | 60 | Bedroom
Ceiling Fixture | Compact Fluorescent |  | Twist | 1 | 13 | Hall
Wall Mount | Incandescent |  | Standard A Lamp | 3 | 60 | Bathroom
Recessed - other | Incandescent |  | Standard A Lamp | 1 | 75 | Bathroom
Wall Mount | Incandescent |  | 3-Way Incandescent | 1 | 150 | Master Bedroom
Table | Incandescent |  | Standard A Lamp | 1 | 60 | Master Bedroom
Ceiling Fixture | Incandescent |  | Standard A Lamp | 1 | 60 | Closet
Ceiling Fixture | Incandescent |  | Standard A Lamp | 1 | 60 | Other
Ceiling Fixture | Incandescent |  | Standard A Lamp | 1 | 100 | Other
Wall Mount | Incandescent |  | Standard A Lamp | 1 | 40 | Laundry Room
Ceiling Fixture | Linear Fluorescent | 48 | T-12 | 2 | 40 | Garage
Ceiling Fixture | Incandescent |  | Standard A Lamp | 1 | 75 | Garage
Wall Mount | Incandescent |  | Standard A Lamp | 1 | 60 | Bathroom
Ceiling Fixture | Linear Fluorescent | 48 | T-12 | 2 | 40 | Bathroom
Wall Mount | Compact Fluorescent |  | Twist | 1 | 15 | Bathroom
Ceiling Fixture | Incandescent |  | Heat Lamp | 1 | 250 | Bathroom
Ceiling Fixture | Linear Fluorescent | 48 | T-12 | 2 | 40 | Bathroom
Ceiling Fixture | Compact Fluorescent |  | Twist | 2 | 22 | Bedroom
Wall Mount | Compact Fluorescent |  | Twist | 1 | 15 | Bedroom
Ceiling Fixture | Compact Fluorescent |  | Twist | 2 | 22 | Bedroom
Table | Compact Fluorescent |  | Straight Tube | 1 | 42 | Bedroom
Ceiling Fixture | Compact Fluorescent |  | Twist | 2 | 15 | Bedroom
Ceiling Fixture | Compact Fluorescent |  | Twist | 2 | 15 | Other
Ceiling Fixture | Incandescent |  | Standard A Lamp | 1 | 60 | Other
Chandelier (Hanging) | Incandescent |  | Mini base | 4 | 40 | Family Room
Ceiling Fixture | Compact Fluorescent |  | Twist | 1 | 15 | Family Room
Ceiling Fixture | Linear Fluorescent | 48 | T-12 | 2 | 40 | Kitchen
Ceiling Fixture | Compact Fluorescent |  | Twist | 3 | 15 | Laundry Room
Floor lamp | Incandescent |  | Standard A Lamp | 1 | 40 | Living Room
Floor lamp | Compact Fluorescent |  | Twist | 2 | 15 | Living Room
Table | Incandescent |  | Standard A Lamp | 2 | 60 | Living Room
Wall Mount | Compact Fluorescent |  | Straight Tube | 1 | 15 | Living Room
Wall Mount | Compact Fluorescent |  | Twist | 1 | 22 | Living Room
Table | Compact Fluorescent |  | Twist | 1 | 22 | Living Room
Ceiling Fan | Incandescent |  | Standard A Lamp | 1 | 25 | Living Room
Wall Mount | Incandescent |  | Standard A Lamp | 1 | 60 | Garage
Ceiling Fixture | Compact Fluorescent |  | Twist | 1 | 15 | Other
Floor lamp | Incandescent |  | Standard A Lamp | 1 | 60 | Other
Ceiling Fixture | Incandescent |  | Standard A Lamp | 1 | 60 | Bedroom
Wall Mount | Compact Fluorescent |  | Twist | 1 | 15 | Bedroom
Wall Mount | Compact Fluorescent |  | Globe | 4 | 7 | Bathroom
Ceiling Fixture | Compact Fluorescent |  | Twist | 1 | 15 | Bedroom
Ceiling Fan | Compact Fluorescent |  | Twist | 1 | 15 | Bedroom
Table | Compact Fluorescent |  | Twist | 1 | 15 | Bedroom
Ceiling Fixture | Compact Fluorescent |  | Twist | 1 | 15 | Hall
Ceiling Fixture | Compact Fluorescent |  | Twist | 1 | 15 | Kitchen
Ceiling Fan | Compact Fluorescent |  | Twist | 1 | 15 | Laundry Room
Table | Compact Fluorescent |  | Twist | 2 | 15 | Living Room
Wall Mount | Compact Fluorescent |  | Twist | 1 | 20 | Bathroom
Ceiling Fixture | Compact Fluorescent |  | Twist | 1 | 13 | Bedroom
Ceiling Fixture | Compact Fluorescent |  | Twist | 1 | 13 | Bedroom
Ceiling Fixture | Compact Fluorescent |  | Twist | 1 | 13 | Bedroom
Ceiling Fixture | Compact Fluorescent |  | Twist | 1 | 20 | Bedroom
Ceiling Fixture | Compact Fluorescent |  | Twist | 1 | 20 | Other
Table | Compact Fluorescent |  | Twist | 1 | 13 | Family Room
Ceiling Fixture | Compact Fluorescent |  | Twist | 1 | 13 | Hall
Ceiling Fixture | Compact Fluorescent |  | Twist | 1 | 13 | Kitchen
Ceiling Fixture | Linear Fluorescent | 24 | T-12 | 2 | 20 | Kitchen
Wall Mount | Compact Fluorescent |  | Twist | 2 | 20 | Laundry Room
Wall Mount | Incandescent |  | Globe | 3 | 25 | Bathroom
Ceiling Fixture | Compact Fluorescent |  | Circline (Screw Base) | 1 | 15 | Bathroom
Track | Compact Fluorescent |  | Twist | 3 | 22 | Laundry Room
Wall Mount | Incandescent |  | Globe | 3 | 25 | Bathroom
Ceiling Fixture | Compact Fluorescent |  | Twist | 1 | 15 | Bedroom
Ceiling Fixture | Compact Fluorescent |  | Twist | 1 | 15 | Garage
Ceiling Fixture | Compact Fluorescent |  | Twist | 1 | 15 | Living Room
Floor lamp | Incandescent |  | Mini base | 3 | 40 | Living Room
Ceiling Fixture | Incandescent |  | Standard A Lamp | 2 | 60 | Master Bedroom
Ceiling Fixture | Incandescent |  | Standard A Lamp | 1 | 60 | Master Bedroom
Table | Incandescent |  | Standard A Lamp | 1 | 60 | Master Bedroom
Ceiling Fixture | Compact Fluorescent |  | Twist | 1 | 15 | Office
Table | Halogen |  | Quartz Tube | 1 | 75 | Office
Recessed Can | Incandescent |  | Reflector | 1 | 75 | Bathroom
Recessed Can | Halogen |  | PAR | 1 | 75 | Bathroom
Recessed Can | Incandescent |  | Standard A Lamp | 1 | 60 | Bathroom
Wall Mount | Incandescent |  | Standard A Lamp | 2 | 40 | Bathroom
Wall Mount | Incandescent |  | Mini base | 1 | 75 | Bathroom
Recessed Can | Halogen |  | PAR | 1 | 75 | Bedroom
Table | Incandescent |  | 3-Way Incandescent | 1 | 150 | Bedroom
Table | Incandescent |  | Standard A Lamp | 1 | 60 | Bedroom
Table | Incandescent |  | Reflector | 1 | 60 | Bedroom
Table | Incandescent |  | Standard A Lamp | 1 | 60 | Bedroom
Garage door opener | Halogen |  | PAR | 1 | 75 | Bedroom
Recessed Can | Halogen |  | PAR | 1 | 75 | Bedroom
Table | Halogen |  | Other | 1 | 50 | Bedroom
Chandelier (Hanging) | Halogen |  | MR | 2 | 50 | Dining Room
Wall Mount | Halogen |  | PAR | 1 | 50 | Dining Room
Recessed Can | Halogen |  | PAR | 1 | 75 | Hall
Recessed Can | Halogen |  | PAR | 1 | 50 | Hall
Wall Mount | Incandescent |  | Mini base | 1 | 75 | Hall
Wall Mount | Incandescent |  | Standard A Lamp | 1 | 60 | Closet
Ceiling Fixture | Incandescent |  | Standard A Lamp | 1 | 60 | Other
Wall Mount | Incandescent |  | Standard A Lamp | 1 | 60 | Other
Ceiling Fixture | Incandescent |  | Standard A Lamp | 1 | 60 | Garage
Garage door opener | Incandescent |  | Standard A Lamp | 1 | 60 | Garage
Recessed Can | Halogen |  | PAR | 1 | 75 | Hall
Recessed Can | Halogen |  | PAR | 1 | 50 | Hall
Recessed Can | Incandescent |  | Reflector | 1 | 60 | Hall
Wall Mount | Linear Fluorescent | 48 | T-12 | 1 | 40 | Closet
Wall Mount | Linear Fluorescent | 48 | T-12 | 1 | 40 | Closet
Other | Halogen |  | Other | 1 | 25 | Kitchen
Recessed Can | Halogen |  | PAR | 1 | 75 | Kitchen
Recessed Can | Halogen |  | PAR | 1 | 50 | Kitchen
Recessed - other | Halogen |  | PAR | 1 | 50 | Kitchen
Recessed - other | Incandescent |  | Heat Lamp | 1 | 250 | Kitchen
Recessed Can | Halogen |  | Other | 1 | 35 | Laundry Room
Recessed Can | Halogen |  | PAR | 1 | 50 | Laundry Room
Recessed Can | Halogen |  | PAR | 1 | 75 | Living Room
Track | Halogen |  | PAR | 2 | 75 | Living Room
Floor lamp | Incandescent |  | Standard A Lamp | 1 | 75 | Living Room
Recessed Can | Halogen |  | PAR | 1 | 75 | Family Room
Table | Compact Fluorescent |  | Pin base | 1 | 5 | Family Room
Wall Mount | Halogen |  | PAR | 1 | 75 | Family Room
Table | Compact Fluorescent |  | Pin base | 1 | 15 | Family Room
Floor lamp | Incandescent |  | Other | 1 | 100 | Family Room
Floor lamp | Incandescent |  | Standard A Lamp | 1 | 60 | Family Room
Wall Mount | Incandescent |  | Standard A Lamp | 1 | 60 | Closet
Recessed Can | Incandescent |  | Standard A Lamp | 1 | 60 | Family Room
Recessed Can | Halogen |  | PAR | 1 | 75 | Family Room
Recessed Can | Incandescent |  | Reflector | 1 | 60 | Family Room
Wall Mount | Incandescent |  | Mini base | 1 | 75 | Family Room
Recessed Can | Halogen |  | PAR | 1 | 75 | Bathroom
Wall Mount | Incandescent |  | Other | 1 | 60 | Bathroom
Recessed Can | Incandescent |  | Reflector | 1 | 60 | Bathroom
Wall Mount | Incandescent |  | Reflector | 1 | 50 | Bathroom
Ceiling Fixture | Incandescent |  | Standard A Lamp | 1 | 60 | Other
High bay | Linear Fluorescent | 48 | T-8 | 2 | 32 | Other
Ceiling Fixture | Compact Fluorescent |  | Twist | 1 | 15 | Other
Ceiling Fixture | Incandescent |  | Standard A Lamp | 1 | 75 | Other
Ceiling Fixture | Incandescent |  | Standard A Lamp | 1 | 60 | Other
Ceiling Fixture | Incandescent |  | Standard A Lamp | 2 | 60 | Other
Wall Mount | Incandescent |  | Standard A Lamp | 1 | 60 | Bathroom
Wall Mount | Compact Fluorescent |  | Twist | 1 | 13 | Bathroom
Ceiling Fixture | Compact Fluorescent |  | Twist | 2 | 15 | Bedroom
Ceiling Fixture | Incandescent |  | Mini base | 2 | 40 | Bedroom
Ceiling Fixture | Compact Fluorescent |  | Twist | 2 | 15 | Dining Room
Ceiling Fixture | Compact Fluorescent |  | Twist | 1 | 13 | Hall
Wall Mount | Incandescent |  | Mini base | 1 | 40 | Hall
Ceiling Fixture | Compact Fluorescent |  | Twist | 2 | 15 | Kitchen
Ceiling Fixture | Incandescent |  | Colored | 1 | 60 | Hall
Wall Mount | Incandescent |  | Standard A Lamp | 4 | 60 | Bathroom
Ceiling Fixture | Compact Fluorescent |  | Twist | 2 | 14 | Bathroom
Wall Mount | Incandescent |  | Standard A Lamp | 3 | 60 | Bathroom
Recessed Can | Halogen |  | PAR | 1 | 75 | Bathroom
Recessed Can | Incandescent |  | Standard A Lamp | 1 | 25 | Bedroom
Floor lamp | Incandescent |  | Standard A Lamp | 1 | 60 | Bedroom
Table | Incandescent |  | Standard A Lamp | 1 | 60 | Bedroom
Recessed Can | Incandescent |  | Standard A Lamp | 1 | 60 | Bedroom
Table | Incandescent |  | Standard A Lamp | 1 | 60 | Bedroom
Floor lamp | Compact Fluorescent |  | Twist | 1 | 18 | Bedroom
Chandelier (Hanging) | Halogen |  | MR | 1 | 40 | Dining Room
Floor lamp | Compact Fluorescent |  | Twist | 3 | 14 | Dining Room
Chandelier (Hanging) | Incandescent |  | Decorative | 3 | 40 | Family Room
Table | Compact Fluorescent |  | Twist | 1 | 23 | Family Room
Chandelier (Hanging) | Incandescent |  | Standard A Lamp | 3 | 60 | Family Room
Ceiling Fixture | Linear Fluorescent | 96 | T-12 | 2 | 75 | Garage
Garage door opener | Compact Fluorescent |  | A shape bulb | 2 | 14 | Garage
Recessed Can | Incandescent |  | Reflector | 1 | 65 | Hall
Ceiling Fixture | Halogen |  | MR | 4 | 50 | Kitchen
Recessed Can | Halogen |  | PAR | 1 | 75 | Kitchen
Ceiling Fixture | Halogen |  | MR | 4 | 50 | Laundry Room
Ceiling Fixture | Halogen |  | MR | 3 | 50 | Laundry Room
Floor lamp | Compact Fluorescent |  | Twist | 1 | 20 | Master Bedroom
Table | Incandescent |  | Standard A Lamp | 1 | 40 | Master Bedroom
Wall Mount | Incandescent |  | Clear | 3 | 40 | Bathroom
Recessed - other | Incandescent |  | Heat Lamp | 1 | 250 | Bathroom
Ceiling Fixture | Incandescent |  | Standard A Lamp | 3 | 60 | Bedroom
Ceiling Fixture | Compact Fluorescent |  | Twist | 2 | 15 | Bedroom
Ceiling Fixture | Incandescent |  | Standard A Lamp | 3 | 60 | Hall
Ceiling Fixture | Incandescent |  | Standard A Lamp | 3 | 60 | Kitchen
Floor lamp | Halogen |  | MR | 1 | 30 | Living Room
Ceiling Fixture | Compact Fluorescent |  | A shape bulb | 1 | 15 | Bathroom
Ceiling Fan | Compact Fluorescent |  | Twist | 1 | 15 | Bathroom
Ceiling Fixture | Incandescent |  | Reflector | 1 | 250 | Bathroom
Ceiling Fixture | Halogen |  | Quartz Tube | 1 | 50 | Bathroom
Ceiling Fixture | Compact Fluorescent |  | Twist | 1 | 7 | Closet
Track | Compact Fluorescent |  | Reflector | 4 | 15 | Dining Room
Ceiling Fixture | Compact Fluorescent |  | Twist | 1 | 15 | Garage
Ceiling Fixture | Incandescent |  | Standard A Lamp | 1 | 100 | Garage
Exterior | Linear Fluorescent | 48 | T-12 | 2 | 40 | Garage
Table | Compact Fluorescent |  | Twist | 1 | 15 | Garage
Ceiling Fixture | Compact Fluorescent |  | Twist | 1 | 22 | Hall
Ceiling Fixture | Compact Fluorescent |  | Twist | 1 | 22 | Hall
Ceiling Fixture | Compact Fluorescent |  | Twist | 2 | 15 | Kitchen
Other | Linear Fluorescent | 36 | Fluorescent Other | 1 | 16 | Kitchen
Wall Mount | Compact Fluorescent |  | Twist | 1 | 15 | Living Room
Table | Compact Fluorescent |  | Twist | 1 | 22 | Living Room
Recessed - other | Halogen |  | MR | 1 | 50 | Living Room
Ceiling Fixture | Compact Fluorescent |  | Twist | 1 | 15 | Living Room
Ceiling Fixture | Compact Fluorescent |  | Twist | 2 | 15 | Master Bedroom
Chandelier (Hanging) | Compact Fluorescent |  | Twist | 2 | 15 | Master Bedroom
Ceiling Fixture | Compact Fluorescent |  | Twist | 1 | 22 | Other
Wall Mount | Compact Fluorescent |  | Twist | 1 | 22 | Other
Ceiling Fixture | Compact Fluorescent |  | Twist | 1 | 15 | Office
Track | Compact Fluorescent |  | Twist | 1 | 15 | Office
Ceiling Fixture | Incandescent |  | Standard A Lamp | 2 | 60 | Family Room
Floor lamp | Compact Fluorescent |  | Twist | 1 | 28 | Family Room
Floor lamp | Compact Fluorescent |  | Twist | 1 | 22 | Family Room
Chandelier (Hanging) | Incandescent |  | Mini base | 8 | 40 | Living Room
Ceiling Fixture | Compact Fluorescent |  | Twist | 1 | 15 | Hall
Ceiling Fixture | Compact Fluorescent |  | Twist | 1 | 15 | Bedroom
Floor lamp | Incandescent |  | 3-Way Incandescent | 1 | 100 | Bedroom
Ceiling Fixture | Incandescent |  | Standard A Lamp | 2 | 60 | Bedroom
Table | Compact Fluorescent |  | Twist | 1 | 22 | Bedroom
Ceiling Fixture | Compact Fluorescent |  | Twist | 2 | 15 | Office
Ceiling Fixture | Compact Fluorescent |  | Twist | 2 | 15 | Master Bedroom
Table | Incandescent |  | Standard A Lamp | 1 | 100 | Master Bedroom
Table | Incandescent |  | Standard A Lamp | 1 | 100 | Master Bedroom
Ceiling Fixture | Linear Fluorescent | 48 | Fluorescent Unknown | 1 | 40 | Bathroom
Table | Incandescent |  | Standard A Lamp | 1 | 75 | Living Room
Floor lamp | Compact Fluorescent |  | Twist | 4 | 22 | Living Room
Ceiling Fixture | Incandescent |  | Clear | 2 | 40 | Hall
Ceiling Fixture | Linear Fluorescent | 48 | T-12 | 1 | 40 | Kitchen
Ceiling Fixture | Compact Fluorescent |  | Twist | 2 | 15 | Laundry Room
Ceiling Fixture | Linear Fluorescent | 48 | T-12 | 2 | 40 | Garage
Ceiling Fixture | Compact Fluorescent |  | Twist | 2 | 15 | Bathroom
Ceiling Fixture | Linear Fluorescent | 48 | T-12 | 1 | 40 | Bathroom
Wall Mount | Incandescent |  | Globe | 4 | 40 | Bathroom
Table | Incandescent |  | Standard A Lamp | 1 | 100 | Master Bedroom
Table | Incandescent |  | Standard A Lamp | 1 | 75 | Master Bedroom
Recessed Can | Compact Fluorescent |  | Twist | 1 | 15 | Master Bedroom
Table | Compact Fluorescent |  | Twist | 2 | 15 | Living Room
Table | Compact Fluorescent |  | Twist | 1 | 22 | Living Room
Torchiere | Incandescent |  | Mini base | 5 | 25 | Living Room
Ceiling Fixture | Incandescent |  | Standard A Lamp | 1 | 75 | Kitchen
Ceiling Fixture | Incandescent |  | Mini base | 2 | 40 | Bedroom
Table | Incandescent |  | Standard A Lamp | 2 | 75 | Bedroom
Floor lamp | Compact Fluorescent |  | Twist | 3 | 15 | Bedroom
Wall Mount | Incandescent |  | Globe | 10 | 40 | Bathroom
Recessed Can | Incandescent |  | Standard A Lamp | 1 | 75 | Bathroom
Ceiling Fixture | Incandescent |  | Mini base | 2 | 40 | Hall
Other | Other |  | Other | 1 | 12 | Hall
Chandelier (Hanging) | Incandescent |  | Mini base | 7 | 25 | Dining Room
Ceiling Fixture | Incandescent |  | Mini base | 2 | 40 | Office
Table | Compact Fluorescent |  | Twist | 1 | 15 | Office
Ceiling Fixture | Incandescent |  | Standard A Lamp | 1 | 25 | Bathroom
Wall Mount | Incandescent |  | Mini base | 4 | 40 | Bathroom
Ceiling Fixture | Incandescent |  | Standard A Lamp | 1 | 40 | Closet
Track | Compact Fluorescent |  | Twist | 1 | 15 | Laundry Room
Track | Incandescent |  | Standard A Lamp | 1 | 60 | Laundry Room
Ceiling Fixture | Incandescent |  | Mini base | 2 | 60 | Bedroom
Table | Compact Fluorescent |  | Twist | 1 | 22 | Bedroom
Ceiling Fixture | Compact Fluorescent |  | Twist | 1 | 15 | Closet
Ceiling Fixture | Compact Fluorescent |  | Twist | 2 | 15 | Hall
Ceiling Fixture | Linear Fluorescent | 48 | T-12 | 2 | 40 | Kitchen
Wall Mount | Compact Fluorescent |  | Globe | 3 | 15 | Bathroom
Ceiling Fixture | Compact Fluorescent |  | Twist | 2 | 15 | Laundry Room
Ceiling Fixture | Compact Fluorescent |  | Twist | 2 | 15 | Garage
Table | Incandescent |  | Standard A Lamp | 1 | 60 | Master Bedroom
Wall Mount | Compact Fluorescent |  | Globe | 3 | 15 | Bathroom
Wall Mount | Compact Fluorescent |  | Globe | 3 | 15 | Bathroom
Recessed - other | Incandescent |  | Heat Lamp | 1 | 150 | Bathroom
Ceiling Fixture | Compact Fluorescent |  | Twist | 2 | 15 | Bedroom
Table | Incandescent |  | Mini base | 1 | 40 | Bedroom
Ceiling Fixture | Compact Fluorescent |  | Twist | 2 | 15 | Bedroom
Chandelier (Hanging) | Compact Fluorescent |  | Twist | 1 | 15 | Hall
Ceiling Fixture | Halogen |  | MR | 1 | 50 | Living Room
Chandelier (Hanging) | Compact Fluorescent |  | Twist | 4 | 15 | Dining Room
Ceiling Fixture | Incandescent |  | Standard A Lamp | 3 | 60 | Living Room
Table | Compact Fluorescent |  | Twist | 1 | 15 | Living Room
Floor lamp | Incandescent |  | Standard A Lamp | 1 | 60 | Living Room
Ceiling Fixture | Other |  | Other | 1 | 15 | Closet
Ceiling Fan | Incandescent |  | Standard A Lamp | 4 | 60 | Dining Room
Ceiling Fixture | Incandescent |  | Standard A Lamp | 1 | 60 | Dining Room
Table | Incandescent |  | Standard A Lamp | 1 | 60 | Bedroom
Chandelier (Hanging) | Incandescent |  | Standard A Lamp | 1 | 60 | Bedroom
Ceiling Fixture | Incandescent |  | Standard A Lamp | 1 | 60 | Hall
Ceiling Fixture | Incandescent |  | Standard A Lamp | 1 | 60 | Bedroom
Wall Mount | Incandescent |  | Standard A Lamp | 1 | 40 | Bathroom
Ceiling Fixture | Compact Fluorescent |  | Twist | 1 | 15 | Kitchen
Ceiling Fixture | Linear Fluorescent | 48 | T-8 | 2 | 32 | Laundry Room
Recessed Can | Incandescent |  | Standard A Lamp | 1 | 100 | Office
Ceiling Fixture | Compact Fluorescent |  | Twist | 1 | 22 | Office
Ceiling Fixture | Compact Fluorescent |  | Twist | 1 | 15 | Office
Ceiling Fixture | Incandescent |  | Standard A Lamp | 1 | 100 | Office
Wall Mount | Incandescent |  | Standard A Lamp | 1 | 100 | Bathroom
Ceiling Fixture | Incandescent |  | Standard A Lamp | 1 | 60 | Bathroom
Ceiling Fixture | Incandescent |  | Standard A Lamp | 2 | 60 | Bedroom
Table | Incandescent |  | Standard A Lamp | 2 | 60 | Bedroom
Table | Incandescent |  | Standard A Lamp | 1 | 60 | Bedroom
Ceiling Fixture | Incandescent |  | Standard A Lamp | 2 | 60 | Bedroom
Table | Incandescent |  | Standard A Lamp | 2 | 60 | Bedroom
Ceiling Fixture | Incandescent |  | Standard A Lamp | 4 | 100 | Dining Room
Ceiling Fixture | Incandescent |  | Standard A Lamp | 1 | 100 | Hall
Recessed Can | Incandescent |  | Standard A Lamp | 1 | 100 | Kitchen
Chandelier (Hanging) | Incandescent |  | Colored | 3 | 40 | Kitchen
Ceiling Fixture | Incandescent |  | Standard A Lamp | 1 | 100 | Laundry Room
Table | Incandescent |  | Standard A Lamp | 1 | 100 | Living Room
Ceiling Fixture | Incandescent |  | Decorative | 1 | 40 | Bathroom
Wall Mount | Incandescent |  | Decorative | 1 | 40 | Bathroom
Chandelier (Hanging) | Incandescent |  | Heat Lamp | 1 | 500 | Bathroom
Wall Mount | Incandescent |  | Globe | 3 | 40 | Bathroom
Ceiling Fixture | Incandescent |  | Heat Lamp | 1 | 500 | Bathroom
Ceiling Fixture | Incandescent |  | Clear | 5 | 40 | Bathroom
Ceiling Fixture | Incandescent |  | Standard A Lamp | 3 | 60 | Bedroom
Table | Compact Fluorescent |  | Twist | 2 | 15 | Bedroom
Wall Mount | Halogen |  | Other | 1 | 40 | Bedroom
Table | Compact Fluorescent |  | Twist | 1 | 15 | Bedroom
Ceiling Fixture | Incandescent |  | Standard A Lamp | 1 | 60 | Bedroom
Table | Incandescent |  | Standard A Lamp | 1 | 60 | Bedroom
Ceiling Fixture | Incandescent |  | Standard A Lamp | 1 | 60 | Dining Room
Ceiling Fixture | Compact Fluorescent |  | Twist | 1 | 15 | Living Room
Wall Mount | Compact Fluorescent |  | Twist | 1 | 15 | Living Room
Ceiling Fixture | Linear Fluorescent | 48 | T-12 | 2 | 40 | Garage
Garage door opener | Incandescent |  | Clear | 1 | 60 | Garage
Ceiling Fixture | Incandescent |  | Standard A Lamp | 1 | 60 | Hall
Ceiling Fixture | Compact Fluorescent |  | Twist | 1 | 15 | Hall
Ceiling Fixture | Incandescent |  | Globe | 1 | 40 | Kitchen
Recessed Can | Incandescent |  | Reflector | 1 | 65 | Kitchen
Ceiling Fixture | Halogen |  | PAR | 1 | 65 | Living Room
Table | Compact Fluorescent |  | Twist | 1 | 22 | Living Room
Floor lamp | Compact Fluorescent |  | Twist | 1 | 22 | Living Room
Ceiling Fixture | Halogen |  | MR | 3 | 50 | Bedroom
Ceiling Fixture | Incandescent |  | Decorative | 1 | 40 | Bedroom
Table | Compact Fluorescent |  | Twist | 2 | 15 | Bedroom
Floor lamp | Incandescent |  | Decorative | 5 | 40 | Bedroom
Ceiling Fixture | Compact Fluorescent |  | Twist | 2 | 22 | Bedroom
Ceiling Fixture | Compact Fluorescent |  | Twist | 1 | 13 | Bathroom
Wall Mount | Compact Fluorescent |  | Twist | 1 | 13 | Bathroom
Ceiling Fixture | Compact Fluorescent |  | Twist | 2 | 13 | Bedroom
Ceiling Fixture | Compact Fluorescent |  | Twist | 1 | 13 | Bedroom
Ceiling Fixture | Compact Fluorescent |  | Twist | 1 | 20 | Bedroom
Ceiling Fixture | Incandescent |  | Mini base | 3 | 40 | Dining Room
Ceiling Fixture | Incandescent |  | Decorative | 1 | 40 | Other
Ceiling Fixture | Compact Fluorescent |  | Twist | 1 | 20 | Other
Floor lamp | Compact Fluorescent |  | Twist | 1 | 20 | Family Room
Other | Linear Fluorescent | 24 | T-8 | 1 | 20 | Family Room
Ceiling Fan | Compact Fluorescent |  | Twist | 3 | 14 | Kitchen
Ceiling Fixture | Compact Fluorescent |  | Twist | 1 | 13 | Kitchen
Ceiling Fixture | Compact Fluorescent |  | Twist | 1 | 20 | Master Bedroom
Ceiling Fixture | Linear Fluorescent | 24 | T-8 | 2 | 16 | Bathroom
Ceiling Fixture | Incandescent |  | Standard A Lamp | 1 | 60 | Bedroom
Ceiling Fixture | Incandescent |  | Standard A Lamp | 1 | 60 | Bedroom
Ceiling Fixture | Incandescent |  | Standard A Lamp | 1 | 60 | Dining Room
Table | Incandescent |  | Standard A Lamp | 1 | 100 | Dining Room
Ceiling Fixture | Linear Fluorescent | 48 | T-12 | 2 | 40 | Kitchen
Ceiling Fixture | Incandescent |  | Standard A Lamp | 1 | 60 | Laundry Room
Ceiling Fixture | Incandescent |  | Standard A Lamp | 1 | 60 | Living Room
Ceiling Fixture | Compact Fluorescent |  | Twist | 1 | 22 | Bathroom
Floor lamp | Compact Fluorescent |  | Twist | 1 | 13 | Bathroom
Ceiling Fixture | Compact Fluorescent |  | Twist | 1 | 22 | Bedroom
Wall Mount | Compact Fluorescent |  | Twist | 1 | 23 | Bedroom
Table | Compact Fluorescent |  | Pin base | 1 | 13 | Bedroom
Ceiling Fixture | Compact Fluorescent |  | Twist | 1 | 22 | Kitchen
Ceiling Fixture | Compact Fluorescent |  | Twist | 1 | 13 | Kitchen
Ceiling Fixture | Linear Fluorescent | 36 | T-8 | 2 | 20 | Bathroom
Ceiling Fixture | Incandescent |  | Standard A Lamp | 1 | 60 | Bedroom
Table | Incandescent |  | Standard A Lamp | 1 | 60 | Bedroom
Ceiling Fixture | Incandescent |  | Standard A Lamp | 2 | 60 | Bedroom
Recessed Can | Incandescent |  | Reflector | 1 | 75 | Hall
Chandelier (Hanging) | Incandescent |  | Decorative | 4 | 40 | Living Room
Chandelier (Hanging) | Incandescent |  | Decorative | 4 | 25 | Hall
Recessed Can | Compact Fluorescent |  | Reflector | 1 | 22 | Kitchen
Recessed Can | Incandescent |  | Reflector | 2 | 75 | Kitchen
Architectural | Linear Fluorescent | 48 | T-12 | 2 | 40 | Kitchen
Architectural | Linear Fluorescent | 36 | T-12 | 2 | 32 | Kitchen
Ceiling Fixture | Incandescent |  | Standard A Lamp | 2 | 60 | Laundry Room
Architectural | Linear Fluorescent | 36 | T-12 | 2 | 32 | Living Room
Torchiere | Halogen |  | Quartz Tube | 1 | 150 | Living Room
Chandelier (Hanging) | Incandescent |  | Standard A Lamp | 3 | 60 | Living Room
Chandelier (Hanging) | Incandescent |  | Decorative | 24 | 25 | Living Room
Ceiling Fan | Incandescent |  | Standard A Lamp | 1 | 75 | Bathroom
Wall Mount | Incandescent |  | Globe | 8 | 40 | Bathroom
Recessed Can | Halogen |  | PAR | 1 | 100 | Master Bedroom
Architectural | Halogen |  | PAR | 1 | 75 | Master Bedroom
Ceiling Fixture | Incandescent |  | Standard A Lamp | 2 | 60 | Closet
Ceiling Fixture | Incandescent |  | Standard A Lamp | 2 | 60 | Office
Recessed - other | Linear Fluorescent | 36 | T-12 | 1 | 20 | Hall
Recessed - other | Incandescent |  | Reflector | 1 | 75 | Other
Architectural | Linear Fluorescent | 36 | T-12 | 2 | 32 | Other
Wall Mount | Compact Fluorescent |  | Mini base | 7 | 15 | Bathroom
Recessed Can | Incandescent |  | Reflector | 1 | 75 | Bathroom
Recessed Can | Incandescent |  | Reflector | 1 | 65 | Hall
Recessed Can | Compact Fluorescent |  | Reflector | 1 | 15 | Family Room
Wall Mount | Compact Fluorescent |  | Twist | 2 | 13 | Bathroom
Ceiling Fixture | Compact Fluorescent |  | Twist | 2 | 13 | Bedroom
Ceiling Fixture | Compact Fluorescent |  | Twist | 2 | 13 | Bedroom
Wall Mount | Compact Fluorescent |  | Twist | 1 | 13 | Closet
Wall Mount | Compact Fluorescent |  | Twist | 1 | 13 | Closet
Chandelier (Hanging) | Compact Fluorescent |  | Twist | 7 | 13 | Dining Room
Ceiling Fixture | Compact Fluorescent |  | Twist | 2 | 13 | Hall
Ceiling Fixture | Compact Fluorescent |  | Twist | 1 | 23 | Hall
Chandelier (Hanging) | Compact Fluorescent |  | Twist | 3 | 13 | Hall
Recessed Can | Incandescent |  | Reflector | 1 | 65 | Kitchen
Chandelier (Hanging) | Incandescent |  | Mini base | 1 | 40 | Kitchen
Ceiling Fixture | Compact Fluorescent |  | Twist | 2 | 13 | Master Bedroom
Table | Compact Fluorescent |  | Pin base | 1 | 14 | Master Bedroom
Wall Mount | Compact Fluorescent |  | Twist | 1 | 13 | Closet
Architectural | Compact Fluorescent |  | Twist | 1 | 13 | Laundry Room
Wall Mount | Incandescent |  | Mini base | 3 | 40 | Bathroom
Ceiling Fixture | Compact Fluorescent |  | Twist | 2 | 15 | Bedroom
Table | Compact Fluorescent |  | Twist | 1 | 15 | Bedroom
High bay | Compact Fluorescent |  | Twist | 1 | 15 | Living Room
Floor lamp | Compact Fluorescent |  | Twist | 1 | 15 | Living Room
Table | Compact Fluorescent |  | Twist | 1 | 15 | Office
Wall Mount | Incandescent |  | Reflector | 4 | 40 | Bathroom
Ceiling Fixture | Incandescent |  | Clear | 1 | 60 | Kitchen
Ceiling Fixture | Incandescent |  | Clear | 2 | 40 | Laundry Room
Wall Mount | Incandescent |  | Standard A Lamp | 2 | 60 | Bathroom
Wall Mount | Incandescent |  | Standard A Lamp | 2 | 75 | Bathroom
Ceiling Fixture | Incandescent |  | Standard A Lamp | 1 | 60 | Bathroom
Ceiling Fixture | Incandescent |  | Standard A Lamp | 2 | 60 | Bedroom
Ceiling Fixture | Incandescent |  | Standard A Lamp | 1 | 60 | Bedroom
Table | Incandescent |  | Standard A Lamp | 1 | 60 | Bedroom
Ceiling Fixture | Incandescent |  | Standard A Lamp | 2 | 60 | Bedroom
Chandelier (Hanging) | Incandescent |  | Decorative | 10 | 25 | Dining Room
Ceiling Fixture | Incandescent |  | Standard A Lamp | 3 | 60 | Family Room
Ceiling Fixture | Incandescent |  | Standard A Lamp | 1 | 60 | Garage
Ceiling Fixture | Incandescent |  | Standard A Lamp | 1 | 60 | Hall
Recessed Can | Incandescent |  | Reflector | 1 | 65 | Hall
Ceiling Fixture | Incandescent |  | Standard A Lamp | 2 | 60 | Kitchen
Recessed - other | Incandescent |  | Standard A Lamp | 1 | 60 | Kitchen
Ceiling Fixture | Incandescent |  | Standard A Lamp | 2 | 60 | Laundry Room
Table | Compact Fluorescent |  | Straight Tube | 1 | 22 | Living Room
Ceiling Fixture | Linear Fluorescent | 48 | T-12 | 2 | 40 | Bathroom
Table | Compact Fluorescent |  | Twist | 1 | 15 | Master Bedroom
Ceiling Fixture | Incandescent |  | Standard A Lamp | 3 | 60 | Master Bedroom
Ceiling Fixture | Incandescent |  | Standard A Lamp | 1 | 60 | Bedroom
Table | Incandescent |  | Other | 1 | 60 | Bedroom
Chandelier (Hanging) | Incandescent |  | Standard A Lamp | 1 | 100 | Dining Room
Garage door opener | Incandescent |  | Decorative | 2 | 40 | Garage
Ceiling Fixture | Incandescent |  | Standard A Lamp | 1 | 60 | Garage
Recessed - other | Incandescent |  | Standard A Lamp | 1 | 60 | Hall
Ceiling Fixture | Linear Fluorescent | 48 | T-12 | 4 | 40 | Kitchen
Torchiere | Compact Fluorescent |  | Twist | 1 | 28 | Living Room
Table | Incandescent |  | Standard A Lamp | 1 | 100 | Living Room
Table | Incandescent |  | Standard A Lamp | 1 | 75 | Living Room
Table | Incandescent |  | Decorative | 1 | 25 | Living Room
Floor lamp | Halogen |  | MR | 3 | 50 | Living Room
Ceiling Fixture | Halogen |  | MR | 3 | 50 | Bedroom
Table | Incandescent |  | Decorative | 1 | 40 | Bedroom
Floor lamp | Halogen |  | Quartz Tube | 2 | 50 | Master Bedroom
Wall Mount | Incandescent |  | Globe | 8 | 40 | Bathroom
Ceiling Fixture | Incandescent |  | Standard A Lamp | 1 | 100 | Bathroom
Ceiling Fixture | Incandescent |  | Standard A Lamp | 3 | 60 | Closet
Chandelier (Hanging) | Incandescent |  | Mini base | 6 | 40 | Dining Room
Ceiling Fixture | Linear Fluorescent | 48 | T-12 | 6 | 40 | Kitchen
Ceiling Fixture | Linear Fluorescent | 48 | T-12 | 2 | 40 | Garage
Garage door opener | Incandescent |  | Standard A Lamp | 1 | 60 | Garage
Ceiling Fixture | Compact Fluorescent |  | A shape bulb | 1 | 19 | Garage
Ceiling Fixture | Halogen |  | Quartz Tube | 1 | 50 | Laundry Room
Wall Mount | Halogen |  | Quartz Tube | 3 | 35 | Bathroom
Ceiling Fixture | Halogen |  | MR | 3 | 50 | Bedroom
Wall Mount | Incandescent |  | Standard A Lamp | 1 | 100 | Hall
Ceiling Fixture | Halogen |  | MR | 3 | 50 | Bedroom
Ceiling Fixture | Halogen |  | MR | 3 | 50 | Living Room
Floor lamp | Incandescent |  | Standard A Lamp | 1 | 100 | Living Room
Ceiling Fixture | Compact Fluorescent |  | Twist | 3 | 19 | Dining Room
Chandelier (Hanging) | Incandescent |  | Standard A Lamp | 9 | 60 | Hall
Ceiling Fixture | Halogen |  | MR | 3 | 50 | Office
Table | Incandescent |  | Clear | 1 | 100 | Office
Wall Mount | Incandescent |  | Standard A Lamp | 4 | 100 | Bathroom
Ceiling Fixture | Incandescent |  | Standard A Lamp | 2 | 60 | Bedroom
Table | Incandescent |  | 3-Way Incandescent | 1 | 150 | Bedroom
Ceiling Fixture | Incandescent |  | Standard A Lamp | 2 | 60 | Closet
Recessed Can | Incandescent |  | Reflector | 1 | 45 | Family Room
Torchiere | Incandescent |  | 3-Way Incandescent | 1 | 150 | Family Room
Table | Incandescent |  | 3-Way Incandescent | 1 | 150 | Family Room
Ceiling Fixture | Incandescent |  | Standard A Lamp | 2 | 60 | Family Room
Recessed Can | Incandescent |  | Reflector | 2 | 65 | Family Room
Ceiling Fixture | Incandescent |  | Standard A Lamp | 1 | 60 | Hall
Ceiling Fixture | Incandescent |  | Standard A Lamp | 2 | 60 | Kitchen
Ceiling Fixture | Incandescent |  | Standard A Lamp | 2 | 60 | Office
Table | Incandescent |  | 3-Way Incandescent | 1 | 150 | Office
Chandelier (Hanging) | Incandescent |  | Decorative | 5 | 40 | Office
Ceiling Fixture | Incandescent |  | Standard A Lamp | 1 | 60 | Hall
Ceiling Fixture | Incandescent |  | Standard A Lamp | 1 | 200 | Garage
Ceiling Fixture | Compact Fluorescent |  | Twist | 1 | 42 | Garage
Garage door opener | Compact Fluorescent |  | Twist | 2 | 15 | Garage
Recessed Can | Incandescent |  | Reflector | 1 | 65 | Living Room
Table | Incandescent |  | 3-Way Incandescent | 1 | 150 | Living Room
Wall Mount | Incandescent |  | Standard A Lamp | 1 | 75 | Bathroom
Wall Mount | Incandescent |  | Standard A Lamp | 2 | 60 | Bathroom
Recessed Can | Halogen |  | MR | 1 | 50 | Bathroom
Chandelier (Hanging) | Incandescent |  | Standard A Lamp | 5 | 60 | Dining Room
Floor lamp | Incandescent |  | Standard A Lamp | 1 | 100 | Hall
Chandelier (Hanging) | Incandescent |  | Mini base | 18 | 40 | Hall
Table | Incandescent |  | 3-Way Incandescent | 1 | 150 | Family Room
Recessed Can | Incandescent |  | Reflector | 1 | 45 | Family Room
Floor lamp | Incandescent |  | 3-Way Incandescent | 1 | 150 | Family Room
Torchiere | Incandescent |  | 3-Way Incandescent | 1 | 150 | Family Room
Recessed Can | Incandescent |  | Reflector | 1 | 65 | Family Room
Chandelier (Hanging) | Incandescent |  | Standard A Lamp | 10 | 60 | Dining Room
Recessed Can | Incandescent |  | Reflector | 1 | 60 | Hall
Recessed Can | Incandescent |  | Reflector | 1 | 65 | Hall
Recessed Can | Incandescent |  | Reflector | 1 | 65 | Kitchen
Other | Incandescent |  | Other | 5 | 30 | Kitchen
Ceiling Fixture | Incandescent |  | Standard A Lamp | 2 | 60 | Laundry Room
Other | Incandescent |  | Other | 3 | 30 | Other
Recessed Can | Incandescent |  | Reflector | 1 | 75 | Other
Ceiling Fixture | Incandescent |  | Standard A Lamp | 2 | 60 | Closet
Recessed Can | Incandescent |  | Reflector | 1 | 65 | Hall
Wall Mount | Incandescent |  | Standard A Lamp | 4 | 60 | Bathroom
Ceiling Fixture | Incandescent |  | Reflector | 1 | 65 | Bathroom
Ceiling Fixture | Incandescent |  | Standard A Lamp | 1 | 60 | Closet
Recessed Can | Incandescent |  | Standard A Lamp | 1 | 60 | Bathroom
Wall Mount | Incandescent |  | Standard A Lamp | 3 | 100 | Bathroom
Recessed Can | Incandescent |  | Reflector | 1 | 65 | Bathroom
Recessed Can | Incandescent |  | Standard A Lamp | 3 | 60 | Bathroom
Recessed Can | Incandescent |  | Heat Lamp | 1 | 250 | Bathroom
Ceiling Fixture | Incandescent |  | Standard A Lamp | 2 | 60 | Closet
Recessed Can | Incandescent |  | Reflector | 1 | 60 | Master Bedroom
Wall Mount | Incandescent |  | Standard A Lamp | 1 | 60 | Master Bedroom
Table | Incandescent |  | Mini base | 1 | 25 | Master Bedroom
Recessed Can | Incandescent |  | Reflector | 1 | 65 | Master Bedroom
Ceiling Fixture | Incandescent |  | Standard A Lamp | 1 | 60 | Bedroom
Ceiling Fixture | Incandescent |  | Standard A Lamp | 1 | 60 | Closet
Ceiling Fixture | Incandescent |  | Standard A Lamp | 2 | 60 | Office
Table | Incandescent |  | Standard A Lamp | 1 | 100 | Office
Table | Incandescent |  | Standard A Lamp | 2 | 60 | Office
Ceiling Fixture | Incandescent |  | Standard A Lamp | 1 | 60 | Closet
Ceiling Fixture | Incandescent |  | Standard A Lamp | 2 | 60 | Bedroom
Floor lamp | Incandescent |  | Standard A Lamp | 1 | 100 | Bedroom
Wall Mount | Incandescent |  | Mini base | 1 | 5 | Bedroom
Ceiling Fixture | Incandescent |  | Standard A Lamp | 1 | 60 | Closet
Wall Mount | Incandescent |  | Standard A Lamp | 3 | 60 | Bathroom
Recessed Can | Incandescent |  | Reflector | 1 | 65 | Bathroom
Recessed Can | Incandescent |  | Reflector | 1 | 65 | Bathroom
Wall Mount | Compact Fluorescent |  | Twist | 3 | 13 | Bathroom
Ceiling Fixture | Compact Fluorescent |  | Twist | 1 | 13 | Bedroom
Torchiere | Incandescent |  | Standard A Lamp | 1 | 120 | Bedroom
Chandelier (Hanging) | Compact Fluorescent |  | Twist | 1 | 13 | Dining Room
Recessed Can | Incandescent |  | Reflector | 1 | 65 | Dining Room
Recessed Can | Incandescent |  | Reflector | 1 | 65 | Family Room
Ceiling Fixture | Incandescent |  | Standard A Lamp | 1 | 40 | Other
Ceiling Fixture | Compact Fluorescent |  | Twist | 1 | 13 | Hall
Recessed Can | Incandescent |  | Reflector | 1 | 65 | Hall
Recessed Can | Incandescent |  | Reflector | 1 | 65 | Kitchen
Track | Incandescent |  | Mini base | 1 | 40 | Kitchen
Wall Mount | Incandescent |  | Standard A Lamp | 1 | 60 | Other
Recessed Can | Incandescent |  | Reflector | 1 | 65 | Laundry Room
Ceiling Fixture | Incandescent |  | Standard A Lamp | 1 | 60 | Laundry Room
Ceiling Fixture | Compact Fluorescent |  | Twist | 1 | 13 | Laundry Room
Floor lamp | Compact Fluorescent |  | Twist | 1 | 15 | Living Room
Ceiling Fixture | Incandescent |  | Decorative | 2 | 40 | Other
Recessed Can | Halogen |  | PAR | 1 | 75 | Bathroom
Wall Mount | Compact Fluorescent |  | Twist | 3 | 13 | Bathroom
Wall Mount | Incandescent |  | Decorative | 1 | 40 | Bathroom
Track | Halogen |  | PAR | 3 | 75 | Master Bedroom
Ceiling Fixture | Compact Fluorescent |  | Twist | 1 | 13 | Office
Recessed Can | Incandescent |  | Reflector | 1 | 65 | Bedroom
Floor lamp | Incandescent |  | Standard A Lamp | 1 | 40 | Bedroom
Recessed Can | Incandescent |  | Reflector | 1 | 65 | Hall
Wall Mount | Incandescent |  | Decorative | 1 | 40 | Hall
Ceiling Fixture | Incandescent |  | Standard A Lamp | 1 | 60 | Closet
Table | Incandescent |  | Standard A Lamp | 2 | 40 | Living Room
Table | Incandescent |  | Standard A Lamp | 1 | 60 | Living Room
Table | Incandescent |  | Mini base | 1 | 40 | Living Room
Ceiling Fixture | Incandescent |  | Standard A Lamp | 1 | 60 | Other
Ceiling Fixture | Compact Fluorescent |  | Twist | 2 | 15 | Other
Ceiling Fixture | Incandescent |  | Standard A Lamp | 1 | 60 | Hall
Table | Incandescent |  | Standard A Lamp | 1 | 40 | Hall
Ceiling Fixture | Incandescent |  | Standard A Lamp | 1 | 60 | Master Bedroom
Table | Incandescent |  | Standard A Lamp | 1 | 60 | Master Bedroom
Floor lamp | Incandescent |  | Standard A Lamp | 1 | 60 | Master Bedroom
Ceiling Fixture | Incandescent |  | Standard A Lamp | 1 | 75 | Closet
Ceiling Fixture | Compact Fluorescent |  | Twist | 2 | 15 | Bedroom
Table | Incandescent |  | Standard A Lamp | 1 | 60 | Bedroom
Ceiling Fixture | Incandescent |  | Standard A Lamp | 1 | 60 | Bathroom
Wall Mount | Incandescent |  | Standard A Lamp | 1 | 60 | Bathroom
Ceiling Fixture | Incandescent |  | Standard A Lamp | 2 | 60 | Bedroom
Table | Incandescent |  | Standard A Lamp | 1 | 60 | Bedroom
Ceiling Fixture | Incandescent |  | Standard A Lamp | 2 | 60 | Other
Ceiling Fixture | Compact Fluorescent |  | Twist | 1 | 22 | Garage
Ceiling Fixture | Linear Fluorescent | 48 | T-12 | 2 | 40 | Garage
Table | Linear Fluorescent | 48 | Fluorescent Unknown | 2 | 40 | Dining Room
Chandelier (Hanging) | Incandescent |  | Standard A Lamp | 4 | 60 | Dining Room
Table | Incandescent |  | Standard A Lamp | 1 | 40 | Dining Room
Ceiling Fixture | Incandescent |  | Standard A Lamp | 2 | 60 | Family Room
Wall Mount | Incandescent |  | Standard A Lamp | 1 | 40 | Family Room
Ceiling Fixture | Incandescent |  | Standard A Lamp | 2 | 60 | Bedroom
Ceiling Fixture | Incandescent |  | Standard A Lamp | 1 | 60 | Closet
Ceiling Fixture | Incandescent |  | Standard A Lamp | 1 | 60 | Kitchen
Chandelier (Hanging) | Incandescent |  | Standard A Lamp | 3 | 60 | Kitchen
Table | Incandescent |  | Standard A Lamp | 1 | 25 | Kitchen
Ceiling Fixture | Incandescent |  | Standard A Lamp | 2 | 60 | Closet
Wall Mount | Incandescent |  | Standard A Lamp | 1 | 60 | Laundry Room
Ceiling Fixture | Incandescent |  | Standard A Lamp | 2 | 60 | Laundry Room
Ceiling Fixture | Incandescent |  | Standard A Lamp | 2 | 60 | Bathroom
Wall Mount | Incandescent |  | Standard A Lamp | 1 | 60 | Bathroom
Wall Mount | Incandescent |  | Standard A Lamp | 1 | 60 | Living Room
Ceiling Fixture | Linear Fluorescent | 48 | T-12 | 1 | 40 | Bathroom
Ceiling Fixture | Incandescent |  | Standard A Lamp | 1 | 60 | Hall
Recessed Can | Incandescent |  | Reflector | 1 | 65 | Family Room
Table | Incandescent |  | Standard A Lamp | 1 | 60 | Family Room
Ceiling Fixture | Incandescent |  | Standard A Lamp | 1 | 60 | Laundry Room
Ceiling Fixture | Incandescent |  | Standard A Lamp | 2 | 60 | Laundry Room
Ceiling Fixture | Linear Fluorescent | 48 | T-12 | 2 | 40 | Laundry Room
Wall Mount | Incandescent |  | Standard A Lamp | 2 | 60 | Bathroom
Track | Halogen |  | MR | 4 | 30 | Office
Table | Incandescent |  | Colored | 1 | 25 | Office
Ceiling Fixture | Incandescent |  | Standard A Lamp | 3 | 60 | Other
Garage door opener | Incandescent |  | Standard A Lamp | 1 | 60 | Garage
Ceiling Fixture | Linear Fluorescent | 96 | T-12 | 2 | 60 | Garage
Recessed Can | Incandescent |  | Reflector | 1 | 65 | Dining Room
Floor lamp | Incandescent |  | Clear | 2 | 40 | Dining Room
Recessed Can | Incandescent |  | Reflector | 1 | 65 | Kitchen
Ceiling Fan | Incandescent |  | Standard A Lamp | 1 | 60 | Bathroom
Ceiling Fixture | Incandescent |  | Mini base | 4 | 40 | Hall
Ceiling Fan | Incandescent |  | Standard A Lamp | 1 | 60 | Bedroom
Table | Incandescent |  | Standard A Lamp | 2 | 60 | Bedroom
Ceiling Fan | Incandescent |  | Standard A Lamp | 3 | 75 | Master Bedroom
Table | Incandescent |  | Standard A Lamp | 1 | 60 | Master Bedroom
Recessed Can | Incandescent |  | Reflector | 1 | 65 | Bathroom
Ceiling Fixture | Incandescent |  | Mini base | 2 | 40 | Hall
Wall Mount | Incandescent |  | Decorative | 4 | 60 | Bathroom
Ceiling Fixture | Incandescent |  | Heat Lamp | 1 | 125 | Bathroom
Recessed Can | Halogen |  | PAR | 1 | 50 | Master Bedroom
Table | Incandescent |  | 3-Way Incandescent | 1 | 100 | Master Bedroom
Table | Compact Fluorescent |  | Twist | 1 | 22 | Master Bedroom
Table | Incandescent |  | Mini base | 1 | 25 | Master Bedroom
Wall Mount | Incandescent |  | Standard A Lamp | 3 | 60 | Bathroom
Ceiling Fixture | Incandescent |  | Standard A Lamp | 1 | 40 | Bathroom
Ceiling Fixture | Incandescent |  | Standard A Lamp | 3 | 60 | Bedroom
Table | Incandescent |  | 3-Way Incandescent | 1 | 100 | Bedroom
Table | Incandescent |  | Standard A Lamp | 1 | 60 | Bedroom
Ceiling Fixture | Incandescent |  | Standard A Lamp | 2 | 60 | Hall
Table | Incandescent |  | Standard A Lamp | 1 | 60 | Bedroom
Wall Mount | Incandescent |  | Globe | 4 | 40 | Bedroom
Wall Mount | Incandescent |  | Mini base | 6 | 25 | Bathroom
Ceiling Fixture | Incandescent |  | Heat Lamp | 1 | 150 | Bathroom
Ceiling Fixture | Incandescent |  | Reflector | 2 | 40 | Bedroom
Wall Mount | Incandescent |  | Mini base | 6 | 25 | Bedroom
Table | Incandescent |  | Mini base | 1 | 60 | Bedroom
Ceiling Fixture | Incandescent |  | Reflector | 2 | 75 | Hall
Wall Mount | Compact Fluorescent |  | Circline (Screw Base) | 1 | 22 | Hall
Ceiling Fixture | Incandescent |  | Standard A Lamp | 1 | 40 | Hall
Wall Mount | Halogen |  | Quartz Tube | 1 | 75 | Office
Floor lamp | Incandescent |  | Standard A Lamp | 1 | 60 | Office
Table | Incandescent |  | Standard A Lamp | 1 | 60 | Office
Torchiere | Halogen |  | Quartz Tube | 2 | 75 | Office
Recessed Can | Halogen |  | PAR | 1 | 75 | Other
Ceiling Fixture | Halogen |  | PAR | 3 | 75 | Bedroom
Table | Incandescent |  | Standard A Lamp | 1 | 60 | Bedroom
Wall Mount | Incandescent |  | Globe | 6 | 40 | Bathroom
Wall Mount | Incandescent |  | Clear | 1 | 60 | Bathroom
Ceiling Fixture | Incandescent |  | Heat Lamp | 1 | 150 | Bathroom
Ceiling Fixture | Incandescent |  | Standard A Lamp | 2 | 40 | Hall
Ceiling Fixture | Incandescent |  | Standard A Lamp | 2 | 40 | Closet
Ceiling Fixture | Linear Fluorescent | 48 | T-12 | 2 | 40 | Laundry Room
Other | Linear Fluorescent | 48 | T-12 | 1 | 40 | Laundry Room
Chandelier (Hanging) | Incandescent |  | Mini base | 4 | 60 | Dining Room
Table | Compact Fluorescent |  | Twist | 1 | 22 | Dining Room
Recessed - other | Halogen |  | PAR | 1 | 20 | Dining Room
Ceiling Fixture | Linear Fluorescent | 48 | T-12 | 1 | 32 | Kitchen
Ceiling Fixture | Incandescent |  | Standard A Lamp | 1 | 40 | Other
Table | Compact Fluorescent |  | Twist | 1 | 15 | Living Room
Floor lamp | Incandescent |  | Standard A Lamp | 1 | 40 | Living Room
Wall Mount | Incandescent |  | Globe | 4 | 40 | Bathroom
Wall Mount | Compact Fluorescent |  | Twist | 2 | 15 | Bathroom
Wall Mount | Compact Fluorescent |  | Globe | 2 | 15 | Bathroom
Wall Mount | Incandescent |  | Globe | 1 | 40 | Bathroom
Wall Mount | Incandescent |  | Globe | 4 | 25 | Bathroom
Torchiere | Incandescent |  | Standard A Lamp | 1 | 100 | Bedroom
Ceiling Fixture | Incandescent |  | Standard A Lamp | 1 | 100 | Bedroom
Ceiling Fixture | Incandescent |  | Standard A Lamp | 2 | 60 | Bedroom
Wall Mount | Incandescent |  | Mini base | 1 | 5 | Bedroom
Ceiling Fixture | Incandescent |  | Standard A Lamp | 1 | 60 | Bedroom
Table | Incandescent |  | Mini base | 1 | 25 | Bedroom
Ceiling Fixture | Incandescent |  | Standard A Lamp | 2 | 60 | Dining Room
Floor lamp | Compact Fluorescent |  | Twist | 1 | 22 | Dining Room
Floor lamp | Halogen |  | Quartz Tube | 2 | 20 | Family Room
Ceiling Fixture | Incandescent |  | Standard A Lamp | 1 | 75 | Family Room
Ceiling Fixture | Incandescent |  | Standard A Lamp | 1 | 150 | Garage
Garage door opener | Incandescent |  | Standard A Lamp | 1 | 60 | Garage
Ceiling Fixture | Incandescent |  | Standard A Lamp | 1 | 75 | Hall
Recessed Can | Incandescent |  | Standard A Lamp | 1 | 75 | Hall
Ceiling Fixture | Linear Fluorescent | 46 | T-8 | 2 | 40 | Kitchen
Ceiling Fixture | Incandescent |  | Standard A Lamp | 2 | 60 | Laundry Room
Table | Compact Fluorescent |  | Twist | 2 | 15 | Living Room
Ceiling Fixture | Incandescent |  | Standard A Lamp | 2 | 60 | Office
Wall Mount | Incandescent |  | Standard A Lamp | 1 | 60 | Bathroom
Ceiling Fixture | Incandescent |  | Standard A Lamp | 2 | 60 | Bedroom
Table | Incandescent |  | Standard A Lamp | 1 | 65 | Bedroom
Ceiling Fixture | Incandescent |  | Standard A Lamp | 2 | 60 | Bedroom
Table | Incandescent |  | Standard A Lamp | 1 | 100 | Bedroom
Floor lamp | Incandescent |  | Standard A Lamp | 2 | 60 | Bedroom
Ceiling Fixture | Incandescent |  | Standard A Lamp | 1 | 60 | Dining Room
Ceiling Fixture | Incandescent |  | Standard A Lamp | 1 | 75 | Garage
Garage door opener | Incandescent |  | Standard A Lamp | 2 | 60 | Garage
Ceiling Fixture | Incandescent |  | Standard A Lamp | 2 | 60 | Hall
Ceiling Fixture | Halogen |  | MR | 4 | 50 | Kitchen
Other | Halogen |  | Quartz Tube | 1 | 50 | Kitchen
Table | Incandescent |  | Standard A Lamp | 1 | 60 | Kitchen
Ceiling Fixture | Linear Fluorescent | 44 | T-12 | 2 | 32 | Laundry Room
Ceiling Fixture | Incandescent |  | Standard A Lamp | 2 | 60 | Living Room
Table | Incandescent |  | Standard A Lamp | 1 | 60 | Living Room
Table | Incandescent |  | Standard A Lamp | 2 | 60 | Living Room
Floor lamp | Incandescent |  | Standard A Lamp | 1 | 60 | Living Room
High bay | Incandescent |  | Clear | 5 | 75 | Bathroom
Table | Incandescent |  | Standard A Lamp | 1 | 90 | Closet
Ceiling Fixture | Compact Fluorescent |  | Twist | 1 | 13 | Bathroom
Wall Mount | Incandescent |  | Standard A Lamp | 3 | 100 | Bathroom
Ceiling Fixture | Compact Fluorescent |  | Twist | 2 | 13 | Bedroom
Floor lamp | Incandescent |  | Standard A Lamp | 1 | 60 | Bedroom
Ceiling Fixture | Compact Fluorescent |  | Twist | 2 | 23 | Bedroom
Ceiling Fixture | Compact Fluorescent |  | Twist | 2 | 13 | Bedroom
Chandelier (Hanging) | Incandescent |  | Standard A Lamp | 6 | 60 | Dining Room
Ceiling Fixture | Compact Fluorescent |  | Twist | 1 | 23 | Family Room
Ceiling Fixture | Compact Fluorescent |  | Twist | 1 | 36 | Garage
Ceiling Fixture | Compact Fluorescent |  | Twist | 1 | 23 | Hall
Wall Mount | Incandescent |  | Standard A Lamp | 1 | 40 | Kitchen
Ceiling Fixture | Compact Fluorescent |  | Twist | 1 | 13 | Kitchen
Ceiling Fixture | Compact Fluorescent |  | Twist | 1 | 13 | Laundry Room
Chandelier (Hanging) | Incandescent |  | Decorative | 4 | 40 | Living Room
Wall Mount | Incandescent |  | Standard A Lamp | 3 | 100 | Bathroom
Ceiling Fixture | Compact Fluorescent |  | Twist | 2 | 13 | Master Bedroom
Floor lamp | Compact Fluorescent |  | Twist | 1 | 23 | Master Bedroom
Chandelier (Hanging) | Incandescent |  | Decorative | 5 | 40 | Other
Floor lamp | Compact Fluorescent |  | Twist | 1 | 13 | Other
Wall Mount | Compact Fluorescent |  | Twist | 2 | 15 | Bathroom
Ceiling Fixture | Compact Fluorescent |  | Twist | 1 | 15 | Bathroom
Wall Mount | Incandescent |  | Clear | 6 | 40 | Bathroom
Ceiling Fixture | Incandescent |  | Standard A Lamp | 1 | 60 | Bedroom
Ceiling Fixture | Compact Fluorescent |  | Pin base | 1 | 15 | Bedroom
Recessed Can | Incandescent |  | Reflector | 1 | 65 | Bedroom
Chandelier (Hanging) | Incandescent |  | Mini base | 6 | 25 | Dining Room
Wall Mount | Incandescent |  | Reflector | 1 | 40 | Dining Room
Recessed Can | Incandescent |  | Reflector | 1 | 65 | Family Room
Recessed Can | Incandescent |  | Reflector | 1 | 65 | Hall
Recessed Can | Incandescent |  | Reflector | 1 | 65 | Hall
Recessed Can | Incandescent |  | Reflector | 1 | 65 | Kitchen
Ceiling Fixture | Linear Fluorescent | 24 | T-5 | 2 | 16 | Laundry Room
Recessed Can | Incandescent |  | Reflector | 1 | 65 | Living Room
Floor lamp | Incandescent |  | 3-Way Incandescent | 1 | 150 | Living Room
Wall Mount | Compact Fluorescent |  | Twist | 1 | 15 | Bathroom
Recessed Can | Incandescent |  | Reflector | 1 | 65 | Bathroom
Recessed Can | Incandescent |  | Reflector | 1 | 65 | Master Bedroom
Table | Compact Fluorescent |  | Twist | 1 | 7 | Master Bedroom
Recessed Can | Compact Fluorescent |  | Twist | 1 | 15 | Family Room
Ceiling Fixture | Incandescent |  | Standard A Lamp | 2 | 60 | Kitchen
Chandelier (Hanging) | Compact Fluorescent |  | Twist | 1 | 15 | Hall
Ceiling Fixture | Incandescent |  | Standard A Lamp | 1 | 60 | Living Room
Floor lamp | Incandescent |  | Standard A Lamp | 3 | 60 | Living Room
Table | Incandescent |  | Standard A Lamp | 1 | 60 | Living Room
Table | Compact Fluorescent |  | Twist | 1 | 15 | Living Room
Wall Mount | Incandescent |  | Standard A Lamp | 1 | 25 | Bathroom
Ceiling Fan | Incandescent |  | Standard A Lamp | 1 | 100 | Bathroom
Ceiling Fixture | Compact Fluorescent |  | Twist | 2 | 15 | Bedroom
Table | Incandescent |  | Standard A Lamp | 1 | 100 | Bedroom
Ceiling Fixture | Incandescent |  | Standard A Lamp | 1 | 60 | Closet
Ceiling Fixture | Incandescent |  | Standard A Lamp | 1 | 60 | Bedroom
Table | Compact Fluorescent |  | Twist | 1 | 15 | Bedroom
Wall Mount | Incandescent |  | Standard A Lamp | 1 | 100 | Closet
Wall Mount | Compact Fluorescent |  | Twist | 1 | 22 | Closet
Wall Mount | Incandescent |  | Standard A Lamp | 1 | 75 | Closet
Ceiling Fixture | Incandescent |  | Standard A Lamp | 1 | 75 | Other
Ceiling Fixture | Compact Fluorescent |  | Twist | 1 | 15 | Other
Ceiling Fixture | Linear Fluorescent | 48 | T-4 | 4 | 40 | Other
Ceiling Fixture | Linear Fluorescent | 48 | T-4 | 1 | 40 | Other
Garage door opener | Incandescent |  | Decorative | 1 | 25 | Garage
Ceiling Fixture | Incandescent |  | Standard A Lamp | 2 | 60 | Dining Room
Ceiling Fixture | Compact Fluorescent |  | Twist | 2 | 15 | Kitchen
Ceiling Fixture | Incandescent |  | Globe | 3 | 40 | Kitchen
Recessed Can | Compact Fluorescent |  | Reflector | 1 | 22 | Kitchen
Ceiling Fixture | Incandescent |  | Standard A Lamp | 1 | 60 | Living Room
Table | Incandescent |  | Standard A Lamp | 1 | 40 | Living Room
Table | Compact Fluorescent |  | Twist | 1 | 15 | Living Room
Ceiling Fixture | Incandescent |  | Decorative | 1 | 100 | Master Bedroom
Table | Incandescent |  | Decorative | 1 | 75 | Master Bedroom
Ceiling Fixture | Incandescent |  | Standard A Lamp | 1 | 60 | Closet
Ceiling Fixture | Compact Fluorescent |  | Decorative | 1 | 36 | Bedroom
Ceiling Fixture | Compact Fluorescent |  | Twist | 1 | 15 | Office
Table | Compact Fluorescent |  | Twist | 1 | 15 | Office
Floor lamp | Incandescent |  | Standard A Lamp | 1 | 75 | Office
Other | Other |  | Other | 9 | 15 | Closet
Ceiling Fixture | Incandescent |  | Standard A Lamp | 1 | 75 | Family Room
Wall Mount | Compact Fluorescent |  | Twist | 1 | 15 | Family Room
Table | Incandescent |  | Standard A Lamp | 1 | 75 | Family Room
Table | Incandescent |  | Standard A Lamp | 1 | 75 | Family Room
Wall Mount | Incandescent |  | Standard A Lamp | 4 | 40 | Bathroom
Ceiling Fixture | Incandescent |  | Standard A Lamp | 2 | 60 | Bedroom
Ceiling Fixture | Incandescent |  | Standard A Lamp | 2 | 60 | Bedroom
Ceiling Fixture | Incandescent |  | Standard A Lamp | 2 | 60 | Dining Room
Ceiling Fixture | Linear Fluorescent | 48 | T-12 | 2 | 40 | Garage
Ceiling Fixture | Compact Fluorescent |  | Twist | 2 | 15 | Hall
Chandelier (Hanging) | Incandescent |  | Standard A Lamp | 1 | 60 | Kitchen
Ceiling Fixture | Incandescent |  | Standard A Lamp | 1 | 60 | Laundry Room
Track | Incandescent |  | Reflector | 4 | 65 | Living Room
Ceiling Fixture | Incandescent |  | Standard A Lamp | 1 | 60 | Bathroom
Wall Mount | Incandescent |  | Globe | 8 | 40 | Bathroom
Ceiling Fixture | Incandescent |  | Standard A Lamp | 2 | 60 | Master Bedroom
Chandelier (Hanging) | Incandescent |  | Decorative | 5 | 25 | Dining Room
Floor lamp | Incandescent |  | Standard A Lamp | 1 | 60 | Office
Ceiling Fixture | Incandescent |  | Decorative | 3 | 40 | Office
Chandelier (Hanging) | Incandescent |  | Decorative | 8 | 40 | Dining Room
Wall Mount | Incandescent |  | Globe | 5 | 40 | Bathroom
Ceiling Fixture | Incandescent |  | Globe | 3 | 25 | Bathroom
Ceiling Fixture | Incandescent |  | Decorative | 4 | 40 | Hall
Chandelier (Hanging) | Incandescent |  | Decorative | 4 | 40 | Hall
Ceiling Fixture | Compact Fluorescent |  | Twist | 3 | 13 | Family Room
Floor lamp | Compact Fluorescent |  | Pin base | 1 | 13 | Family Room
Ceiling Fixture | Incandescent |  | Globe | 4 | 25 | Family Room
Garage door opener | Incandescent |  | Standard A Lamp | 2 | 40 | Garage
Ceiling Fixture | Linear Fluorescent | 48 | T-8 | 2 | 32 | Garage
Wall Mount | Incandescent |  | Globe | 5 | 25 | Bathroom
Ceiling Fixture | Linear Fluorescent | 24 | T-8 | 1 | 40 | Kitchen
Ceiling Fixture | Compact Fluorescent |  | Twist | 1 | 23 | Laundry Room
Ceiling Fixture | Incandescent |  | Standard A Lamp | 1 | 60 | Bathroom
Torchiere | Compact Fluorescent |  | Twist | 1 | 22 | Master Bedroom
Chandelier (Hanging) | Compact Fluorescent |  | Twist | 1 | 23 | Master Bedroom
Ceiling Fixture | Incandescent |  | Standard A Lamp | 1 | 60 | Bedroom
Ceiling Fixture | Incandescent |  | Standard A Lamp | 1 | 40 | Other
Wall Mount | Incandescent |  | Standard A Lamp | 1 | 60 | Bedroom
Ceiling Fixture | Compact Fluorescent |  | Flood | 1 | 15 | Living Room
Floor lamp | Compact Fluorescent |  | Twist | 1 | 23 | Living Room
Recessed Can | Compact Fluorescent |  | Flood | 1 | 15 | Office
Wall Mount | Incandescent |  | Standard A Lamp | 1 | 60 | Office
Floor lamp | Incandescent |  | Decorative | 1 | 25 | Office
Ceiling Fixture | Halogen |  | Other | 2 | 52 | Bathroom
Table | Incandescent |  | 3-Way Incandescent | 1 | 100 | Bedroom
Chandelier (Hanging) | Incandescent |  | Mini base | 8 | 40 | Dining Room
Recessed - other | Incandescent |  | Standard A Lamp | 1 | 60 | Hall
Other | Linear Fluorescent | 48 | T-12 | 1 | 40 | Hall
Wall Mount | Incandescent |  | 3-Way Incandescent | 1 | 100 | Family Room
Ceiling Fixture | Incandescent |  | Standard A Lamp | 1 | 60 | Garage
Recessed - other | Incandescent |  | Standard A Lamp | 1 | 60 | Hall
Chandelier (Hanging) | Incandescent |  | Globe | 1 | 40 | Kitchen
Other | Halogen |  | MR | 2 | 30 | Kitchen
Architectural | Linear Fluorescent | 48 | T-12 | 1 | 40 | Kitchen
Ceiling Fixture | Incandescent |  | Standard A Lamp | 1 | 60 | Laundry Room
Chandelier (Hanging) | Incandescent |  | Mini base | 5 | 40 | Living Room
Table | Incandescent |  | 3-Way Incandescent | 1 | 100 | Living Room
Architectural | Linear Fluorescent | 48 | T-12 | 1 | 40 | Bathroom
Architectural | Linear Fluorescent | 48 | T-12 | 1 | 40 | Bathroom
Table | Incandescent |  | Clear | 1 | 25 | Master Bedroom
Table | Incandescent |  | 3-Way Incandescent | 1 | 100 | Master Bedroom
Ceiling Fixture | Incandescent |  | Standard A Lamp | 1 | 40 | Master Bedroom
Table | Incandescent |  | Standard A Lamp | 1 | 75 | Office
Table | Incandescent |  | Standard A Lamp | 1 | 60 | Office
Table | Incandescent |  | 3-Way Incandescent | 1 | 100 | Bedroom
Other | Incandescent |  | Standard A Lamp | 1 | 40 | Bedroom
Ceiling Fixture | Compact Fluorescent |  | Twist | 1 | 15 | Hall
Ceiling Fixture | Compact Fluorescent |  | Twist | 1 | 15 | Bedroom
Ceiling Fixture | Compact Fluorescent |  | Twist | 1 | 15 | Closet
Ceiling Fixture | Compact Fluorescent |  | Twist | 1 | 15 | Bedroom
Table | Halogen |  | MR | 1 | 30 | Bedroom
Ceiling Fixture | Compact Fluorescent |  | Twist | 2 | 15 | Living Room
Floor lamp | Compact Fluorescent |  | Twist | 1 | 15 | Living Room
Ceiling Fixture | Compact Fluorescent |  | Twist | 1 | 15 | Dining Room
Track | Incandescent |  | Globe | 1 | 40 | Kitchen
Wall Mount | Incandescent |  | Globe | 3 | 40 | Bathroom
Ceiling Fixture | Incandescent |  | Standard A Lamp | 1 | 60 | Bathroom
Ceiling Fixture | Incandescent |  | Standard A Lamp | 1 | 75 | Hall
Wall Mount | Incandescent |  | Globe | 5 | 25 | Bathroom
Ceiling Fixture | Compact Fluorescent |  | Twist | 1 | 15 | Bathroom
Ceiling Fixture | Incandescent |  | Reflector | 1 | 75 | Bedroom
Table | Incandescent |  | Standard A Lamp | 1 | 40 | Bedroom
Ceiling Fixture | Compact Fluorescent |  | Twist | 1 | 15 | Closet
Ceiling Fixture | Incandescent |  | Reflector | 1 | 60 | Living Room
Floor lamp | Compact Fluorescent |  | Twist | 1 | 15 | Living Room
Table | Incandescent |  | Decorative | 1 | 25 | Living Room
Ceiling Fixture | Halogen |  | MR | 3 | 50 | Kitchen
Recessed Can | Compact Fluorescent |  | Twist | 1 | 15 | Kitchen
Other | Incandescent |  | Standard A Lamp | 1 | 40 | Kitchen
Ceiling Fixture | Incandescent |  | Globe | 1 | 25 | Dining Room
Ceiling Fixture | Compact Fluorescent |  | Twist | 1 | 15 | Laundry Room
Ceiling Fixture | Compact Fluorescent |  | Twist | 1 | 15 | Garage
Garage door opener | Incandescent |  | Standard A Lamp | 1 | 40 | Garage
Ceiling Fixture | Compact Fluorescent |  | Twist | 2 | 15 | Hall
Chandelier (Hanging) | Compact Fluorescent |  | Twist | 3 | 15 | Office
Table | Compact Fluorescent |  | Twist | 1 | 15 | Office
Ceiling Fixture | Compact Fluorescent |  | Twist | 1 | 15 | Master Bedroom
Table | Incandescent |  | Standard A Lamp | 1 | 75 | Master Bedroom
Table | Compact Fluorescent |  | Twist | 1 | 15 | Master Bedroom
Ceiling Fixture | Compact Fluorescent |  | Twist | 1 | 15 | Bedroom
Table | Compact Fluorescent |  | Twist | 1 | 15 | Bedroom
Ceiling Fixture | Incandescent |  | Standard A Lamp | 2 | 60 | Office
Wall Mount | Incandescent |  | Globe | 4 | 40 | Bathroom
Recessed - other | Incandescent |  | Heat Lamp | 1 | 250 | Bathroom
Ceiling Fixture | Incandescent |  | Standard A Lamp | 2 | 60 | Bedroom
Chandelier (Hanging) | Incandescent |  | Standard A Lamp | 5 | 60 | Dining Room
Recessed - other | Incandescent |  | Standard A Lamp | 2 | 60 | Dining Room
Other | Incandescent |  | Standard A Lamp | 1 | 60 | Dining Room
Track | Incandescent |  | Reflector | 3 | 65 | Dining Room
Garage door opener | Incandescent |  | Standard A Lamp | 2 | 60 | Garage
Ceiling Fixture | Compact Fluorescent |  | Twist | 1 | 13 | Garage
Ceiling Fixture | Incandescent |  | Standard A Lamp | 1 | 60 | Hall
Ceiling Fixture | Incandescent |  | Standard A Lamp | 2 | 60 | Kitchen
Ceiling Fixture | Incandescent |  | Standard A Lamp | 2 | 60 | Living Room
Wall Mount | Incandescent |  | Globe | 4 | 40 | Bathroom
Recessed - other | Incandescent |  | Heat Lamp | 1 | 250 | Bathroom
Ceiling Fixture | Incandescent |  | Standard A Lamp | 2 | 60 | Master Bedroom
Ceiling Fixture | Incandescent |  | Standard A Lamp | 1 | 60 | Closet
Wall Mount | Incandescent |  | Standard A Lamp | 2 | 60 | Bathroom
Wall Mount | Incandescent |  | Globe | 4 | 40 | Bathroom
Ceiling Fixture | Incandescent |  | Standard A Lamp | 2 | 60 | Bedroom
Ceiling Fixture | Incandescent |  | Standard A Lamp | 1 | 65 | Bedroom
Ceiling Fixture | Compact Fluorescent |  | Twist | 1 | 15 | Bedroom
Ceiling Fixture | Compact Fluorescent |  | A shape bulb | 1 | 15 | Hall
Ceiling Fixture | Incandescent |  | Standard A Lamp | 2 | 60 | Family Room
Ceiling Fixture | Compact Fluorescent |  | Twist | 1 | 22 | Garage
Garage door opener | Incandescent |  | Standard A Lamp | 1 | 65 | Garage
Ceiling Fixture | Incandescent |  | Standard A Lamp | 1 | 60 | Hall
Ceiling Fixture | Compact Fluorescent |  | Twist | 2 | 15 | Hall
Ceiling Fixture | Incandescent |  | Standard A Lamp | 2 | 60 | Kitchen
Recessed - other | Incandescent |  | Standard A Lamp | 1 | 60 | Kitchen
Ceiling Fixture | Linear Fluorescent | 48 | T-12 | 2 | 32 | Laundry Room
Floor lamp | Compact Fluorescent |  | A shape bulb | 1 | 15 | Living Room
Chandelier (Hanging) | Compact Fluorescent |  | A shape bulb | 3 | 15 | Other
Ceiling Fixture | Incandescent |  | Standard A Lamp | 1 | 60 | Closet
Floor lamp | Incandescent |  | Standard A Lamp | 1 | 60 | Living Room
Recessed Can | Compact Fluorescent |  | Reflector | 1 | 22 | Living Room
Ceiling Fan | Compact Fluorescent |  | Twist | 1 | 22 | Living Room
Ceiling Fixture | Linear Fluorescent | 48 | T-8 | 2 | 32 | Other
Recessed Can | Compact Fluorescent |  | Reflector | 1 | 22 | Kitchen
Ceiling Fixture | Compact Fluorescent |  | Globe | 1 | 22 | Kitchen
Ceiling Fixture | Compact Fluorescent |  | Globe | 1 | 22 | Laundry Room
Wall Mount | Compact Fluorescent |  | Globe | 3 | 15 | Bathroom
Ceiling Fixture | Compact Fluorescent |  | Globe | 1 | 15 | Bathroom
Chandelier (Hanging) | Compact Fluorescent |  | Globe | 1 | 15 | Hall
Ceiling Fixture | Compact Fluorescent |  | Globe | 1 | 11 | Bedroom
Wall Mount | Compact Fluorescent |  | Globe | 3 | 11 | Bathroom
Ceiling Fixture | Compact Fluorescent |  | Globe | 1 | 11 | Bathroom
Chandelier (Hanging) | Compact Fluorescent |  | Globe | 2 | 11 | Master Bedroom
Table | Incandescent |  | Standard A Lamp | 1 | 60 | Master Bedroom
Wall Mount | Incandescent |  | Globe | 3 | 40 | Bathroom
Wall Mount | Incandescent |  | Globe | 4 | 40 | Bathroom
Ceiling Fixture | Compact Fluorescent |  | Twist | 2 | 15 | Bathroom
Ceiling Fixture | Incandescent |  | Standard A Lamp | 3 | 60 | Bedroom
Ceiling Fixture | Incandescent |  | Standard A Lamp | 1 | 60 | Bedroom
Floor lamp | Incandescent |  | 3-Way Incandescent | 2 | 100 | Bedroom
Ceiling Fixture | Incandescent |  | Standard A Lamp | 2 | 60 | Bedroom
Ceiling Fixture | Incandescent |  | Standard A Lamp | 1 | 60 | Other
Floor lamp | Incandescent |  | 3-Way Incandescent | 1 | 70 | Family Room
Floor lamp | Compact Fluorescent |  | Twist | 2 | 23 | Family Room
Ceiling Fixture | Linear Fluorescent | 48 | T-12 | 2 | 40 | Garage
Other | Incandescent |  | Standard A Lamp | 1 | 72 | Garage
Ceiling Fixture | Incandescent |  | Standard A Lamp | 2 | 60 | Hall
Recessed Can | Compact Fluorescent |  | Flood | 1 | 15 | Kitchen
Ceiling Fixture | Incandescent |  | Standard A Lamp | 1 | 60 | Kitchen
Track | Halogen |  | MR | 2 | 20 | Kitchen
Ceiling Fixture | Incandescent |  | Standard A Lamp | 3 | 40 | Laundry Room
Ceiling Fixture | Compact Fluorescent |  | Twist | 2 | 23 | Master Bedroom
Table | Halogen |  | MR | 1 | 8 | Master Bedroom
Table | Compact Fluorescent |  | Twist | 1 | 15 | Master Bedroom
Wall Mount | Incandescent |  | Globe | 8 | 40 | Bathroom
Floor lamp | Incandescent |  | Globe | 2 | 40 | Bedroom
Ceiling Fixture | Compact Fluorescent |  | Twist | 1 | 14 | Bedroom
Ceiling Fixture | Compact Fluorescent |  | Twist | 1 | 14 | Bedroom
Chandelier (Hanging) | Incandescent |  | Decorative | 4 | 40 | Dining Room
Chandelier (Hanging) | Incandescent |  | Reflector | 1 | 65 | Dining Room
Ceiling Fixture | Linear Fluorescent | 36 | T-12 | 2 | 40 | Garage
Ceiling Fixture | Compact Fluorescent |  | Twist | 1 | 14 | Hall
Recessed Can | Compact Fluorescent |  | Twist | 1 | 14 | Kitchen
Wall Mount | Incandescent |  | Standard A Lamp | 1 | 60 | Kitchen
Ceiling Fixture | Incandescent |  | Standard A Lamp | 1 | 60 | Laundry Room
Floor lamp | Incandescent |  | Standard A Lamp | 1 | 75 | Living Room
Ceiling Fixture | Incandescent |  | Standard A Lamp | 2 | 60 | Living Room
Wall Mount | Compact Fluorescent |  | Twist | 4 | 14 | Bathroom
Ceiling Fixture | Incandescent |  | Standard A Lamp | 1 | 60 | Bathroom
Floor lamp | Incandescent |  | Standard A Lamp | 1 | 60 | Master Bedroom
Ceiling Fixture | Incandescent |  | Standard A Lamp | 2 | 60 | Master Bedroom
Ceiling Fixture | Incandescent |  | Standard A Lamp | 1 | 60 | Bedroom
Recessed Can | Incandescent |  | Reflector | 1 | 75 | Master Bedroom
Table | Incandescent |  | Standard A Lamp | 1 | 60 | Master Bedroom
Table | Compact Fluorescent |  | Twist | 1 | 22 | Master Bedroom
Table | Incandescent |  | 3-Way Incandescent | 1 | 75 | Master Bedroom
Ceiling Fixture | Incandescent |  | Standard A Lamp | 1 | 60 | Closet
Ceiling Fixture | Incandescent |  | Standard A Lamp | 3 | 60 | Bedroom
Table | Incandescent |  | Standard A Lamp | 2 | 100 | Bedroom
Recessed - other | Linear Fluorescent | 18 | T-5 | 1 | 32 | Family Room
Recessed Can | Incandescent |  | Reflector | 1 | 75 | Family Room
Table | Incandescent |  | 3-Way Incandescent | 1 | 100 | Family Room
Floor lamp | Incandescent |  | 3-Way Incandescent | 1 | 100 | Family Room
Ceiling Fixture | Incandescent |  | Standard A Lamp | 2 | 60 | Laundry Room
Wall Mount | Incandescent |  | Standard A Lamp | 2 | 25 | Bathroom
Table | Incandescent |  | 3-Way Incandescent | 1 | 100 | Living Room
Table | Incandescent |  | Standard A Lamp | 1 | 60 | Living Room
Floor lamp | Incandescent |  | Standard A Lamp | 1 | 100 | Living Room
Table | Incandescent |  | Standard A Lamp | 1 | 40 | Living Room
Chandelier (Hanging) | Incandescent |  | Mini base | 6 | 60 | Dining Room
Ceiling Fixture | Linear Fluorescent | 48 | T-12 | 2 | 40 | Kitchen
Other | Linear Fluorescent | 36 | T-8 | 1 | 30 | Kitchen
Recessed Can | Incandescent |  | Reflector | 1 | 60 | Kitchen
Other | Incandescent |  | Standard A Lamp | 1 | 40 | Kitchen
Ceiling Fixture | Incandescent |  | Standard A Lamp | 2 | 65 | Bedroom
Ceiling Fixture | Incandescent |  | Mini base | 2 | 60 | Hall
Recessed Can | Incandescent |  | Reflector | 1 | 40 | Bathroom
Wall Mount | Incandescent |  | Standard A Lamp | 2 | 60 | Bathroom
Ceiling Fan | Incandescent |  | Standard A Lamp | 2 | 60 | Bathroom
Wall Mount | Incandescent |  | Globe | 4 | 40 | Bathroom
Wall Mount | Incandescent |  | Standard A Lamp | 2 | 60 | Bathroom
Ceiling Fixture | Incandescent |  | Standard A Lamp | 2 | 60 | Bedroom
Ceiling Fixture | Incandescent |  | Standard A Lamp | 2 | 60 | Bedroom
Ceiling Fixture | Incandescent |  | Standard A Lamp | 1 | 60 | Closet
Chandelier (Hanging) | Incandescent |  | Standard A Lamp | 5 | 60 | Dining Room
Ceiling Fixture | Linear Fluorescent | 48 | T-8 | 2 | 32 | Garage
Garage door opener | Incandescent |  | Standard A Lamp | 1 | 60 | Garage
Ceiling Fixture | Incandescent |  | Standard A Lamp | 2 | 60 | Hall
Ceiling Fixture | Incandescent |  | Standard A Lamp | 2 | 60 | Hall
Recessed Can | Incandescent |  | Reflector | 1 | 65 | Kitchen
Ceiling Fixture | Incandescent |  | Standard A Lamp | 1 | 60 | Laundry Room
Recessed Can | Incandescent |  | Reflector | 1 | 75 | Living Room
Recessed Can | Incandescent |  | Reflector | 1 | 65 | Bathroom
Wall Mount | Incandescent |  | Standard A Lamp | 3 | 60 | Bathroom
Floor lamp | Incandescent |  | Clear | 2 | 60 | Master Bedroom
Ceiling Fixture | Incandescent |  | Standard A Lamp | 2 | 60 | Office
Chandelier (Hanging) | Incandescent |  | Standard A Lamp | 1 | 60 | Hall
Wall Mount | Incandescent |  | Standard A Lamp | 2 | 60 | Bathroom
Ceiling Fixture | Incandescent |  | Standard A Lamp | 1 | 100 | Bathroom
Chandelier (Hanging) | Incandescent |  | Decorative | 3 | 40 | Bedroom
Table | Incandescent |  | Standard A Lamp | 1 | 60 | Bedroom
Ceiling Fixture | Compact Fluorescent |  | Twist | 3 | 22 | Other
Chandelier (Hanging) | Compact Fluorescent |  | Twist | 3 | 22 | Family Room
Table | Compact Fluorescent |  | Twist | 1 | 22 | Family Room
Recessed Can | Incandescent |  | Reflector | 1 | 40 | Family Room
Ceiling Fixture | Halogen |  | PAR | 1 | 50 | Family Room
Ceiling Fixture | Incandescent |  | Standard A Lamp | 3 | 60 | Hall
Ceiling Fixture | Compact Fluorescent |  | Twist | 3 | 22 | Kitchen
Other | Halogen |  | MR | 1 | 30 | Kitchen
Chandelier (Hanging) | Incandescent |  | Standard A Lamp | 5 | 60 | Kitchen
Ceiling Fixture | Linear Fluorescent | 48 | T-12 | 2 | 40 | Laundry Room
Ceiling Fixture | Incandescent |  | Globe | 3 | 40 | Master Bedroom
Ceiling Fixture | Incandescent |  | Standard A Lamp | 2 | 60 | Master Bedroom
Table | Incandescent |  | Standard A Lamp | 1 | 60 | Master Bedroom
Ceiling Fixture | Incandescent |  | Standard A Lamp | 3 | 60 | Bathroom
Wall Mount | Halogen |  | MR | 3 | 100 | Bathroom
Wall Mount | Incandescent |  | Mini base | 1 | 60 | Bathroom
Chandelier (Hanging) | Incandescent |  | Standard A Lamp | 3 | 60 | Other
Wall Mount | Halogen |  | Other | 1 | 100 | Other
Table | Incandescent |  | Standard A Lamp | 1 | 40 | Other
Table | Linear Fluorescent |  | Fluorescent Other | 1 | 22 | Other
Ceiling Fixture | Incandescent |  | Standard A Lamp | 1 | 60 | Other
Ceiling Fixture | Linear Fluorescent | 48 | T-12 | 2 | 40 | Other
Ceiling Fixture | Linear Fluorescent | 48 | T-4 | 1 | 40 | Other
Ceiling Fixture | Compact Fluorescent |  | Twist | 1 | 15 | Other
Ceiling Fixture | Compact Fluorescent |  | Twist | 1 | 15 | Bathroom
Track | Compact Fluorescent |  | Twist | 3 | 15 | Bedroom
Ceiling Fixture | Compact Fluorescent |  | Twist | 1 | 15 | Closet
Ceiling Fixture | Compact Fluorescent |  | Twist | 1 | 15 | Bedroom
Ceiling Fixture | Incandescent |  | Globe | 1 | 60 | Bedroom
Wall Mount | Compact Fluorescent |  | Twist | 1 | 15 | Bedroom
Ceiling Fixture | Compact Fluorescent |  | Twist | 1 | 15 | Closet
Ceiling Fixture | Compact Fluorescent |  | Twist | 2 | 15 | Closet
Chandelier (Hanging) | Incandescent |  | Mini base | 7 | 60 | Dining Room
Ceiling Fixture | Incandescent |  | Mini base | 2 | 60 | Hall
Other | Linear Fluorescent | 12 | T-8 | 1 | 13 | Kitchen
Ceiling Fixture | Compact Fluorescent |  | Twist | 1 | 15 | Kitchen
Ceiling Fixture | Compact Fluorescent |  | Twist | 2 | 15 | Kitchen
Torchiere | Halogen |  | Quartz Tube | 1 | 500 | Living Room
Table | Incandescent |  | Standard A Lamp | 1 | 60 | Living Room
Ceiling Fixture | Compact Fluorescent |  | Twist | 1 | 15 | Bathroom
Wall Mount | Incandescent |  | Globe | 4 | 60 | Bathroom
Ceiling Fixture | Compact Fluorescent |  | Twist | 1 | 15 | Bedroom
Wall Mount | Compact Fluorescent |  | Twist | 1 | 20 | Hall
Ceiling Fixture | Compact Fluorescent |  | Twist | 1 | 15 | Hall
Recessed Can | Incandescent |  | Reflector | 1 | 75 | Kitchen
Wall Mount | Halogen |  | MR | 3 | 50 | Living Room
Ceiling Fixture | Incandescent |  | Standard A Lamp | 1 | 60 | Other
Wall Mount | Incandescent |  | Standard A Lamp | 1 | 40 | Bathroom
Track | Compact Fluorescent |  | Twist | 4 | 15 | Master Bedroom
Table | Compact Fluorescent |  | Twist | 1 | 15 | Master Bedroom
Table | Compact Fluorescent |  | Twist | 1 | 15 | Master Bedroom
Table | Incandescent |  | Standard A Lamp | 1 | 25 | Master Bedroom
Chandelier (Hanging) | Incandescent |  | Standard A Lamp | 1 | 40 | Dining Room
Chandelier (Hanging) | Incandescent |  | Standard A Lamp | 1 | 75 | Dining Room
Chandelier (Hanging) | Compact Fluorescent |  | A shape bulb | 1 | 15 | Hall
Ceiling Fixture | Linear Fluorescent | 48 | Fluorescent Unknown | 2 | 40 | Kitchen
Chandelier (Hanging) | Compact Fluorescent |  | Twist | 1 | 15 | Kitchen
Other | Linear Fluorescent | 12 | T-4 | 1 | 16 | Kitchen
Floor lamp | Compact Fluorescent |  | Other | 1 | 40 | Living Room
Floor lamp | Compact Fluorescent |  | Twist | 1 | 22 | Living Room
Table | Compact Fluorescent |  | Twist | 1 | 15 | Living Room
Other | Incandescent |  | Standard A Lamp | 1 | 60 | Living Room
Wall Mount | Incandescent |  | Globe | 6 | 60 | Bathroom
Ceiling Fixture | Incandescent |  | Reflector | 1 | 120 | Bathroom
Ceiling Fan | Incandescent |  | Standard A Lamp | 3 | 60 | Bedroom
Track | Compact Fluorescent |  | Twist | 2 | 15 | Bedroom
Table | Compact Fluorescent |  | Twist | 1 | 18 | Dining Room
Ceiling Fixture | Compact Fluorescent |  | Other | 1 | 22 | Dining Room
Ceiling Fixture | Compact Fluorescent |  | Twist | 1 | 15 | Hall
Track | Compact Fluorescent |  | Twist | 2 | 15 | Kitchen
Wall Mount | Halogen |  | Other | 1 | 50 | Kitchen
Table | Halogen |  | Other | 1 | 50 | Living Room
Table | Incandescent |  | Standard A Lamp | 1 | 60 | Living Room
Track | Compact Fluorescent |  | Twist | 2 | 15 | Living Room
Table | Linear Fluorescent | 14 | T-12 | 1 | 15 | Living Room
Wall Mount | Linear Fluorescent | 16 | Fluorescent Other | 1 | 16 | Other
Ceiling Fixture | Compact Fluorescent |  | Twist | 1 | 15 | Hall
Chandelier (Hanging) | Compact Fluorescent |  | Twist | 3 | 15 | Family Room
Table | Halogen |  | Other | 1 | 50 | Family Room
Chandelier (Hanging) | Compact Fluorescent |  | Twist | 1 | 15 | Garage
Ceiling Fixture | Incandescent |  | Standard A Lamp | 1 | 75 | Garage
Other | Linear Fluorescent | 48 | T-12 | 2 | 40 | Garage
Ceiling Fixture | Incandescent |  | Standard A Lamp | 1 | 60 | Laundry Room
Wall Mount | Incandescent |  | Standard A Lamp | 1 | 100 | Laundry Room
High bay | Linear Fluorescent | 48 | T-12 | 2 | 40 | Other
High bay | Linear Fluorescent | 48 | T-12 | 2 | 40 | Other
Ceiling Fixture | Incandescent |  | Standard A Lamp | 2 | 60 | Other
Wall Mount | Incandescent |  | Standard A Lamp | 1 | 60 | Bathroom
Wall Mount | Incandescent |  | Standard A Lamp | 1 | 60 | Hall
High bay | Linear Fluorescent | 48 | T-12 | 2 | 40 | Kitchen
Ceiling Fixture | Incandescent |  | Standard A Lamp | 1 | 60 | Kitchen
Chandelier (Hanging) | Incandescent |  | Decorative | 7 | 60 | Dining Room
Floor lamp | Incandescent |  | Standard A Lamp | 2 | 60 | Dining Room
Ceiling Fixture | Compact Fluorescent |  | Twist | 2 | 13 | Hall
Ceiling Fixture | Compact Fluorescent |  | Twist | 2 | 13 | Hall
Ceiling Fixture | Incandescent |  | Standard A Lamp | 2 | 60 | Closet
High bay | Linear Fluorescent | 48 | T-12 | 2 | 40 | Other
Ceiling Fan | Compact Fluorescent |  | Twist | 5 | 13 | Kitchen
Ceiling Fixture | Compact Fluorescent |  | Other | 1 | 23 | Laundry Room
Wall Mount | Incandescent |  | Standard A Lamp | 1 | 60 | Laundry Room
Floor lamp | Incandescent |  | Decorative | 4 | 40 | Living Room
Ceiling Fixture | Compact Fluorescent |  | Twist | 3 | 13 | Living Room
Floor lamp | Incandescent |  | Standard A Lamp | 2 | 60 | Living Room
Ceiling Fixture | Incandescent |  | Mini base | 2 | 60 | Bathroom
High bay | Linear Fluorescent | 24 | T-5 | 1 | 15 | Bathroom
Ceiling Fan | Compact Fluorescent |  | Twist | 4 | 13 | Master Bedroom
Table | Incandescent |  | Mini base | 3 | 60 | Master Bedroom
Ceiling Fixture | Incandescent |  | Standard A Lamp | 1 | 60 | Closet
Ceiling Fixture | Incandescent |  | Standard A Lamp | 2 | 60 | Bedroom
Table | Compact Fluorescent |  | Twist | 1 | 15 | Bedroom
Ceiling Fan | Compact Fluorescent |  | Twist | 3 | 13 | Bedroom
Ceiling Fan | Compact Fluorescent |  | Twist | 4 | 13 | Office
High bay | Linear Fluorescent | 48 | T-8 | 2 | 32 | Other
Ceiling Fixture | Incandescent |  | Standard A Lamp | 1 | 60 | Other
Wall Mount | Incandescent |  | Standard A Lamp | 1 | 60 | Other
High bay | Linear Fluorescent | 48 | T-12 | 2 | 40 | Other
Ceiling Fixture | Compact Fluorescent |  | Twist | 1 | 13 | Other
High bay | Linear Fluorescent | 48 | T-12 | 2 | 40 | Other
Ceiling Fixture | Incandescent |  | Mini base | 2 | 60 | Bathroom
High bay | Linear Fluorescent | 24 | T-5 | 1 | 15 | Bathroom
Ceiling Fixture | Linear Fluorescent | 48 | T-12 | 2 | 40 | Other
Ceiling Fixture | Compact Fluorescent |  | Twist | 1 | 15 | Other
Ceiling Fixture | Incandescent |  | Standard A Lamp | 1 | 60 | Other
Ceiling Fixture | Compact Fluorescent |  | Reflector | 1 | 22 | Other
Wall Mount | Incandescent |  | Standard A Lamp | 1 | 60 | Bathroom
Recessed Can | Incandescent |  | Heat Lamp | 2 | 150 | Bathroom
Wall Mount | Incandescent |  | Standard A Lamp | 3 | 60 | Bathroom
Ceiling Fixture | Incandescent |  | Standard A Lamp | 1 | 40 | Bathroom
Recessed Can | Incandescent |  | Standard A Lamp | 1 | 40 | Bathroom
Wall Mount | Incandescent |  | Standard A Lamp | 1 | 60 | Bathroom
Wall Mount | Incandescent |  | Standard A Lamp | 2 | 60 | Bathroom
Recessed - other | Incandescent |  | Standard A Lamp | 1 | 40 | Bathroom
Wall Mount | Incandescent |  | Standard A Lamp | 1 | 60 | Bathroom
Wall Mount | Incandescent |  | Standard A Lamp | 1 | 60 | Master Bedroom
Table | Incandescent |  | Standard A Lamp | 1 | 40 | Master Bedroom
Recessed Can | Halogen |  | MR | 1 | 50 | Master Bedroom
Wall Mount | Incandescent |  | Standard A Lamp | 1 | 60 | Bedroom
Ceiling Fixture | Incandescent |  | Standard A Lamp | 1 | 60 | Bedroom
Table | Incandescent |  | Decorative | 1 | 40 | Bedroom
Ceiling Fixture | Linear Fluorescent | 48 | T-8 | 2 | 32 | Closet
Recessed - other | Halogen |  | MR | 1 | 50 | Dining Room
Track | Halogen |  | MR | 7 | 50 | Family Room
Floor lamp | Halogen |  | Quartz Tube | 1 | 75 | Family Room
Track | Halogen |  | MR | 7 | 50 | Hall
Recessed - other | Halogen |  | MR | 1 | 50 | Hall
Ceiling Fixture | Incandescent |  | Standard A Lamp | 1 | 60 | Hall
Ceiling Fixture | Incandescent |  | Standard A Lamp | 1 | 60 | Hall
Ceiling Fixture | Incandescent |  | Reflector | 1 | 60 | Hall
Chandelier (Hanging) | Incandescent |  | Standard A Lamp | 1 | 60 | Kitchen
Ceiling Fixture | Incandescent |  | Reflector | 1 | 65 | Kitchen
Recessed Can | Halogen |  | MR | 1 | 75 | Kitchen
Recessed Can | Incandescent |  | Standard A Lamp | 1 | 60 | Laundry Room
Recessed Can | Incandescent |  | Standard A Lamp | 1 | 60 | Living Room
Recessed Can | Halogen |  | MR | 2 | 50 | Living Room
Floor lamp | Incandescent |  | 3-Way Incandescent | 1 | 100 | Living Room
Track | Halogen |  | MR | 4 | 50 | Dining Room
Recessed Can | Halogen |  | MR | 1 | 50 | Office
Wall Mount | Incandescent |  | Standard A Lamp | 1 | 60 | Office
Ceiling Fixture | Incandescent |  | Standard A Lamp | 1 | 60 | Office
Table | Incandescent |  | Standard A Lamp | 2 | 60 | Office
Table | Halogen |  | Quartz Tube | 1 | 30 | Office
Table | Compact Fluorescent |  | Twist | 1 | 15 | Living Room
Floor lamp | Compact Fluorescent |  | Twist | 2 | 22 | Living Room
Ceiling Fixture | Halogen |  | MR | 4 | 50 | Kitchen
Other | Incandescent |  | Decorative | 2 | 40 | Kitchen
Floor lamp | Incandescent |  | Standard A Lamp | 1 | 75 | Living Room
Floor lamp | Compact Fluorescent |  | Twist | 1 | 15 | Living Room
Ceiling Fixture | Compact Fluorescent |  | Twist | 2 | 15 | Living Room
Ceiling Fixture | Incandescent |  | Standard A Lamp | 3 | 60 | Bedroom
Wall Mount | Incandescent |  | Standard A Lamp | 1 | 60 | Bedroom
Table | Compact Fluorescent |  | Twist | 1 | 15 | Bedroom
Ceiling Fixture | Incandescent |  | Standard A Lamp | 2 | 60 | Office
Table | Compact Fluorescent |  | Twist | 1 | 15 | Office
Table | Incandescent |  | Standard A Lamp | 1 | 60 | Office
Ceiling Fixture | Linear Fluorescent | 48 | T-12 | 2 | 32 | Garage
Garage door opener | Compact Fluorescent |  | Twist | 2 | 15 | Garage
Ceiling Fan | Incandescent |  | Mini base | 2 | 60 | Dining Room
Wall Mount | Incandescent |  | Standard A Lamp | 1 | 100 | Closet
Ceiling Fixture | Incandescent |  | Heat Lamp | 1 | 250 | Bathroom
Wall Mount | Compact Fluorescent |  | Twist | 2 | 7 | Bathroom
Ceiling Fixture | Compact Fluorescent |  | Twist | 1 | 15 | Hall
Ceiling Fixture | Compact Fluorescent |  | Twist | 2 | 22 | Master Bedroom
Table | Compact Fluorescent |  | Twist | 1 | 22 | Master Bedroom
Ceiling Fixture | Compact Fluorescent |  | Twist | 2 | 22 | Family Room
Table | Compact Fluorescent |  | Twist | 1 | 22 | Family Room
Ceiling Fixture | Compact Fluorescent |  | Twist | 1 | 22 | Hall
Recessed Can | Incandescent |  | Reflector | 1 | 65 | Laundry Room
Recessed Can | Incandescent |  | Reflector | 1 | 65 | Living Room
Wall Mount | Compact Fluorescent |  | Twist | 4 | 15 | Living Room
Table | Incandescent |  | Standard A Lamp | 2 | 60 | Living Room
Ceiling Fixture | Compact Fluorescent |  | Twist | 2 | 15 | Master Bedroom
Table | Incandescent |  | Standard A Lamp | 1 | 60 | Master Bedroom
Recessed - other | Incandescent |  | Reflector | 1 | 65 | Hall
Wall Mount | Incandescent |  | Standard A Lamp | 2 | 60 | Bathroom
Ceiling Fixture | Incandescent |  | Standard A Lamp | 2 | 60 | Bathroom
Ceiling Fixture | Compact Fluorescent |  | Twist | 2 | 15 | Bedroom
Table | Halogen |  | MR | 1 | 30 | Bedroom
Garage door opener | Incandescent |  | Standard A Lamp | 1 | 60 | Garage
Ceiling Fixture | Linear Fluorescent | 96 | T-12 | 2 | 40 | Garage
Exterior | Compact Fluorescent |  | Twist | 2 | 22 | Garage
Exterior | Compact Fluorescent |  | Twist | 1 | 15 | Garage
Wall Mount | Incandescent |  | Standard A Lamp | 2 | 60 | Bathroom
Ceiling Fixture | Incandescent |  | Reflector | 2 | 65 | Bathroom
Recessed Can | Incandescent |  | Reflector | 1 | 65 | Office
Table | Halogen |  | MR | 1 | 20 | Office
Recessed Can | Incandescent |  | Reflector | 1 | 65 | Bedroom
Wall Mount | Linear Fluorescent | 18 | T-12 | 1 | 20 | Closet
Recessed Can | Incandescent |  | Reflector | 1 | 65 | Family Room
Table | Compact Fluorescent |  | Twist | 2 | 15 | Family Room
Recessed Can | Incandescent |  | Reflector | 1 | 65 | Hall
Recessed Can | Incandescent |  | Reflector | 1 | 65 | Kitchen
Recessed Can | Compact Fluorescent |  | Reflector | 1 | 22 | Hall
Ceiling Fixture | Compact Fluorescent |  | Twist | 1 | 15 | Other
Ceiling Fixture | Linear Fluorescent | 48 | T-12 | 2 | 40 | Other
Ceiling Fixture | Compact Fluorescent |  | Twist | 1 | 22 | Other
Ceiling Fixture | Incandescent |  | Standard A Lamp | 1 | 100 | Other
Ceiling Fixture | Incandescent |  | Reflector | 1 | 100 | Other
Wall Mount | Incandescent |  | Clear | 4 | 40 | Bathroom
Ceiling Fixture | Compact Fluorescent |  | Twist | 1 | 22 | Bathroom
Ceiling Fixture | Incandescent |  | Standard A Lamp | 2 | 60 | Bedroom
Table | Compact Fluorescent |  | Twist | 1 | 15 | Bedroom
Wall Mount | Incandescent |  | Clear | 1 | 40 | Bedroom
Ceiling Fixture | Incandescent |  | Standard A Lamp | 2 | 60 | Bedroom
Table | Incandescent |  | Decorative | 1 | 25 | Bedroom
Ceiling Fixture | Incandescent |  | Clear | 1 | 60 | Dining Room
Table | Incandescent |  | Decorative | 1 | 40 | Family Room
Table | Incandescent |  | Decorative | 1 | 25 | Family Room
Floor lamp | Compact Fluorescent |  | Twist | 1 | 15 | Family Room
Ceiling Fixture | Compact Fluorescent |  | Twist | 1 | 15 | Hall
Track | Halogen |  | Other | 4 | 50 | Kitchen
Ceiling Fixture | Linear Fluorescent | 36 | T-12 | 2 | 40 | Kitchen
Ceiling Fixture | Compact Fluorescent |  | Twist | 1 | 22 | Kitchen
Recessed Can | Incandescent |  | Reflector | 1 | 75 | Living Room
Table | Compact Fluorescent |  | Twist | 2 | 15 | Living Room
Floor lamp | Incandescent |  | Standard A Lamp | 1 | 60 | Living Room
Wall Mount | Incandescent |  | Clear | 5 | 40 | Bathroom
Recessed Can | Incandescent |  | Heat Lamp | 1 | 125 | Bathroom
Recessed Can | Incandescent |  | Standard A Lamp | 1 | 60 | Bathroom
Wall Mount | Incandescent |  | Standard A Lamp | 1 | 60 | Master Bedroom
Wall Mount | Halogen |  | PAR | 1 | 50 | Master Bedroom
Ceiling Fixture | Compact Fluorescent |  | Straight Tube | 1 | 15 | Master Bedroom
Ceiling Fixture | Incandescent |  | Standard A Lamp | 1 | 100 | Office
Ceiling Fixture | Incandescent |  | Standard A Lamp | 1 | 60 | Office
Floor lamp | Incandescent |  | Standard A Lamp | 1 | 100 | Office
Ceiling Fixture | Incandescent |  | Standard A Lamp | 2 | 60 | Office
Ceiling Fixture | Linear Fluorescent | 48 | T-12 | 2 | 40 | Closet
Recessed Can | Incandescent |  | Reflector | 1 | 75 | Hall
Wall Mount | Incandescent |  | Standard A Lamp | 1 | 60 | Hall
Recessed Can | Linear Fluorescent |  | T-12 | 2 | 65 | Bathroom
Other | Incandescent |  | Heat Lamp | 1 | 250 | Bathroom
Recessed Can | Incandescent |  | Reflector | 1 | 65 | Bedroom
Table | Incandescent |  | Standard A Lamp | 1 | 60 | Bedroom
Recessed - other | Incandescent |  | Reflector | 1 | 65 | Bedroom
Chandelier (Hanging) | Incandescent |  | Standard A Lamp | 5 | 60 | Dining Room
Ceiling Fixture | Incandescent |  | Standard A Lamp | 3 | 60 | Garage
Garage door opener | Incandescent |  | Standard A Lamp | 2 | 60 | Garage
Recessed Can | Incandescent |  | Reflector | 1 | 60 | Hall
Recessed Can | Incandescent |  | Reflector | 1 | 65 | Kitchen
Ceiling Fixture | Incandescent |  | Standard A Lamp | 2 | 60 | Kitchen
Recessed Can | Incandescent |  | Reflector | 2 | 65 | Laundry Room
Recessed Can | Incandescent |  | Reflector | 1 | 65 | Living Room
Table | Incandescent |  | Standard A Lamp | 2 | 60 | Living Room
Recessed Can | Linear Fluorescent |  | T-12 | 1 | 65 | Bathroom
Recessed Can | Incandescent |  | Reflector | 1 | 65 | Master Bedroom
Wall Mount | Incandescent |  | Standard A Lamp | 2 | 60 | Bathroom
Wall Mount | Compact Fluorescent |  | Twist | 4 | 13 | Bathroom
Ceiling Fixture | Incandescent |  | Standard A Lamp | 1 | 60 | Other
Chandelier (Hanging) | Incandescent |  | Decorative | 6 | 40 | Dining Room
Chandelier (Hanging) | Incandescent |  | Reflector | 1 | 50 | Dining Room
Table | Incandescent |  | Standard A Lamp | 1 | 60 | Bedroom
Ceiling Fixture | Compact Fluorescent |  | Twist | 2 | 13 | Bedroom
Floor lamp | Incandescent |  | Standard A Lamp | 1 | 60 | Bedroom
Table | Incandescent |  | Standard A Lamp | 1 | 60 | Family Room
Track | Halogen |  | PAR | 4 | 50 | Family Room
Ceiling Fixture | Incandescent |  | Standard A Lamp | 1 | 60 | Other
Ceiling Fixture | Incandescent |  | Standard A Lamp | 1 | 60 | Hall
Ceiling Fixture | Incandescent |  | Standard A Lamp | 2 | 60 | Kitchen
Other | Incandescent |  | Reflector | 2 | 40 | Kitchen
Other | Linear Fluorescent | 24 | Fluorescent Other | 2 | 10 | Kitchen
Ceiling Fixture | Linear Fluorescent | 48 | T-12 | 2 | 40 | Laundry Room
Table | Incandescent |  | Standard A Lamp | 1 | 60 | Living Room
Wall Mount | Incandescent |  | Standard A Lamp | 1 | 60 | Living Room
Ceiling Fixture | Incandescent |  | Standard A Lamp | 2 | 60 | Bedroom
Table | Compact Fluorescent |  | Twist | 1 | 27 | Bedroom
Ceiling Fixture | Incandescent |  | Standard A Lamp | 1 | 60 | Bedroom
Table | Compact Fluorescent |  | Twist | 1 | 13 | Bedroom
Ceiling Fixture | Compact Fluorescent |  | Twist | 1 | 22 | Family Room
Wall Mount | Incandescent |  | Reflector | 1 | 60 | Family Room
Wall Mount | Incandescent |  | Standard A Lamp | 1 | 60 | Family Room
Ceiling Fixture | Incandescent |  | Standard A Lamp | 1 | 60 | Hall
Ceiling Fixture | Incandescent |  | Standard A Lamp | 2 | 60 | Laundry Room
Ceiling Fixture | Linear Fluorescent | 48 | T-12 | 2 | 40 | Other
Wall Mount | Compact Fluorescent |  | A shape bulb | 1 | 15 | Other
Ceiling Fixture | Compact Fluorescent |  | Straight Tube | 1 | 22 | Other
Ceiling Fixture | Incandescent |  | Standard A Lamp | 1 | 60 | Other
Wall Mount | Incandescent |  | Standard A Lamp | 1 | 60 | Bathroom
Ceiling Fixture | Incandescent |  | Standard A Lamp | 1 | 60 | Bathroom
Chandelier (Hanging) | Compact Fluorescent |  | Twist | 5 | 15 | Dining Room
Table | Incandescent |  | Standard A Lamp | 1 | 60 | Dining Room
Chandelier (Hanging) | Incandescent |  | Standard A Lamp | 1 | 60 | Dining Room
Ceiling Fan | Incandescent |  | Standard A Lamp | 1 | 60 | Hall
Ceiling Fixture | Incandescent |  | Standard A Lamp | 2 | 60 | Bedroom
Wall Mount | Incandescent |  | Standard A Lamp | 1 | 60 | Bedroom
Table | Incandescent |  | Standard A Lamp | 1 | 60 | Bedroom
Ceiling Fixture | Incandescent |  | Standard A Lamp | 1 | 60 | Hall
Wall Mount | Compact Fluorescent |  | Twist | 3 | 22 | Bathroom
Wall Mount | Incandescent |  | Mini base | 1 | 7 | Bathroom
Ceiling Fixture | Incandescent |  | Standard A Lamp | 1 | 60 | Bathroom
Ceiling Fixture | Linear Fluorescent | 48 | T-12 | 2 | 40 | Hall
Ceiling Fixture | Linear Fluorescent | 24 | T-12 | 2 | 20 | Hall
Wall Mount | Linear Fluorescent | 24 | T-12 | 1 | 20 | Hall
Floor lamp | Incandescent |  | 3-Way Incandescent | 1 | 150 | Living Room
Table | Compact Fluorescent |  | 3-Way CFL | 1 | 26 | Living Room
Floor lamp | Compact Fluorescent |  | Twist | 1 | 15 | Living Room
Table | Compact Fluorescent |  | Twist | 1 | 23 | Living Room
Wall Mount | Incandescent |  | Standard A Lamp | 1 | 60 | Bathroom
Wall Mount | Compact Fluorescent |  | Twist | 1 | 15 | Bathroom
Chandelier (Hanging) | Incandescent |  | Standard A Lamp | 1 | 60 | Master Bedroom
Table | Incandescent |  | Standard A Lamp | 1 | 15 | Master Bedroom
Ceiling Fixture | Compact Fluorescent |  | Twist | 2 | 15 | Master Bedroom
Table | Incandescent |  | Standard A Lamp | 1 | 60 | Other
Ceiling Fixture | Compact Fluorescent |  | Twist | 2 | 22 | Other
Ceiling Fixture | Incandescent |  | Standard A Lamp | 1 | 60 | Bedroom
Table | Compact Fluorescent |  | Twist | 1 | 23 | Bedroom
Wall Mount | Incandescent |  | Globe | 4 | 60 | Bathroom
Ceiling Fixture | Incandescent |  | Standard A Lamp | 1 | 60 | Bathroom
Wall Mount | Incandescent |  | Reflector | 1 | 7 | Bathroom
Chandelier (Hanging) | Compact Fluorescent |  | Twist | 1 | 26 | Dining Room
Chandelier (Hanging) | Incandescent |  | Standard A Lamp | 1 | 60 | Hall
Ceiling Fixture | Linear Fluorescent | 48 | T-12 | 1 | 40 | Garage
Ceiling Fixture | Linear Fluorescent | 48 | T-12 | 2 | 40 | Garage
Ceiling Fixture | Linear Fluorescent | 48 | T-12 | 4 | 48 | Garage
Garage door opener | Incandescent |  | Standard A Lamp | 2 | 60 | Garage
Ceiling Fixture | Incandescent |  | Standard A Lamp | 1 | 60 | Hall
Ceiling Fixture | Linear Fluorescent | 48 | T-12 | 1 | 40 | Kitchen
Ceiling Fixture | Incandescent |  | Standard A Lamp | 1 | 60 | Kitchen
Low bay | Linear Fluorescent | 48 | T-12 | 2 | 40 | Laundry Room
Table | Compact Fluorescent |  | Twist | 1 | 26 | Living Room
Ceiling Fan | Incandescent |  | Standard A Lamp | 3 | 60 | Living Room
Floor lamp | Compact Fluorescent |  | Twist | 3 | 15 | Living Room
Chandelier (Hanging) | Incandescent |  | Standard A Lamp | 1 | 60 | Living Room
Ceiling Fixture | Incandescent |  | Standard A Lamp | 2 | 60 | Master Bedroom
Table | Incandescent |  | Standard A Lamp | 1 | 60 | Master Bedroom
Ceiling Fixture | Incandescent |  | Standard A Lamp | 2 | 60 | Office
Wall Mount | Incandescent |  | Globe | 4 | 40 | Bathroom
Ceiling Fixture | Compact Fluorescent |  | Twist | 2 | 15 | Bedroom
Ceiling Fixture | Incandescent |  | Standard A Lamp | 1 | 60 | Bedroom
Ceiling Fixture | Compact Fluorescent |  | Twist | 2 | 15 | Bedroom
Chandelier (Hanging) | Incandescent |  | Mini base | 5 | 25 | Dining Room
Track | Compact Fluorescent |  | Reflector | 3 | 22 | Family Room
Table | Compact Fluorescent |  | Twist | 1 | 15 | Family Room
Ceiling Fixture | Compact Fluorescent |  | Twist | 1 | 15 | Garage
Ceiling Fixture | Incandescent |  | Standard A Lamp | 1 | 60 | Hall
Track | Incandescent |  | Reflector | 3 | 65 | Kitchen
Floor lamp | Incandescent |  | Standard A Lamp | 1 | 60 | Living Room
Wall Mount | Incandescent |  | Globe | 4 | 40 | Bathroom
Table | Compact Fluorescent |  | Twist | 1 | 15 | Master Bedroom
Ceiling Fixture | Compact Fluorescent |  | Twist | 2 | 15 | Kitchen
Ceiling Fan | Compact Fluorescent |  | Twist | 5 | 15 | Dining Room
Recessed Can | Incandescent |  | Reflector | 1 | 65 | Living Room
Recessed Can | Incandescent |  | Standard A Lamp | 1 | 75 | Living Room
Recessed Can | Incandescent |  | Reflector | 1 | 100 | Living Room
Ceiling Fixture | Incandescent |  | Standard A Lamp | 1 | 65 | Hall
Ceiling Fan | Compact Fluorescent |  | Twist | 5 | 15 | Master Bedroom
Table | Incandescent |  | Standard A Lamp | 1 | 60 | Master Bedroom
Table | Compact Fluorescent |  | Twist | 1 | 15 | Master Bedroom
Chandelier (Hanging) | Compact Fluorescent |  | Twist | 1 | 15 | Office
Ceiling Fan | Incandescent |  | Standard A Lamp | 3 | 60 | Bedroom
Wall Mount | Compact Fluorescent |  | Twist | 4 | 15 | Bathroom
Ceiling Fixture | Incandescent |  | Standard A Lamp | 2 | 60 | Garage
Ceiling Fixture | Compact Fluorescent |  | Twist | 1 | 15 | Garage
Garage door opener | Incandescent |  | Standard A Lamp | 3 | 60 | Garage
Table | Incandescent |  | 3-Way Incandescent | 1 | 75 | Living Room
Wall Mount | Compact Fluorescent |  | Twist | 2 | 23 | Living Room
Wall Mount | Compact Fluorescent |  | Twist | 2 | 18 | Living Room
Ceiling Fixture | Compact Fluorescent |  | Globe | 4 | 18 | Bedroom
Table | Compact Fluorescent |  | Twist | 1 | 23 | Bedroom
Table | Incandescent |  | 3-Way Incandescent | 1 | 100 | Bedroom
Ceiling Fixture | Incandescent |  | Standard A Lamp | 1 | 60 | Closet
Ceiling Fixture | Compact Fluorescent |  | Twist | 1 | 23 | Bathroom
Ceiling Fixture | Incandescent |  | Globe | 4 | 40 | Laundry Room
Ceiling Fixture | Linear Fluorescent | 48 | T-12 | 1 | 40 | Laundry Room
Ceiling Fixture | Incandescent |  | Standard A Lamp | 1 | 60 | Bathroom
Ceiling Fixture | Incandescent |  | Standard A Lamp | 1 | 60 | Garage
Garage door opener | Incandescent |  | Standard A Lamp | 1 | 60 | Garage
Wall Mount | Incandescent |  | Standard A Lamp | 1 | 60 | Garage
Ceiling Fixture | Compact Fluorescent |  | Twist | 1 | 23 | Other
Ceiling Fixture | Linear Fluorescent | 48 | T-12 | 2 | 40 | Other
Ceiling Fixture | Incandescent |  | Standard A Lamp | 1 | 100 | Other
Ceiling Fixture | Incandescent |  | Globe | 4 | 40 | Kitchen
Chandelier (Hanging) | Incandescent |  | Globe | 3 | 40 | Kitchen
Chandelier (Hanging) | Incandescent |  | Mini base | 5 | 40 | Dining Room
Table | Incandescent |  | 3-Way Incandescent | 1 | 100 | Living Room
Floor lamp | Incandescent |  | 3-Way Incandescent | 1 | 100 | Living Room
Floor lamp | Compact Fluorescent |  | Twist | 1 | 19 | Living Room
Ceiling Fixture | Incandescent |  | Globe | 4 | 40 | Hall
Ceiling Fixture | Incandescent |  | Standard A Lamp | 2 | 60 | Office
Table | Incandescent |  | 3-Way Incandescent | 1 | 100 | Office
Ceiling Fixture | Compact Fluorescent |  | Twist | 2 | 19 | Bedroom
Table | Compact Fluorescent |  | Twist | 1 | 19 | Bedroom
Table | Incandescent |  | Standard A Lamp | 1 | 25 | Bedroom
Ceiling Fixture | Incandescent |  | Standard A Lamp | 1 | 40 | Bathroom
Ceiling Fixture | Incandescent |  | Heat Lamp | 1 | 250 | Bathroom
Ceiling Fixture | Incandescent |  | Standard A Lamp | 2 | 60 | Bedroom
Table | Incandescent |  | Standard A Lamp | 1 | 60 | Bedroom
Floor lamp | Halogen |  | MR | 1 | 50 | Laundry Room
Ceiling Fixture | Compact Fluorescent |  | Twist | 1 | 15 | Laundry Room
Ceiling Fixture | Compact Fluorescent |  | Twist | 1 | 15 | Closet
Wall Mount | Compact Fluorescent |  | Twist | 4 | 15 | Bathroom
Table | Compact Fluorescent |  | Twist | 1 | 15 | Garage
Table | Incandescent |  | Standard A Lamp | 1 | 60 | Garage
Ceiling Fixture | Linear Fluorescent | 48 | T-12 | 2 | 40 | Garage
Wall Mount | Compact Fluorescent |  | A shape bulb | 3 | 15 | Bathroom
Ceiling Fan | Incandescent |  | Clear | 4 | 25 | Laundry Room
Recessed Can | Incandescent |  | Reflector | 1 | 65 | Kitchen
Track | Halogen |  | PAR | 5 | 50 | Kitchen
Other | Linear Fluorescent | 18 | T-8 | 2 | 20 | Kitchen
Ceiling Fixture | Compact Fluorescent |  | A shape bulb | 1 | 15 | Hall
Chandelier (Hanging) | Compact Fluorescent |  | Twist | 5 | 15 | Dining Room
Ceiling Fixture | Compact Fluorescent |  | Twist | 2 | 15 | Bedroom
Ceiling Fixture | Compact Fluorescent |  | Twist | 1 | 15 | Hall
Ceiling Fixture | Compact Fluorescent |  | Twist | 2 | 15 | Bedroom
Table | Compact Fluorescent |  | Twist | 1 | 15 | Bedroom
Table | Compact Fluorescent |  | Twist | 1 | 22 | Master Bedroom
Wall Mount | Compact Fluorescent |  | Twist | 3 | 15 | Bathroom
Ceiling Fixture | Compact Fluorescent |  | Twist | 2 | 15 | Bedroom
Ceiling Fan | Compact Fluorescent |  | Twist | 2 | 15 | Bedroom
Table | Compact Fluorescent |  | Twist | 1 | 15 | Bedroom
Ceiling Fixture | Compact Fluorescent |  | Twist | 1 | 15 | Closet
Chandelier (Hanging) | Compact Fluorescent |  | Twist | 3 | 15 | Dining Room
Ceiling Fixture | Linear Fluorescent | 48 | T-8 | 2 | 32 | Garage
Recessed Can | Compact Fluorescent |  | Reflector | 1 | 22 | Hall
Recessed Can | Compact Fluorescent |  | Reflector | 1 | 22 | Kitchen
Chandelier (Hanging) | Halogen |  | MR | 1 | 35 | Kitchen
Ceiling Fan | Compact Fluorescent |  | Twist | 1 | 15 | Laundry Room
Chandelier (Hanging) | Compact Fluorescent |  | Twist | 3 | 15 | Living Room
Table | Compact Fluorescent |  | Twist | 1 | 15 | Living Room
Wall Mount | Compact Fluorescent |  | Twist | 4 | 15 | Bathroom
Ceiling Fan | Compact Fluorescent |  | Twist | 3 | 15 | Master Bedroom
Ceiling Fixture | Compact Fluorescent |  | Twist | 1 | 15 | Dining Room
Chandelier (Hanging) | Incandescent |  | Globe | 1 | 60 | Dining Room
Ceiling Fixture | Incandescent |  | Standard A Lamp | 1 | 60 | Hall
Ceiling Fixture | Incandescent |  | Decorative | 1 | 60 | Garage
Ceiling Fixture | Compact Fluorescent |  | Twist | 2 | 15 | Bedroom
Recessed Can | Compact Fluorescent |  | Reflector | 1 | 15 | Hall
Wall Mount | Incandescent |  | Clear | 3 | 60 | Bathroom
Ceiling Fixture | Compact Fluorescent |  | Twist | 1 | 15 | Closet
Recessed Can | Incandescent |  | Reflector | 1 | 100 | Kitchen
Ceiling Fixture | Incandescent |  | Standard A Lamp | 1 | 60 | Laundry Room
Ceiling Fixture | Compact Fluorescent |  | Twist | 2 | 15 | Living Room
Floor lamp | Incandescent |  | Standard A Lamp | 1 | 100 | Living Room
Floor lamp | Incandescent |  | 3-Way Incandescent | 1 | 150 | Living Room
Wall Mount | Incandescent |  | Globe | 4 | 60 | Bathroom
Ceiling Fixture | Compact Fluorescent |  | Twist | 2 | 15 | Master Bedroom
Ceiling Fan | Incandescent |  | Standard A Lamp | 1 | 60 | Master Bedroom
Table | Incandescent |  | Standard A Lamp | 1 | 100 | Master Bedroom
Ceiling Fixture | Compact Fluorescent |  | Twist | 1 | 15 | Office
Table | Incandescent |  | Mini base | 2 | 32 | Office
Ceiling Fixture | Compact Fluorescent |  | Twist | 3 | 15 | Dining Room
Wall Mount | Linear Fluorescent | 48 | T-8 | 2 | 32 | Garage
Wall Mount | Incandescent |  | Clear | 3 | 40 | Bathroom
Wall Mount | Incandescent |  | Clear | 4 | 60 | Bathroom
Ceiling Fixture | Incandescent |  | Standard A Lamp | 2 | 60 | Bedroom
Ceiling Fixture | Incandescent |  | Standard A Lamp | 2 | 60 | Bedroom
Ceiling Fixture | Incandescent |  | Standard A Lamp | 1 | 60 | Closet
Chandelier (Hanging) | Incandescent |  | Clear | 5 | 60 | Dining Room
Ceiling Fixture | Linear Fluorescent | 96 | T-12 | 2 | 40 | Garage
Ceiling Fixture | Incandescent |  | Standard A Lamp | 2 | 60 | Hall
Recessed Can | Incandescent |  | Reflector | 1 | 65 | Kitchen
Ceiling Fixture | Incandescent |  | Standard A Lamp | 2 | 40 | Laundry Room
Floor lamp | Compact Fluorescent |  | Twist | 1 | 15 | Living Room
Wall Mount | Incandescent |  | Clear | 4 | 60 | Bathroom
Ceiling Fixture | Incandescent |  | Standard A Lamp | 2 | 60 | Master Bedroom
Ceiling Fixture | Incandescent |  | Standard A Lamp | 1 | 60 | Hall
Ceiling Fixture | Incandescent |  | Standard A Lamp | 1 | 60 | Bathroom
Recessed Can | Incandescent |  | Reflector | 1 | 75 | Bathroom
Ceiling Fixture | Compact Fluorescent |  | Twist | 2 | 15 | Bedroom
Track | Compact Fluorescent |  | Twist | 3 | 20 | Bedroom
Recessed Can | Compact Fluorescent |  | Reflector | 1 | 22 | Closet
Chandelier (Hanging) | Incandescent |  | Standard A Lamp | 3 | 60 | Dining Room
Chandelier (Hanging) | Incandescent |  | Standard A Lamp | 2 | 40 | Dining Room
Wall Mount | Incandescent |  | Standard A Lamp | 1 | 60 | Hall
Ceiling Fixture | Incandescent |  | Standard A Lamp | 1 | 60 | Hall
Recessed Can | Incandescent |  | Reflector | 1 | 65 | Kitchen
Other | Incandescent |  | Standard A Lamp | 2 | 40 | Kitchen
Ceiling Fixture | Incandescent |  | Standard A Lamp | 2 | 60 | Laundry Room
Ceiling Fixture | Incandescent |  | Standard A Lamp | 1 | 40 | Laundry Room
Ceiling Fixture | Compact Fluorescent |  | Twist | 2 | 15 | Living Room
Floor lamp | Incandescent |  | Standard A Lamp | 1 | 75 | Living Room
Wall Mount | Incandescent |  | Mini base | 1 | 60 | Living Room
Table | Incandescent |  | 3-Way Incandescent | 1 | 100 | Living Room
Wall Mount | Incandescent |  | Mini base | 1 | 60 | Bathroom
Ceiling Fixture | Incandescent |  | Standard A Lamp | 1 | 60 | Bathroom
Wall Mount | Incandescent |  | Reflector | 1 | 30 | Master Bedroom
Table | Incandescent |  | 3-Way Incandescent | 1 | 100 | Master Bedroom
Ceiling Fixture | Compact Fluorescent |  | Twist | 2 | 15 | Bedroom
Ceiling Fixture | Incandescent |  | Standard A Lamp | 2 | 60 | Office
Table | Incandescent |  | Standard A Lamp | 1 | 60 | Office
Ceiling Fixture | Compact Fluorescent |  | Twist | 2 | 15 | Bathroom
Ceiling Fixture | Compact Fluorescent |  | Twist | 1 | 15 | Bedroom
Table | Incandescent |  | Standard A Lamp | 1 | 60 | Bedroom
Table | Incandescent |  | Decorative | 1 | 40 | Bedroom
Table | Halogen |  | Quartz Tube | 1 | 50 | Bedroom
Ceiling Fan | Incandescent |  | Standard A Lamp | 1 | 60 | Other
Floor lamp | Other |  | LED Interior | 1 | 12 | Other
Recessed Can | Incandescent |  | Standard A Lamp | 1 | 25 | Bathroom
Wall Mount | Incandescent |  | Decorative | 2 | 25 | Bathroom
Recessed Can | Compact Fluorescent |  | Twist | 1 | 15 | Other
Chandelier (Hanging) | Incandescent |  | Decorative | 4 | 25 | Dining Room
Table | Incandescent |  | Standard A Lamp | 1 | 60 | Dining Room
Ceiling Fixture | Compact Fluorescent |  | Straight Tube | 3 | 15 | Hall
Track | Halogen |  | MR | 6 | 50 | Kitchen
Architectural | Halogen |  | MR | 3 | 50 | Kitchen
Recessed Can | Compact Fluorescent |  | Twist | 1 | 15 | Laundry Room
Table | Incandescent |  | Standard A Lamp | 1 | 60 | Living Room
Table | Compact Fluorescent |  | Twist | 1 | 15 | Living Room
Floor lamp | Halogen |  | Other | 1 | 50 | Living Room
Table | Incandescent |  | Decorative | 1 | 40 | Living Room
Recessed Can | Compact Fluorescent |  | Twist | 1 | 15 | Bathroom
Recessed Can | Incandescent |  | Heat Lamp | 1 | 60 | Bathroom
Wall Mount | Compact Fluorescent |  | Twist | 3 | 15 | Bathroom
Ceiling Fixture | Compact Fluorescent |  | Straight Tube | 3 | 15 | Bedroom
Table | Halogen |  | Other | 1 | 30 | Bedroom
Table | Halogen |  | Other | 1 | 30 | Bedroom
Chandelier (Hanging) | Incandescent |  | Standard A Lamp | 3 | 40 | Bedroom
Ceiling Fixture | Compact Fluorescent |  | Twist | 1 | 15 | Closet
Ceiling Fixture | Compact Fluorescent |  | Straight Tube | 3 | 15 | Office
Table | Halogen |  | MR | 1 | 50 | Office
Table | Compact Fluorescent |  | Straight Tube | 1 | 15 | Office
Floor lamp | Compact Fluorescent |  | Twist | 1 | 15 | Office
Recessed Can | Incandescent |  | Standard A Lamp | 1 | 25 | Bedroom
Recessed Can | Incandescent |  | Standard A Lamp | 1 | 25 | Family Room
Table | Halogen |  | Other | 1 | 50 | Family Room
Ceiling Fixture | Incandescent |  | Standard A Lamp | 1 | 60 | Family Room
Wall Mount | Compact Fluorescent |  | Twist | 2 | 15 | Bathroom
Ceiling Fixture | Compact Fluorescent |  | Twist | 1 | 15 | Bathroom
Wall Mount | Compact Fluorescent |  | Globe | 8 | 22 | Bathroom
Wall Mount | Incandescent |  | Globe | 5 | 40 | Bathroom
Ceiling Fixture | Compact Fluorescent |  | Twist | 1 | 15 | Bathroom
Wall Mount | Compact Fluorescent |  | Twist | 1 | 15 | Other
Floor lamp | Incandescent |  | Standard A Lamp | 1 | 150 | Family Room
Floor lamp | Compact Fluorescent |  | Twist | 1 | 15 | Family Room
Wall Mount | Compact Fluorescent |  | Twist | 1 | 15 | Family Room
Ceiling Fixture | Compact Fluorescent |  | Twist | 1 | 15 | Family Room
Floor lamp | Compact Fluorescent |  | Twist | 3 | 15 | Family Room
Ceiling Fixture | Linear Fluorescent | 48 | T-12 | 2 | 40 | Garage
Ceiling Fixture | Linear Fluorescent | 48 | T-8 | 2 | 32 | Garage
Garage door opener | Incandescent |  | Standard A Lamp | 1 | 60 | Garage
Ceiling Fixture | Compact Fluorescent |  | Twist | 1 | 15 | Hall
Ceiling Fixture | Compact Fluorescent |  | Twist | 1 | 15 | Hall
Recessed Can | Compact Fluorescent |  | Flood | 1 | 15 | Kitchen
Chandelier (Hanging) | Compact Fluorescent |  | Flood | 1 | 15 | Kitchen
Ceiling Fixture | Incandescent |  | Standard A Lamp | 1 | 60 | Kitchen
Ceiling Fixture | Compact Fluorescent |  | Twist | 1 | 15 | Kitchen
Ceiling Fixture | Compact Fluorescent |  | A shape bulb | 1 | 15 | Laundry Room
Chandelier (Hanging) | Incandescent |  | Globe | 5 | 40 | Living Room
Table | Incandescent |  | 3-Way Incandescent | 1 | 75 | Living Room
Ceiling Fan | Incandescent |  | Standard A Lamp | 3 | 40 | Master Bedroom
Table | Compact Fluorescent |  | Twist | 1 | 15 | Master Bedroom
Table | Incandescent |  | Standard A Lamp | 1 | 60 | Master Bedroom
Ceiling Fixture | Compact Fluorescent |  | Twist | 2 | 15 | Office
Table | Compact Fluorescent |  | Twist | 1 | 22 | Office
Table | Compact Fluorescent |  | Twist | 1 | 15 | Office
Ceiling Fixture | Compact Fluorescent |  | Twist | 1 | 15 | Other
Table | Compact Fluorescent |  | Twist | 1 | 15 | Other
Ceiling Fixture | Compact Fluorescent |  | Twist | 1 | 13 | Closet
Ceiling Fixture | Compact Fluorescent |  | Twist | 1 | 15 | Other
Floor lamp | Compact Fluorescent |  | Twist | 2 | 15 | Other
High bay | Compact Fluorescent |  | Reflector | 1 | 22 | Master Bedroom
Ceiling Fixture | Incandescent |  | Standard A Lamp | 1 | 60 | Bedroom
Wall Mount | Incandescent |  | Standard A Lamp | 3 | 60 | Bathroom
Ceiling Fixture | Linear Fluorescent | 24 | T-8 | 2 | 32 | Garage
Garage door opener | Incandescent |  | Standard A Lamp | 2 | 60 | Garage
Wall Mount | Incandescent |  | Standard A Lamp | 2 | 60 | Bathroom
Recessed Can | Compact Fluorescent |  | Reflector | 1 | 22 | Hall
Ceiling Fixture | Incandescent |  | Standard A Lamp | 1 | 60 | Kitchen
Table | Incandescent |  | Standard A Lamp | 1 | 60 | Living Room
Recessed Can | Compact Fluorescent |  | Twist | 1 | 22 | Hall
Ceiling Fixture | Incandescent |  | Standard A Lamp | 2 | 60 | Family Room
Wall Mount | Compact Fluorescent |  | Twist | 4 | 13 | Bathroom
Ceiling Fixture | Compact Fluorescent |  | Twist | 2 | 13 | Bedroom
Table | Incandescent |  | 3-Way Incandescent | 1 | 100 | Bedroom
Ceiling Fixture | Compact Fluorescent |  | Twist | 2 | 13 | Bedroom
Ceiling Fixture | Compact Fluorescent |  | Twist | 3 | 13 | Bedroom
Table | Compact Fluorescent |  | Twist | 1 | 13 | Bedroom
Ceiling Fixture | Incandescent |  | Standard A Lamp | 1 | 60 | Closet
Chandelier (Hanging) | Incandescent |  | Standard A Lamp | 3 | 75 | Dining Room
Floor lamp | Incandescent |  | 3-Way Incandescent | 1 | 100 | Family Room
Ceiling Fixture | Compact Fluorescent |  | Twist | 1 | 22 | Garage
Ceiling Fixture | Linear Fluorescent | 48 | T-12 | 2 | 40 | Garage
Garage door opener | Incandescent |  | Clear | 1 | 75 | Garage
Ceiling Fixture | Compact Fluorescent |  | Twist | 2 | 13 | Hall
Ceiling Fixture | Compact Fluorescent |  | Twist | 2 | 13 | Hall
Ceiling Fixture | Halogen |  | MR | 4 | 50 | Kitchen
Wall Mount | Halogen |  | Quartz Tube | 2 | 100 | Kitchen
Ceiling Fixture | Compact Fluorescent |  | Twist | 2 | 13 | Laundry Room
Ceiling Fixture | Halogen |  | MR | 4 | 50 | Office
Chandelier (Hanging) | Compact Fluorescent |  | Twist | 3 | 13 | Other
Ceiling Fan | Incandescent |  | Clear | 4 | 60 | Family Room
Recessed Can | Incandescent |  | Reflector | 1 | 65 | Family Room
Ceiling Fixture | Linear Fluorescent | 96 | T-8 | 2 | 75 | Garage
Ceiling Fixture | Linear Fluorescent | 48 | T-8 | 2 | 32 | Garage
Ceiling Fixture | Linear Fluorescent | 48 | T-12 | 2 | 40 | Garage
Ceiling Fixture | Incandescent |  | Standard A Lamp | 1 | 60 | Garage
Ceiling Fixture | Incandescent |  | Standard A Lamp | 1 | 100 | Closet
Ceiling Fixture | Compact Fluorescent |  | Twist | 3 | 23 | Family Room
Ceiling Fixture | Compact Fluorescent |  | Circline (Screw Base) | 1 | 23 | Family Room
Floor lamp | Incandescent |  | 3-Way Incandescent | 1 | 100 | Family Room
Floor lamp | Incandescent |  | 3-Way Incandescent | 1 | 200 | Family Room
Table | Incandescent |  | Standard A Lamp | 1 | 60 | Family Room
Ceiling Fixture | Incandescent |  | Standard A Lamp | 1 | 60 | Laundry Room
Ceiling Fixture | Incandescent |  | Standard A Lamp | 1 | 75 | Garage
Garage door opener | Incandescent |  | Standard A Lamp | 2 | 40 | Garage
Ceiling Fixture | Incandescent |  | Standard A Lamp | 2 | 60 | Garage
Track | Halogen |  | PAR | 4 | 50 | Kitchen
Ceiling Fixture | Incandescent |  | Standard A Lamp | 2 | 60 | Kitchen
Other | Halogen |  | MR | 1 | 25 | Kitchen
Torchiere | Halogen |  | Quartz Tube | 1 | 300 | Living Room
Ceiling Fixture | Incandescent |  | Standard A Lamp | 1 | 75 | Living Room
Ceiling Fixture | Incandescent |  | Standard A Lamp | 1 | 60 | Hall
Wall Mount | Incandescent |  | Standard A Lamp | 3 | 60 | Bathroom
Ceiling Fixture | Incandescent |  | Standard A Lamp | 2 | 40 | Master Bedroom
Table | Incandescent |  | Standard A Lamp | 1 | 150 | Master Bedroom
Ceiling Fixture | Incandescent |  | Standard A Lamp | 2 | 75 | Bedroom
Ceiling Fixture | Incandescent |  | Standard A Lamp | 2 | 60 | Office
Table | Incandescent |  | Standard A Lamp | 1 | 75 | Office
Chandelier (Hanging) | Incandescent |  | Standard A Lamp | 1 | 75 | Hall
Wall Mount | Incandescent |  | Standard A Lamp | 3 | 75 | Bathroom
Ceiling Fixture | Compact Fluorescent |  | Twist | 2 | 15 | Bedroom
Table | Compact Fluorescent |  | Twist | 1 | 15 | Bedroom
Chandelier (Hanging) | Compact Fluorescent |  | Twist | 1 | 15 | Bedroom
Ceiling Fixture | Compact Fluorescent |  | Twist | 2 | 15 | Closet
Chandelier (Hanging) | Incandescent |  | Standard A Lamp | 5 | 60 | Dining Room
Chandelier (Hanging) | Compact Fluorescent |  | Twist | 3 | 15 | Hall
Ceiling Fixture | Compact Fluorescent |  | Twist | 1 | 22 | Garage
Garage door opener | Incandescent |  | Standard A Lamp | 1 | 60 | Garage
Recessed Can | Compact Fluorescent |  | Reflector | 2 | 15 | Kitchen
Ceiling Fixture | Incandescent |  | Standard A Lamp | 2 | 40 | Living Room
Recessed Can | Compact Fluorescent |  | Twist | 1 | 15 | Other
Floor lamp | Halogen |  | Quartz Tube | 1 | 30 | Other
Floor lamp | Compact Fluorescent |  | Twist | 1 | 15 | Living Room
Table | Compact Fluorescent |  | Twist | 1 | 15 | Living Room
Wall Mount | Incandescent |  | Standard A Lamp | 3 | 75 | Bathroom
Ceiling Fixture | Incandescent |  | Decorative | 2 | 60 | Bathroom
Ceiling Fan | Compact Fluorescent |  | Twist | 3 | 15 | Master Bedroom
Wall Mount | Incandescent |  | Standard A Lamp | 2 | 75 | Bathroom
Chandelier (Hanging) | Incandescent |  | Standard A Lamp | 3 | 60 | Hall
Recessed Can | Compact Fluorescent |  | Reflector | 1 | 15 | Family Room
Table | Compact Fluorescent |  | Twist | 2 | 15 | Family Room
Ceiling Fan | Incandescent |  | Standard A Lamp | 1 | 60 | Bedroom
Table | Incandescent |  | Standard A Lamp | 1 | 60 | Bedroom
Ceiling Fixture | Incandescent |  | Standard A Lamp | 2 | 60 | Bedroom
Table | Incandescent |  | Standard A Lamp | 1 | 60 | Bedroom
Wall Mount | Incandescent |  | Clear | 4 | 60 | Bathroom
Ceiling Fixture | Incandescent |  | Standard A Lamp | 1 | 60 | Office
Floor lamp | Incandescent |  | Standard A Lamp | 1 | 60 | Office
Ceiling Fixture | Linear Fluorescent | 48 | T-12 | 2 | 40 | Garage
Garage door opener | Incandescent |  | Standard A Lamp | 1 | 60 | Garage
Ceiling Fixture | Compact Fluorescent |  | A shape bulb | 1 | 22 | Garage
Ceiling Fixture | Compact Fluorescent |  | Twist | 2 | 15 | Master Bedroom
Table | Halogen |  | PAR | 1 | 20 | Master Bedroom
Table | Compact Fluorescent |  | Twist | 1 | 15 | Master Bedroom
Ceiling Fixture | Incandescent |  | Standard A Lamp | 1 | 40 | Closet
Ceiling Fixture | Compact Fluorescent |  | Twist | 2 | 15 | Bathroom
Wall Mount | Incandescent |  | Standard A Lamp | 4 | 60 | Bathroom
Ceiling Fixture | Incandescent |  | Standard A Lamp | 2 | 60 | Hall
Floor lamp | Compact Fluorescent |  | Twist | 2 | 15 | Living Room
Ceiling Fixture | Incandescent |  | Standard A Lamp | 3 | 60 | Dining Room
Ceiling Fixture | Halogen |  | PAR | 1 | 150 | Kitchen
Ceiling Fan | Incandescent |  | Clear | 4 | 60 | Hall
Ceiling Fixture | Incandescent |  | Globe | 1 | 40 | Bathroom
Ceiling Fixture | Compact Fluorescent |  | Twist | 1 | 14 | Bedroom
Table | Incandescent |  | Mini base | 3 | 60 | Bedroom
Ceiling Fixture | Compact Fluorescent |  | Twist | 1 | 14 | Bedroom
Table | Compact Fluorescent |  | Twist | 1 | 14 | Bedroom
Chandelier (Hanging) | Compact Fluorescent |  | Twist | 1 | 14 | Dining Room
Ceiling Fixture | Incandescent |  | Standard A Lamp | 1 | 135 | Garage
Ceiling Fixture | Incandescent |  | Standard A Lamp | 2 | 60 | Garage
Ceiling Fixture | Compact Fluorescent |  | Twist | 1 | 14 | Hall
Ceiling Fixture | Compact Fluorescent |  | Circline (Screw Base) | 1 | 22 | Kitchen
Recessed Can | Incandescent |  | Reflector | 1 | 65 | Kitchen
Chandelier (Hanging) | Compact Fluorescent |  | Twist | 1 | 13 | Kitchen
Ceiling Fan | Compact Fluorescent |  | Twist | 1 | 14 | Living Room
Ceiling Fixture | Compact Fluorescent |  | Twist | 1 | 14 | Living Room
Table | Compact Fluorescent |  | Twist | 2 | 14 | Living Room
Wall Mount | Compact Fluorescent |  | Twist | 3 | 14 | Bathroom
Ceiling Fan | Compact Fluorescent |  | Twist | 2 | 14 | Master Bedroom
Table | Incandescent |  | Globe | 1 | 40 | Master Bedroom
Ceiling Fixture | Incandescent |  | Standard A Lamp | 1 | 60 | Bathroom
Wall Mount | Incandescent |  | Standard A Lamp | 3 | 60 | Bathroom
Ceiling Fixture | Incandescent |  | Standard A Lamp | 1 | 60 | Bathroom
Table | Incandescent |  | Standard A Lamp | 1 | 60 | Bedroom
Ceiling Fan | Incandescent |  | Standard A Lamp | 3 | 65 | Bedroom
Table | Compact Fluorescent |  | Pin base | 1 | 15 | Bedroom
Table | Incandescent |  | Standard A Lamp | 1 | 60 | Bedroom
Ceiling Fan | Incandescent |  | Standard A Lamp | 3 | 60 | Bedroom
Ceiling Fixture | Incandescent |  | Standard A Lamp | 1 | 60 | Closet
Table | Incandescent |  | Standard A Lamp | 1 | 60 | Family Room
Ceiling Fixture | Incandescent |  | Standard A Lamp | 1 | 60 | Family Room
Ceiling Fan | Incandescent |  | Standard A Lamp | 3 | 60 | Family Room
Ceiling Fixture | Incandescent |  | Standard A Lamp | 1 | 60 | Garage
Garage door opener | Incandescent |  | Standard A Lamp | 2 | 60 | Garage
Ceiling Fixture | Incandescent |  | Standard A Lamp | 1 | 60 | Hall
Ceiling Fixture | Incandescent |  | Standard A Lamp | 3 | 60 | Kitchen
Recessed - other | Incandescent |  | Standard A Lamp | 1 | 40 | Kitchen
Ceiling Fixture | Linear Fluorescent | 36 | T-12 | 1 | 40 | Kitchen
Ceiling Fixture | Incandescent |  | Standard A Lamp | 1 | 60 | Laundry Room
Chandelier (Hanging) | Incandescent |  | Standard A Lamp | 5 | 60 | Living Room
Floor lamp | Incandescent |  | Standard A Lamp | 1 | 60 | Living Room
Ceiling Fan | Incandescent |  | Decorative | 3 | 40 | Living Room
Ceiling Fixture | Incandescent |  | Standard A Lamp | 1 | 60 | Living Room
Wall Mount | Incandescent |  | Globe | 8 | 25 | Bathroom
Ceiling Fixture | Incandescent |  | Standard A Lamp | 2 | 100 | Bathroom
Ceiling Fixture | Incandescent |  | Standard A Lamp | 1 | 100 | Hall
Recessed Can | Incandescent |  | Reflector | 1 | 65 | Hall
Recessed Can | Incandescent |  | Reflector | 1 | 65 | Closet
Ceiling Fan | Compact Fluorescent |  | Twist | 4 | 13 | Other
Floor lamp | Incandescent |  | Standard A Lamp | 2 | 100 | Dining Room
Chandelier (Hanging) | Incandescent |  | Reflector | 4 | 65 | Dining Room
Wall Mount | Incandescent |  | Standard A Lamp | 1 | 75 | Other
Recessed Can | Incandescent |  | Reflector | 1 | 65 | Bedroom
Ceiling Fixture | Incandescent |  | Standard A Lamp | 1 | 65 | Bedroom
Floor lamp | Incandescent |  | Decorative | 6 | 25 | Living Room
Floor lamp | Incandescent |  | Decorative | 1 | 25 | Living Room
Table | Incandescent |  | Colored | 1 | 25 | Living Room
Table | Compact Fluorescent |  | Twist | 1 | 13 | Living Room
Recessed Can | Incandescent |  | Reflector | 1 | 65 | Family Room
Recessed Can | Incandescent |  | Reflector | 1 | 30 | Family Room
Wall Mount | Incandescent |  | Standard A Lamp | 3 | 100 | Garage
Ceiling Fan | Incandescent |  | 3-Way Incandescent | 4 | 150 | Bedroom
Table | Compact Fluorescent |  | A shape bulb | 1 | 15 | Bedroom
Ceiling Fan | Incandescent |  | Standard A Lamp | 4 | 60 | Bedroom
Table | Incandescent |  | Colored | 1 | 40 | Bedroom
Recessed Can | Halogen |  | PAR | 1 | 90 | Kitchen
Other | Halogen |  | Other | 1 | 20 | Kitchen
Chandelier (Hanging) | Incandescent |  | Standard A Lamp | 1 | 40 | Kitchen
Recessed Can | Incandescent |  | Reflector | 1 | 30 | Bathroom
Ceiling Fan | Incandescent |  | Standard A Lamp | 4 | 40 | Master Bedroom
Table | Incandescent |  | Standard A Lamp | 1 | 40 | Master Bedroom
Wall Mount | Incandescent |  | Colored | 1 | 40 | Master Bedroom
Low bay | Linear Fluorescent | 12 | T-4 | 1 | 8 | Closet
Recessed Can | Incandescent |  | Reflector | 1 | 65 | Office
Ceiling Fixture | Incandescent |  | Standard A Lamp | 1 | 40 | Hall
Wall Mount | Incandescent |  | Standard A Lamp | 2 | 40 | Bathroom
Wall Mount | Incandescent |  | Standard A Lamp | 2 | 100 | Bathroom
Ceiling Fixture | Incandescent |  | Standard A Lamp | 2 | 75 | Bedroom
Chandelier (Hanging) | Incandescent |  | Decorative | 3 | 40 | Other
Ceiling Fixture | Linear Fluorescent | 48 | T-12 | 2 | 32 | Garage
Recessed Can | Incandescent |  | Reflector | 1 | 65 | Hall
Chandelier (Hanging) | Incandescent |  | Standard A Lamp | 1 | 40 | Kitchen
Recessed Can | Incandescent |  | Reflector | 1 | 65 | Kitchen
Floor lamp | Incandescent |  | Standard A Lamp | 1 | 100 | Living Room
Floor lamp | Incandescent |  | 3-Way Incandescent | 1 | 150 | Living Room
Chandelier (Hanging) | Incandescent |  | Standard A Lamp | 3 | 40 | Living Room
Wall Mount | Incandescent |  | Standard A Lamp | 3 | 40 | Bathroom
Floor lamp | Incandescent |  | Standard A Lamp | 1 | 75 | Master Bedroom
Floor lamp | Incandescent |  | Standard A Lamp | 1 | 60 | Master Bedroom
Floor lamp | Compact Fluorescent |  | Twist | 2 | 23 | Master Bedroom
Ceiling Fixture | Incandescent |  | Standard A Lamp | 2 | 75 | Office
Floor lamp | Incandescent |  | Decorative | 1 | 40 | Office
Recessed Can | Incandescent |  | Standard A Lamp | 1 | 60 | Living Room
Recessed Can | Incandescent |  | Reflector | 1 | 65 | Living Room
Wall Mount | Incandescent |  | Standard A Lamp | 1 | 60 | Bathroom
Ceiling Fixture | Incandescent |  | Standard A Lamp | 3 | 40 | Bathroom
Wall Mount | Incandescent |  | Standard A Lamp | 2 | 40 | Bathroom
Ceiling Fixture | Incandescent |  | Standard A Lamp | 1 | 60 | Bathroom
Wall Mount | Incandescent |  | Standard A Lamp | 2 | 40 | Bathroom
Wall Mount | Incandescent |  | Standard A Lamp | 2 | 40 | Bathroom
Recessed - other | Halogen |  | MR | 2 | 75 | Bathroom
Ceiling Fixture | Incandescent |  | Standard A Lamp | 3 | 60 | Bedroom
Table | Incandescent |  | 3-Way Incandescent | 1 | 75 | Bedroom
Table | Compact Fluorescent |  | Twist | 2 | 15 | Bedroom
Table | Incandescent |  | Standard A Lamp | 2 | 60 | Master Bedroom
Table | Incandescent |  | Standard A Lamp | 1 | 60 | Master Bedroom
Ceiling Fixture | Incandescent |  | Standard A Lamp | 2 | 60 | Bedroom
Table | Incandescent |  | 3-Way Incandescent | 1 | 100 | Bedroom
Ceiling Fixture | Incandescent |  | Standard A Lamp | 2 | 60 | Bedroom
Ceiling Fixture | Incandescent |  | Standard A Lamp | 2 | 60 | Bedroom
Table | Incandescent |  | Standard A Lamp | 1 | 60 | Bedroom
Ceiling Fixture | Incandescent |  | Standard A Lamp | 1 | 60 | Other
Chandelier (Hanging) | Incandescent |  | Decorative | 4 | 40 | Dining Room
Ceiling Fixture | Incandescent |  | Standard A Lamp | 1 | 60 | Other
Ceiling Fixture | Incandescent |  | Standard A Lamp | 1 | 60 | Hall
Ceiling Fixture | Incandescent |  | Standard A Lamp | 2 | 60 | Hall
Chandelier (Hanging) | Incandescent |  | Decorative | 5 | 40 | Hall
Ceiling Fixture | Incandescent |  | Standard A Lamp | 1 | 60 | Hall
Architectural | Linear Fluorescent | 48 | T-8 | 2 | 32 | Hall
Ceiling Fixture | Compact Fluorescent |  | A shape bulb | 1 | 15 | Kitchen
Chandelier (Hanging) | Incandescent |  | Standard A Lamp | 3 | 60 | Kitchen
Chandelier (Hanging) | Compact Fluorescent |  | Twist | 2 | 15 | Kitchen
Chandelier (Hanging) | Incandescent |  | Standard A Lamp | 1 | 60 | Kitchen
Wall Mount | Incandescent |  | Standard A Lamp | 2 | 60 | Kitchen
Ceiling Fixture | Incandescent |  | Standard A Lamp | 1 | 60 | Laundry Room
Torchiere | Halogen |  | Quartz Tube | 1 | 300 | Living Room
Ceiling Fixture | Incandescent |  | Standard A Lamp | 3 | 60 | Office
Ceiling Fixture | Incandescent |  | Standard A Lamp | 2 | 60 | Other
Chandelier (Hanging) | Compact Fluorescent |  | Twist | 4 | 15 | Family Room
Table | Compact Fluorescent |  | Twist | 2 | 19 | Family Room
Recessed Can | Compact Fluorescent |  | Reflector | 1 | 22 | Bathroom
Recessed Can | Incandescent |  | Reflector | 1 | 75 | Bathroom
Table | Compact Fluorescent |  | A shape bulb | 1 | 22 | Bedroom
Table | Compact Fluorescent |  | Twist | 1 | 22 | Bedroom
Table | Compact Fluorescent |  | A shape bulb | 1 | 22 | Bedroom
Ceiling Fixture | Compact Fluorescent |  | Twist | 1 | 22 | Closet
Chandelier (Hanging) | Incandescent |  | Mini base | 6 | 25 | Dining Room
Ceiling Fixture | Incandescent |  | Mini base | 2 | 25 | Hall
Table | Compact Fluorescent |  | Twist | 1 | 15 | Hall
Recessed Can | Incandescent |  | Reflector | 1 | 75 | Family Room
Recessed Can | Compact Fluorescent |  | Reflector | 1 | 22 | Family Room
Ceiling Fixture | Compact Fluorescent |  | Twist | 1 | 22 | Garage
Ceiling Fixture | Incandescent |  | Mini base | 2 | 25 | Hall
Recessed Can | Compact Fluorescent |  | Reflector | 1 | 22 | Kitchen
Recessed Can | Incandescent |  | Reflector | 1 | 75 | Kitchen
Ceiling Fixture | Compact Fluorescent |  | A shape bulb | 1 | 22 | Laundry Room
Ceiling Fixture | Compact Fluorescent |  | Twist | 1 | 22 | Laundry Room
Table | Compact Fluorescent |  | Twist | 1 | 22 | Living Room
Table | Compact Fluorescent |  | A shape bulb | 1 | 22 | Living Room
Floor lamp | Compact Fluorescent |  | Twist | 2 | 15 | Living Room
Floor lamp | Compact Fluorescent |  | Twist | 1 | 22 | Living Room
Torchiere | Incandescent |  | Reflector | 1 | 75 | Bedroom
Table | Compact Fluorescent |  | Twist | 1 | 22 | Master Bedroom
Ceiling Fixture | Compact Fluorescent |  | Twist | 1 | 22 | Other
Table | Incandescent |  | Standard A Lamp | 2 | 60 | Office
Table | Compact Fluorescent |  | Twist | 1 | 22 | Office
Ceiling Fixture | Incandescent |  | Standard A Lamp | 1 | 60 | Office
Table | Incandescent |  | Standard A Lamp | 1 | 60 | Office
Table | Compact Fluorescent |  | Pin base | 1 | 22 | Office
Wall Mount | Compact Fluorescent |  | Twist | 1 | 23 | Closet
Ceiling Fixture | Compact Fluorescent |  | Twist | 1 | 15 | Laundry Room
Ceiling Fixture | Compact Fluorescent |  | Twist | 1 | 22 | Other
Chandelier (Hanging) | Compact Fluorescent |  | Twist | 1 | 15 | Hall
Recessed Can | Incandescent |  | Standard A Lamp | 1 | 65 | Closet
Recessed Can | Compact Fluorescent |  | Reflector | 1 | 15 | Closet
Recessed Can | Incandescent |  | Standard A Lamp | 1 | 65 | Hall
Recessed Can | Incandescent |  | Standard A Lamp | 1 | 65 | Hall
Ceiling Fixture | Incandescent |  | Standard A Lamp | 1 | 60 | Bathroom
Track | Halogen |  | MR | 4 | 40 | Bathroom
Wall Mount | Compact Fluorescent |  | Twist | 1 | 15 | Bathroom
Chandelier (Hanging) | Halogen |  |  | 1 | 50 | Bathroom
Recessed Can | Incandescent |  | Standard A Lamp | 1 | 65 | Bedroom
Table | Halogen |  | Other | 1 | 50 | Bedroom
Chandelier (Hanging) | Incandescent |  | Standard A Lamp | 1 | 40 | Bedroom
Recessed Can | Incandescent |  | Standard A Lamp | 1 | 65 | Other
Recessed Can | Incandescent |  | Reflector | 1 | 65 | Bedroom
Table | Halogen |  | Other | 1 | 20 | Bedroom
Recessed Can | Incandescent |  | Reflector | 1 | 65 | Bedroom
Table | Halogen |  | MR | 1 | 50 | Bedroom
Recessed Can | Incandescent |  | Standard A Lamp | 1 | 65 | Hall
Track | Incandescent |  | Reflector | 1 | 30 | Dining Room
Recessed Can | Incandescent |  | Reflector | 1 | 65 | Dining Room
Recessed Can | Incandescent |  | Standard A Lamp | 1 | 65 | Dining Room
Wall Mount | Incandescent |  | Globe | 1 | 60 | Bathroom
Recessed Can | Incandescent |  | Reflector | 1 | 65 | Kitchen
Ceiling Fixture | Incandescent |  | Reflector | 1 | 250 | Kitchen
Recessed Can | Incandescent |  | Reflector | 1 | 65 | Living Room
Wall Mount | Incandescent |  | Standard A Lamp | 1 | 75 | Living Room
Table | Incandescent |  | Standard A Lamp | 4 | 75 | Living Room
Torchiere | Incandescent |  | Reflector | 1 | 75 | Living Room
Recessed Can | Incandescent |  | Reflector | 1 | 65 | Office
Other | Halogen |  | Other | 1 | 35 | Office
Wall Mount | Incandescent |  | Mini base | 1 | 40 | Bathroom
Ceiling Fan | Incandescent |  | Globe | 4 | 40 | Bathroom
Ceiling Fixture | Compact Fluorescent |  | Twist | 1 | 15 | Bathroom
Recessed Can | Incandescent |  | Reflector | 1 | 75 | Master Bedroom
Table | Incandescent |  | Standard A Lamp | 1 | 100 | Master Bedroom
Torchiere | Incandescent |  | Standard A Lamp | 1 | 65 | Hall
Ceiling Fixture | Linear Fluorescent | 48 | T-12 | 1 | 40 | Garage
Ceiling Fixture | Linear Fluorescent | 48 | T-12 | 2 | 40 | Garage
Garage door opener | Compact Fluorescent |  | Twist | 1 | 15 | Garage
Garage door opener | Incandescent |  | Standard A Lamp | 2 | 60 | Garage
Wall Mount | Incandescent |  | Standard A Lamp | 1 | 60 | Garage
Wall Mount | Incandescent |  | Standard A Lamp | 2 | 60 | Bathroom
Wall Mount | Incandescent |  | Standard A Lamp | 2 | 60 | Bathroom
Ceiling Fixture | Incandescent |  | Standard A Lamp | 2 | 40 | Bedroom
Ceiling Fixture | Compact Fluorescent |  | Twist | 2 | 23 | Bedroom
Ceiling Fixture | Compact Fluorescent |  | Twist | 2 | 23 | Bedroom
Floor lamp | Incandescent |  | Decorative | 1 | 40 | Dining Room
Chandelier (Hanging) | Incandescent |  | Decorative | 5 | 60 | Dining Room
Torchiere | Halogen |  | Quartz Tube | 1 | 100 | Dining Room
Floor lamp | Compact Fluorescent |  | Twist | 1 | 13 | Family Room
Floor lamp | Incandescent |  | Standard A Lamp | 1 | 60 | Family Room
Floor lamp | Incandescent |  | Standard A Lamp | 1 | 38 | Family Room
Ceiling Fan | Incandescent |  | Standard A Lamp | 3 | 40 | Family Room
Ceiling Fixture | Incandescent |  | Standard A Lamp | 1 | 40 | Hall
Recessed Can | Incandescent |  | Reflector | 1 | 65 | Hall
Floor lamp | Incandescent |  | 3-Way Incandescent | 1 | 150 | Kitchen
Floor lamp | Compact Fluorescent |  | Twist | 2 | 23 | Kitchen
Ceiling Fan | Incandescent |  | Standard A Lamp | 3 | 40 | Kitchen
Floor lamp | Compact Fluorescent |  | Twist | 1 | 13 | Kitchen
Ceiling Fixture | Incandescent |  | Standard A Lamp | 3 | 60 | Kitchen
Chandelier (Hanging) | Incandescent |  | Standard A Lamp | 3 | 40 | Kitchen
Recessed Can | Incandescent |  | Reflector | 1 | 65 | Kitchen
Ceiling Fixture | Compact Fluorescent |  | Twist | 2 | 23 | Laundry Room
Floor lamp | Compact Fluorescent |  | Twist | 1 | 23 | Living Room
Floor lamp | Compact Fluorescent |  | Twist | 1 | 13 | Living Room
Ceiling Fixture | Compact Fluorescent |  | Twist | 4 | 13 | Bathroom
Wall Mount | Incandescent |  | Standard A Lamp | 3 | 60 | Bathroom
Recessed Can | Incandescent |  | Reflector | 1 | 65 | Bathroom
Chandelier (Hanging) | Incandescent |  | Decorative | 3 | 40 | Master Bedroom
Floor lamp | Incandescent |  | Decorative | 1 | 60 | Master Bedroom
Ceiling Fixture | Compact Fluorescent |  | Twist | 1 | 13 | Office
Ceiling Fixture | Incandescent |  | Standard A Lamp | 1 | 40 | Office
Ceiling Fan | Compact Fluorescent |  | Twist | 2 | 13 | Office
Ceiling Fixture | Incandescent |  | Standard A Lamp | 1 | 60 | Other
Ceiling Fixture | Incandescent |  | Standard A Lamp | 2 | 40 | Bedroom
Ceiling Fixture | Compact Fluorescent |  | Twist | 1 | 15 | Other
Wall Mount | Incandescent |  | Standard A Lamp | 1 | 40 | Bathroom
Wall Mount | Compact Fluorescent |  | Twist | 2 | 15 | Bedroom
Wall Mount | Compact Fluorescent |  | Twist | 1 | 15 | Bedroom
Table | Incandescent |  | Mini base | 2 | 25 | Bedroom
Wall Mount | Incandescent |  | Standard A Lamp | 1 | 60 | Office
Floor lamp | Compact Fluorescent |  | Twist | 1 | 15 | Office
Chandelier (Hanging) | Incandescent |  | Decorative | 2 | 40 | Dining Room
Wall Mount | Incandescent |  | Standard A Lamp | 1 | 60 | Hall
Ceiling Fixture | Halogen |  | PAR | 1 | 30 | Kitchen
Ceiling Fixture | Compact Fluorescent |  | Circline (Screw Base) | 1 | 22 | Laundry Room
Ceiling Fixture | Halogen |  | MR | 1 | 30 | Family Room
Wall Mount | Incandescent |  | Standard A Lamp | 1 | 40 | Living Room
Floor lamp | Compact Fluorescent |  | Twist | 1 | 15 | Living Room
Wall Mount | Incandescent |  | Standard A Lamp | 1 | 40 | Bathroom
Wall Mount | Incandescent |  | Standard A Lamp | 2 | 60 | Master Bedroom
Table | Compact Fluorescent |  | Twist | 2 | 15 | Master Bedroom
Chandelier (Hanging) | Incandescent |  | Decorative | 1 | 25 | Dining Room
Ceiling Fixture | Halogen |  | MR | 1 | 30 | Dining Room
Wall Mount | Incandescent |  | Standard A Lamp | 1 | 40 | Bathroom
Table | Compact Fluorescent |  | A shape bulb | 1 | 7 | Bathroom
Ceiling Fixture | Incandescent |  | Standard A Lamp | 1 | 65 | Closet
Wall Mount | Incandescent |  | Globe | 1 | 60 | Bathroom
Wall Mount | Incandescent |  | Standard A Lamp | 1 | 60 | Bathroom
Wall Mount | Incandescent |  | Clear | 1 | 60 | Bathroom
Wall Mount | Compact Fluorescent |  | Pin base | 1 | 13 | Bathroom
Ceiling Fixture | Compact Fluorescent |  | A shape bulb | 1 | 15 | Hall
Ceiling Fixture | Compact Fluorescent |  | Straight Tube | 1 | 15 | Hall
Recessed - other | Compact Fluorescent |  | Twist | 1 | 15 | Hall
Ceiling Fixture | Linear Fluorescent | 48 | T-12 | 2 | 40 | Laundry Room
Ceiling Fixture | Compact Fluorescent |  | Straight Tube | 1 | 15 | Family Room
Chandelier (Hanging) | Incandescent |  | Mini base | 2 | 60 | Dining Room
Recessed Can | Incandescent |  | Reflector | 1 | 65 | Family Room
Other | Other |  | Other | 1 | 15 | Family Room
Ceiling Fixture | Compact Fluorescent |  | Twist | 1 | 15 | Hall
Ceiling Fixture | Compact Fluorescent |  | Straight Tube | 1 | 22 | Other
Ceiling Fixture | Linear Fluorescent | 48 | T-12 | 2 | 40 | Kitchen
Recessed - other | Linear Fluorescent | 24 | T-12 | 1 | 20 | Kitchen
Recessed - other | Linear Fluorescent | 36 | T-12 | 1 | 30 | Kitchen
Other | Incandescent |  | Standard A Lamp | 1 | 40 | Kitchen
Ceiling Fan | Compact Fluorescent |  | Straight Tube | 1 | 15 | Living Room
Ceiling Fixture | Compact Fluorescent |  | Twist | 2 | 15 | Master Bedroom
Ceiling Fixture | Compact Fluorescent |  | Twist | 1 | 15 | Closet
Wall Mount | Compact Fluorescent |  | Twist | 1 | 15 | Bedroom
Ceiling Fixture | Compact Fluorescent |  | Straight Tube | 1 | 15 | Closet
Ceiling Fixture | Compact Fluorescent |  | Twist | 1 | 15 | Bedroom
Table | Compact Fluorescent |  | Twist | 1 | 23 | Bedroom
Ceiling Fixture | Incandescent |  | Standard A Lamp | 1 | 60 | Other
Ceiling Fixture | Compact Fluorescent |  | Twist | 1 | 15 | Bathroom
Wall Mount | Compact Fluorescent |  | Twist | 1 | 15 | Bathroom
Ceiling Fixture | Linear Fluorescent | 96 | T-12 | 2 | 32 | Other
Wall Mount | Incandescent |  | Standard A Lamp | 5 | 40 | Bathroom
Ceiling Fixture | Incandescent |  | Standard A Lamp | 1 | 75 | Bedroom
Table | Incandescent |  | Standard A Lamp | 1 | 25 | Bedroom
Ceiling Fixture | Incandescent |  | Standard A Lamp | 2 | 40 | Office
Table | Incandescent |  | Standard A Lamp | 1 | 60 | Office
Ceiling Fixture | Incandescent |  | Standard A Lamp | 3 | 40 | Dining Room
Ceiling Fixture | Linear Fluorescent | 96 | T-12 | 2 | 32 | Garage
Ceiling Fixture | Incandescent |  | Standard A Lamp | 1 | 40 | Hall
Ceiling Fixture | Incandescent |  | Standard A Lamp | 2 | 60 | Kitchen
Table | Compact Fluorescent |  | Twist | 1 | 7 | Living Room
Table | Incandescent |  | Decorative | 1 | 5 | Living Room
Ceiling Fixture | Incandescent |  | Standard A Lamp | 2 | 60 | Bedroom
Ceiling Fixture | Incandescent |  | Standard A Lamp | 1 | 60 | Hall
Wall Mount | Incandescent |  | Standard A Lamp | 1 | 40 | Bathroom
Architectural | Incandescent |  | Standard A Lamp | 1 | 40 | Bathroom
Ceiling Fixture | Incandescent |  | Standard A Lamp | 2 | 40 | Bedroom
Ceiling Fixture | Incandescent |  | Standard A Lamp | 1 | 60 | Hall
Wall Mount | Incandescent |  | Globe | 4 | 40 | Bathroom
Ceiling Fan | Incandescent |  | Standard A Lamp | 1 | 60 | Master Bedroom
Ceiling Fixture | Incandescent |  | Decorative | 1 | 60 | Closet
Chandelier (Hanging) | Incandescent |  | Decorative | 9 | 60 | Dining Room
Ceiling Fan | Incandescent |  | Standard A Lamp | 1 | 100 | Family Room
Garage door opener | Incandescent |  | Standard A Lamp | 1 | 60 | Garage
Ceiling Fixture | Incandescent |  | Standard A Lamp | 2 | 60 | Garage
Recessed Can | Halogen |  | PAR | 1 | 75 | Hall
Recessed Can | Halogen |  | PAR | 1 | 75 | Hall
Recessed Can | Halogen |  | PAR | 1 | 75 | Garage
Chandelier (Hanging) | Halogen |  | MR | 1 | 30 | Garage
Ceiling Fixture | Incandescent |  | Standard A Lamp | 1 | 60 | Kitchen
Track | Incandescent |  | Reflector | 2 | 65 | Other
Torchiere | Incandescent |  | Standard A Lamp | 1 | 60 | Other
Table | Incandescent |  | Standard A Lamp | 1 | 100 | Living Room
Wall Mount | Halogen |  | Quartz Tube | 3 | 30 | Bathroom
Recessed Can | Incandescent |  | Reflector | 1 | 65 | Bathroom
Table | Incandescent |  | Standard A Lamp | 1 | 60 | Master Bedroom
Wall Mount | Incandescent |  | Standard A Lamp | 3 | 40 | Bathroom
Ceiling Fan | Incandescent |  | Standard A Lamp | 1 | 60 | Bathroom
Ceiling Fixture | Compact Fluorescent |  | Twist | 1 | 15 | Bedroom
Table | Incandescent |  | Standard A Lamp | 1 | 60 | Bedroom
Ceiling Fixture | Incandescent |  | Decorative | 1 | 40 | Hall
Chandelier (Hanging) | Compact Fluorescent |  | Twist | 1 | 22 | Kitchen
Ceiling Fixture | Incandescent |  | Standard A Lamp | 2 | 100 | Living Room
Ceiling Fixture | Compact Fluorescent |  | Twist | 1 | 15 | Bedroom
Ceiling Fixture | Incandescent |  | Standard A Lamp | 1 | 40 | Bedroom
Table | Compact Fluorescent |  | Twist | 1 | 15 | Bedroom
Recessed Can | Compact Fluorescent |  | Reflector | 1 | 14 | Bathroom
Wall Mount | Halogen |  | MR | 3 | 50 | Bathroom
Ceiling Fixture | Compact Fluorescent |  | Twist | 1 | 23 | Bathroom
Wall Mount | Compact Fluorescent |  | Twist | 1 | 23 | Bedroom
Ceiling Fixture | Compact Fluorescent |  | Twist | 1 | 23 | Bedroom
Table | Compact Fluorescent |  | Twist | 1 | 13 | Bedroom
Recessed Can | Other |  | LED Interior | 1 | 14 | Family Room
Recessed Can | Incandescent |  | Reflector | 1 | 65 | Family Room
Table | Compact Fluorescent |  | Twist | 1 | 14 | Family Room
Floor lamp | Compact Fluorescent |  | Twist | 1 | 14 | Family Room
Ceiling Fixture | Compact Fluorescent |  | Twist | 1 | 18 | Garage
Ceiling Fixture | Linear Fluorescent | 48 | T-12 | 2 | 40 | Garage
Garage door opener | Compact Fluorescent |  | Twist | 1 | 18 | Garage
Ceiling Fixture | Compact Fluorescent |  | Twist | 1 | 23 | Hall
Ceiling Fixture | Compact Fluorescent |  | Twist | 1 | 23 | Hall
Ceiling Fixture | Compact Fluorescent |  | Reflector | 1 | 23 | Kitchen
Ceiling Fixture | Compact Fluorescent |  | Twist | 1 | 23 | Laundry Room
Recessed Can | Compact Fluorescent |  | Twist | 1 | 23 | Office
Table | Compact Fluorescent |  | Twist | 1 | 13 | Office
Chandelier (Hanging) | Compact Fluorescent |  | Twist | 1 | 23 | Other
Ceiling Fixture | Compact Fluorescent |  | Twist | 1 | 23 | Other
Wall Mount | Incandescent |  | Standard A Lamp | 1 | 60 | Bathroom
Ceiling Fixture | Incandescent |  | Standard A Lamp | 1 | 60 | Hall
Recessed Can | Halogen |  | PAR | 1 | 60 | Living Room
Ceiling Fixture | Incandescent |  | Decorative | 4 | 40 | Living Room
Table | Compact Fluorescent |  | Twist | 1 | 14 | Living Room
Floor lamp | Compact Fluorescent |  | Twist | 1 | 23 | Living Room
Table | Incandescent |  | Standard A Lamp | 1 | 100 | Living Room
Table | Halogen |  | Quartz Tube | 1 | 300 | Living Room
Ceiling Fixture | Incandescent |  | Standard A Lamp | 1 | 60 | Hall
Ceiling Fixture | Compact Fluorescent |  | Twist | 2 | 23 | Bedroom
Ceiling Fan | Compact Fluorescent |  | Twist | 1 | 23 | Dining Room
Wall Mount | Incandescent |  | Globe | 4 | 60 | Bathroom
Ceiling Fixture | Compact Fluorescent |  | Twist | 1 | 23 | Closet
Ceiling Fixture | Compact Fluorescent |  | Twist | 1 | 23 | Garage
High bay | Linear Fluorescent | 48 | T-8 | 2 | 32 | Garage
High bay | Compact Fluorescent |  | Other | 2 | 22 | Garage
Ceiling Fan | Incandescent |  | Decorative | 3 | 40 | Bedroom
Table | Incandescent |  | Standard A Lamp | 1 | 60 | Bedroom
Table | Incandescent |  | Standard A Lamp | 1 | 100 | Bedroom
Ceiling Fixture | Compact Fluorescent |  | Twist | 1 | 23 | Hall
Ceiling Fixture | Compact Fluorescent |  | Twist | 1 | 23 | Hall
Ceiling Fixture | Compact Fluorescent |  | Twist | 1 | 23 | Kitchen
Ceiling Fixture | Compact Fluorescent |  | Twist | 1 | 23 | Laundry Room
Floor lamp | Halogen |  | Quartz Tube | 1 | 300 | Living Room
Floor lamp | Compact Fluorescent |  | Circline (Screw Base) | 1 | 32 | Living Room
Table | Compact Fluorescent |  | Twist | 1 | 23 | Living Room
Wall Mount | Incandescent |  | Standard A Lamp | 2 | 60 | Closet
Ceiling Fan | Compact Fluorescent |  | Other | 1 | 23 | Bedroom
Wall Mount | Incandescent |  | Standard A Lamp | 1 | 60 | Bedroom
Ceiling Fan | Incandescent |  | Clear | 4 | 60 | Office
Table | Compact Fluorescent |  | Twist | 1 | 23 | Office
Ceiling Fixture | Incandescent |  | Standard A Lamp | 1 | 60 | Bathroom
Recessed - other | Incandescent |  | Standard A Lamp | 1 | 60 | Bathroom
Wall Mount | Incandescent |  | Decorative | 2 | 60 | Bathroom
Wall Mount | Incandescent |  | Standard A Lamp | 1 | 60 | Closet
Ceiling Fixture | Halogen |  | Other | 5 | 25 | Dining Room
Ceiling Fixture | Incandescent |  | Standard A Lamp | 1 | 60 | Other
Wall Mount | Incandescent |  | Mini base | 1 | 7 | Other
Torchiere | Halogen |  | Quartz Tube | 1 | 300 | Family Room
Ceiling Fixture | Linear Fluorescent | 48 | T-12 | 2 | 40 | Garage
Ceiling Fixture | Incandescent |  | Standard A Lamp | 1 | 60 | Garage
Wall Mount | Incandescent |  | Standard A Lamp | 1 | 60 | Garage
Torchiere | Incandescent |  | Standard A Lamp | 1 | 60 | Hall
Chandelier (Hanging) | Incandescent |  | Decorative | 5 | 60 | Hall
Chandelier (Hanging) | Incandescent |  | Decorative | 5 | 60 | Hall
Track | Incandescent |  | Reflector | 3 | 65 | Kitchen
Table | Incandescent |  | Decorative | 1 | 67 | Living Room
Table | Incandescent |  | Standard A Lamp | 1 | 40 | Living Room
Wall Mount | Incandescent |  | Standard A Lamp | 1 | 60 | Other
Ceiling Fixture | Incandescent |  | Standard A Lamp | 1 | 60 | Other
Ceiling Fan | Incandescent |  | Standard A Lamp | 1 | 40 | Bedroom
Chandelier (Hanging) | Incandescent |  | Standard A Lamp | 1 | 60 | Office
Ceiling Fan | Incandescent |  | Standard A Lamp | 1 | 60 | Bedroom
Chandelier (Hanging) | Incandescent |  | Standard A Lamp | 1 | 40 | Kitchen
Track | Compact Fluorescent |  | Reflector | 3 | 15 | Kitchen
Track | Incandescent |  | Reflector | 2 | 65 | Kitchen
Ceiling Fixture | Compact Fluorescent |  | Twist | 1 | 15 | Laundry Room
Track | Incandescent |  | Reflector | 2 | 65 | Living Room
Table | Incandescent |  | 3-Way Incandescent | 1 | 75 | Living Room
Table | Incandescent |  | Standard A Lamp | 1 | 40 | Living Room
Ceiling Fixture | Incandescent |  | Standard A Lamp | 2 | 60 | Hall
Ceiling Fan | Incandescent |  | Standard A Lamp | 1 | 60 | Bedroom
Ceiling Fixture | Incandescent |  | Standard A Lamp | 1 | 40 | Bathroom
Track | Compact Fluorescent |  | Twist | 2 | 15 | Bathroom
Ceiling Fan | Incandescent |  | Decorative | 1 | 60 | Office
Floor lamp | Incandescent |  | Standard A Lamp | 1 | 25 | Office
Ceiling Fan | Incandescent |  | Standard A Lamp | 4 | 60 | Master Bedroom
Recessed - other | Incandescent |  | Reflector | 1 | 75 | Bathroom
Recessed - other | Incandescent |  | Heat Lamp | 1 | 250 | Bathroom
Table | Compact Fluorescent |  | Twist | 1 | 15 | Bathroom
Ceiling Fixture | Compact Fluorescent |  | Twist | 2 | 15 | Dining Room
Ceiling Fixture | Linear Fluorescent | 48 | Fluorescent Unknown | 2 | 40 | Garage
Ceiling Fixture | Compact Fluorescent |  | Twist | 1 | 15 | Hall
Ceiling Fixture | Linear Fluorescent | 48 | T-12 | 2 | 40 | Kitchen
Torchiere | Incandescent |  | 3-Way Incandescent | 1 | 150 | Living Room
Table | Compact Fluorescent |  | Twist | 1 | 15 | Living Room
Floor lamp | Compact Fluorescent |  | Twist | 1 | 23 | Living Room
Floor lamp | Compact Fluorescent |  | Twist | 1 | 26 | Living Room
Table | Incandescent |  | Reflector | 1 | 50 | Living Room
Table | Incandescent |  | Clear | 1 | 60 | Living Room
Table | Compact Fluorescent |  | Twist | 1 | 15 | Living Room
Ceiling Fixture | Compact Fluorescent |  | Twist | 2 | 15 | Master Bedroom
Table | Compact Fluorescent |  | Twist | 1 | 23 | Master Bedroom
Ceiling Fixture | Incandescent |  | Standard A Lamp | 1 | 60 | Closet
Ceiling Fixture | Incandescent |  | Standard A Lamp | 1 | 60 | Closet
Ceiling Fixture | Compact Fluorescent |  | Twist | 2 | 15 | Bedroom
Wall Mount | Compact Fluorescent |  | Twist | 3 | 15 | Bathroom
Ceiling Fixture | Compact Fluorescent |  | Twist | 3 | 15 | Bedroom
Floor lamp | Compact Fluorescent |  | Twist | 1 | 15 | Bedroom
Ceiling Fixture | Compact Fluorescent |  | Twist | 2 | 15 | Master Bedroom
Table | Compact Fluorescent |  | Twist | 1 | 15 | Master Bedroom
Ceiling Fixture | Compact Fluorescent |  | Twist | 3 | 15 | Office
Ceiling Fixture | Compact Fluorescent |  | Twist | 1 | 15 | Hall
Ceiling Fixture | Compact Fluorescent |  | Twist | 3 | 15 | Living Room
Ceiling Fixture | Compact Fluorescent |  | Twist | 3 | 15 | Dining Room
Ceiling Fixture | Compact Fluorescent |  | Twist | 1 | 15 | Kitchen
Ceiling Fixture | Compact Fluorescent |  | Twist | 1 | 15 | Garage
Ceiling Fixture | Linear Fluorescent | 48 | T-8 | 2 | 32 | Garage
Garage door opener | Compact Fluorescent |  | Twist | 2 | 15 | Garage
Recessed Can | Compact Fluorescent |  | Twist | 1 | 7 | Laundry Room
Wall Mount | Compact Fluorescent |  | Twist | 4 | 10 | Bathroom
Ceiling Fixture | Compact Fluorescent |  | Twist | 1 | 10 | Bathroom
Floor lamp | Compact Fluorescent |  | Twist | 1 | 15 | Family Room
Recessed Can | Compact Fluorescent |  | Globe | 1 | 15 | Family Room
Recessed Can | Compact Fluorescent |  | Reflector | 1 | 15 | Family Room
Table | Compact Fluorescent |  | Twist | 1 | 15 | Family Room
Chandelier (Hanging) | Compact Fluorescent |  | Twist | 6 | 13 | Dining Room
Ceiling Fixture | Incandescent |  | Mini base | 3 | 60 | Other
Architectural | Compact Fluorescent |  | Twist | 2 | 10 | Other
Architectural | Incandescent |  | Standard A Lamp | 2 | 60 | Other
Architectural | Incandescent |  | Clear | 1 | 40 | Other
Wall Mount | Compact Fluorescent |  | Twist | 3 | 14 | Bathroom
Chandelier (Hanging) | Compact Fluorescent |  | Twist | 1 | 14 | Bathroom
Ceiling Fixture | Incandescent |  | Mini base | 4 | 60 | Bedroom
Recessed Can | Compact Fluorescent |  | Twist | 1 | 15 | Hall
Recessed Can | Compact Fluorescent |  | Reflector | 1 | 15 | Hall
Ceiling Fixture | Compact Fluorescent |  | Twist | 2 | 23 | Kitchen
Recessed Can | Incandescent |  | Reflector | 1 | 65 | Kitchen
Other | Incandescent |  | Standard A Lamp | 2 | 60 | Kitchen
Wall Mount | Incandescent |  | Standard A Lamp | 4 | 40 | Bathroom
Other | Compact Fluorescent |  | Flood | 1 | 15 | Bathroom
Recessed Can | Compact Fluorescent |  | Reflector | 2 | 15 | Master Bedroom
Table | Compact Fluorescent |  | Twist | 1 | 10 | Master Bedroom
Floor lamp | Compact Fluorescent |  | Twist | 1 | 13 | Office
Ceiling Fixture | Incandescent |  | Mini base | 2 | 60 | Office
Chandelier (Hanging) | Incandescent |  | Decorative | 6 | 40 | Hall
Recessed Can | Other |  | LED Interior | 1 | 15 | Hall
Wall Mount | Other |  | LED Interior | 3 | 12 | Bathroom
Ceiling Fixture | Other |  | LED Interior | 2 | 12 | Bathroom
Recessed Can | Other |  | LED Interior | 1 | 12 | Bathroom
Ceiling Fixture | Compact Fluorescent |  | Twist | 2 | 7 | Bedroom
Ceiling Fixture | Incandescent |  | Standard A Lamp | 2 | 40 | Bedroom
Table | Other |  | Other | 1 | 40 | Bedroom
Table | Other |  | LED Interior | 1 | 12 | Bedroom
Recessed Can | Other |  | LED Interior | 1 | 12 | Bathroom
Ceiling Fixture | Other |  | LED Interior | 1 | 12 | Bathroom
Chandelier (Hanging) | Other |  | LED Interior | 3 | 12 | Dining Room
Ceiling Fixture | Incandescent |  | Standard A Lamp | 1 | 100 | Hall
Recessed Can | Other |  | LED Interior | 1 | 12 | Family Room
Table | Incandescent |  | Standard A Lamp | 1 | 25 | Family Room
Table | Compact Fluorescent |  | Twist | 1 | 22 | Family Room
Floor lamp | Compact Fluorescent |  | Twist | 1 | 22 | Family Room
Ceiling Fixture | Compact Fluorescent |  | Twist | 1 | 22 | Garage
Recessed Can | Other |  | LED Interior | 1 | 12 | Hall
Ceiling Fixture | Other |  | LED Interior | 1 | 12 | Hall
Recessed Can | Other |  | LED Interior | 1 | 12 | Kitchen
Ceiling Fixture | Other |  | LED Interior | 1 | 12 | Kitchen
Recessed Can | Other |  | LED Interior | 1 | 12 | Living Room
Table | Compact Fluorescent |  | Twist | 1 | 7 | Living Room
Wall Mount | Other |  | LED Interior | 2 | 12 | Bathroom
Recessed Can | Other |  | LED Interior | 1 | 12 | Bathroom
Ceiling Fixture | Other |  | LED Interior | 1 | 12 | Bathroom
Ceiling Fan | Other |  | LED Interior | 1 | 12 | Master Bedroom
Table | Other |  | LED Interior | 1 | 12 | Master Bedroom
Wall Mount | Incandescent |  | Standard A Lamp | 3 | 60 | Bathroom
Ceiling Fixture | Incandescent |  | Heat Lamp | 1 | 250 | Bathroom
Ceiling Fixture | Incandescent |  | Standard A Lamp | 1 | 60 | Bedroom
Ceiling Fixture | Incandescent |  | Standard A Lamp | 1 | 60 | Bedroom
Ceiling Fan | Incandescent |  | Decorative | 5 | 40 | Dining Room
Ceiling Fixture | Incandescent |  | Standard A Lamp | 1 | 60 | Garage
Ceiling Fixture | Linear Fluorescent | 48 | T-12 | 2 | 40 | Garage
Garage door opener | Incandescent |  | Standard A Lamp | 1 | 40 | Garage
Ceiling Fixture | Incandescent |  | Standard A Lamp | 1 | 60 | Hall
Recessed Can | Incandescent |  | Reflector | 1 | 75 | Kitchen
Ceiling Fixture | Compact Fluorescent |  | Twist | 2 | 15 | Kitchen
Table | Incandescent |  | Standard A Lamp | 1 | 60 | Living Room
Ceiling Fixture | Incandescent |  | Standard A Lamp | 1 | 60 | Living Room
Ceiling Fixture | Incandescent |  | Decorative | 3 | 40 | Bedroom
Ceiling Fixture | Compact Fluorescent |  | Twist | 1 | 15 | Hall
Ceiling Fixture | Compact Fluorescent |  | Twist | 3 | 22 | Kitchen
Ceiling Fixture | Compact Fluorescent |  | Twist | 2 | 15 | Kitchen
Other | Other |  | Other | 1 | 12 | Closet
Ceiling Fixture | Incandescent |  | Decorative | 1 | 60 | Hall
Ceiling Fixture | Incandescent |  | Reflector | 1 | 75 | Bathroom
Ceiling Fan | Compact Fluorescent |  | Twist | 1 | 15 | Dining Room
Ceiling Fixture | Compact Fluorescent |  | Twist | 2 | 15 | Living Room
Table | Compact Fluorescent |  | Twist | 1 | 22 | Living Room
Ceiling Fixture | Compact Fluorescent |  | Twist | 2 | 22 | Master Bedroom
Table | Compact Fluorescent |  | Twist | 1 | 22 | Master Bedroom
Wall Mount | Incandescent |  | Globe | 6 | 40 | Bathroom
Ceiling Fixture | Incandescent |  | Reflector | 1 | 75 | Bathroom
Ceiling Fixture | Compact Fluorescent |  | Twist | 1 | 15 | Bedroom
Wall Mount | Incandescent |  | Globe | 3 | 40 | Bathroom
Ceiling Fixture | Incandescent |  | Standard A Lamp | 1 | 60 | Bedroom
Table | Compact Fluorescent |  | Twist | 1 | 15 | Bedroom
Ceiling Fixture | Incandescent |  | Standard A Lamp | 1 | 60 | Bedroom
Ceiling Fixture | Incandescent |  | Standard A Lamp | 1 | 60 | Closet
Chandelier (Hanging) | Incandescent |  | Standard A Lamp | 4 | 40 | Dining Room
Torchiere | Compact Fluorescent |  | Twist | 1 | 15 | Family Room
Other | Incandescent |  | Standard A Lamp | 1 | 60 | Family Room
Ceiling Fixture | Incandescent |  | Standard A Lamp | 1 | 60 | Hall
Ceiling Fixture | Compact Fluorescent |  | Twist | 1 | 15 | Kitchen
Wall Mount | Incandescent |  | Clear | 5 | 40 | Bathroom
Ceiling Fixture | Incandescent |  | Standard A Lamp | 2 | 60 | Bedroom
Architectural | Incandescent |  | Decorative | 1 | 60 | Closet
Architectural | Incandescent |  | Standard A Lamp | 1 | 75 | Closet
Ceiling Fixture | Linear Fluorescent | 48 | T-12 | 2 | 40 | Garage
Ceiling Fixture | Incandescent |  | Standard A Lamp | 1 | 60 | Hall
Other | Compact Fluorescent |  | A shape bulb | 1 | 13 | Kitchen
Ceiling Fixture | Incandescent |  | Standard A Lamp | 1 | 60 | Kitchen
Table | Compact Fluorescent |  | Twist | 1 | 13 | Living Room
Ceiling Fixture | Incandescent |  | Standard A Lamp | 1 | 60 | Living Room
Ceiling Fixture | Incandescent |  | Standard A Lamp | 2 | 60 | Office
Table | Incandescent |  | Standard A Lamp | 1 | 60 | Office
Wall Mount | Incandescent |  | Decorative | 3 | 25 | Bathroom
Ceiling Fixture | Compact Fluorescent |  | Twist | 2 | 15 | Bedroom
Ceiling Fixture | Compact Fluorescent |  | Twist | 2 | 15 | Bedroom
Chandelier (Hanging) | Incandescent |  | Standard A Lamp | 5 | 60 | Dining Room
Ceiling Fixture | Incandescent |  | Standard A Lamp | 2 | 60 | Family Room
Ceiling Fixture | Incandescent |  | Standard A Lamp | 1 | 60 | Garage
Garage door opener | Incandescent |  | Standard A Lamp | 1 | 60 | Garage
Ceiling Fixture | Linear Fluorescent | 48 | T-12 | 2 | 40 | Garage
Ceiling Fixture | Compact Fluorescent |  | Twist | 2 | 15 | Hall
Chandelier (Hanging) | Compact Fluorescent |  | Twist | 2 | 15 | Kitchen
Recessed Can | Halogen |  | PAR | 1 | 75 | Kitchen
Wall Mount | Other |  | LED Interior | 5 | 12 | Living Room
Floor lamp | Compact Fluorescent |  | A shape bulb | 1 | 15 | Living Room
Ceiling Fixture | Compact Fluorescent |  | Twist | 2 | 15 | Bathroom
Ceiling Fan | Compact Fluorescent |  | Twist | 2 | 15 | Master Bedroom
Wall Mount | Incandescent |  | Globe | 4 | 40 | Bathroom
Wall Mount | Compact Fluorescent |  | A shape bulb | 1 | 15 | Bathroom
Ceiling Fixture | Compact Fluorescent |  | Twist | 1 | 22 | Bathroom
Ceiling Fixture | Incandescent |  | Standard A Lamp | 1 | 60 | Bedroom
Table | Incandescent |  | Standard A Lamp | 1 | 60 | Bedroom
Ceiling Fixture | Compact Fluorescent |  | Twist | 1 | 15 | Bedroom
Ceiling Fixture | Compact Fluorescent |  | Twist | 2 | 15 | Bedroom
Table | Compact Fluorescent |  | Twist | 1 | 15 | Bedroom
Ceiling Fixture | Compact Fluorescent |  | Twist | 2 | 15 | Bedroom
Chandelier (Hanging) | Incandescent |  | Decorative | 5 | 40 | Dining Room
Recessed Can | Compact Fluorescent |  | Twist | 1 | 15 | Family Room
Ceiling Fixture | Compact Fluorescent |  | Twist | 1 | 15 | Garage
Ceiling Fixture | Compact Fluorescent |  | Twist | 2 | 15 | Hall
Ceiling Fixture | Compact Fluorescent |  | Twist | 2 | 22 | Hall
Ceiling Fixture | Compact Fluorescent |  | Twist | 2 | 15 | Kitchen
Ceiling Fixture | Compact Fluorescent |  | Twist | 1 | 15 | Laundry Room
Floor lamp | Compact Fluorescent |  | Twist | 1 | 15 | Living Room
Chandelier (Hanging) | Incandescent |  | Standard A Lamp | 5 | 60 | Hall
Recessed Can | Incandescent |  | Reflector | 1 | 65 | Hall
Ceiling Fixture | Incandescent |  | Standard A Lamp | 2 | 60 | Hall
Chandelier (Hanging) | Incandescent |  | Mini base | 6 | 40 | Dining Room
Other | Linear Fluorescent | 48 | T-12 | 2 | 40 | Dining Room
Chandelier (Hanging) | Incandescent |  | Globe | 1 | 100 | Kitchen
Ceiling Fixture | Incandescent |  | Standard A Lamp | 1 | 60 | Kitchen
Wall Mount | Linear Fluorescent | 24 | T-12 | 1 | 20 | Kitchen
Ceiling Fixture | Incandescent |  | Standard A Lamp | 2 | 60 | Kitchen
Ceiling Fixture | Incandescent |  | Standard A Lamp | 1 | 60 | Garage
Garage door opener | Incandescent |  | Standard A Lamp | 2 | 40 | Garage
Wall Mount | Linear Fluorescent | 48 | T-12 | 1 | 40 | Bathroom
Ceiling Fixture | Incandescent |  | Standard A Lamp | 2 | 60 | Bedroom
Ceiling Fixture | Linear Fluorescent | 96 | T-12 | 2 | 40 | Bedroom
Ceiling Fixture | Linear Fluorescent | 96 | T-12 | 2 | 40 | Garage
Chandelier (Hanging) | Incandescent |  | Mini base | 8 | 60 | Hall
Ceiling Fan | Incandescent |  | Clear | 3 | 40 | Living Room
Table | Incandescent |  | Standard A Lamp | 1 | 100 | Living Room
Floor lamp | Linear Fluorescent | 96 | Fluorescent Other | 2 | 32 | Living Room
Track | Incandescent |  | Mini base | 2 | 65 | Living Room
Ceiling Fixture | Compact Fluorescent |  | Twist | 1 | 15 | Office
Table | Linear Fluorescent | 18 | T-8 | 2 | 16 | Office
Table | Compact Fluorescent |  | Twist | 1 | 22 | Office
Ceiling Fixture | Incandescent |  | Standard A Lamp | 1 | 90 | Other
Wall Mount | Linear Fluorescent | 48 | T-12 | 1 | 40 | Bathroom
Recessed Can | Incandescent |  | Standard A Lamp | 1 | 60 | Bathroom
Wall Mount | Linear Fluorescent | 18 | T-4 | 1 | 20 | Bathroom
Ceiling Fan | Incandescent |  | Standard A Lamp | 2 | 60 | Master Bedroom
Table | Incandescent |  | Standard A Lamp | 1 | 100 | Master Bedroom
Wall Mount | Incandescent |  | Clear | 5 | 40 | Bathroom
Wall Mount | Incandescent |  | Clear | 2 | 40 | Bathroom
Wall Mount | Incandescent |  | Standard A Lamp | 2 | 60 | Bathroom
Ceiling Fixture | Incandescent |  | Standard A Lamp | 1 | 60 | Bathroom
Wall Mount | Incandescent |  | Standard A Lamp | 1 | 75 | Bathroom
Recessed Can | Incandescent |  | Standard A Lamp | 1 | 60 | Bathroom
Recessed Can | Incandescent |  | Standard A Lamp | 1 | 75 | Bedroom
Recessed Can | Incandescent |  | Standard A Lamp | 1 | 75 | Bedroom
Table | Halogen |  | Quartz Tube | 1 | 100 | Bedroom
Table | Halogen |  | MR | 1 | 50 | Bedroom
Ceiling Fixture | Incandescent |  | Standard A Lamp | 1 | 75 | Closet
Chandelier (Hanging) | Incandescent |  | Standard A Lamp | 1 | 100 | Dining Room
Ceiling Fixture | Incandescent |  | Decorative | 5 | 40 | Dining Room
Table | Compact Fluorescent |  | Straight Tube | 1 | 11 | Dining Room
Table | Incandescent |  | 3-Way Incandescent | 1 | 100 | Dining Room
Table | Incandescent |  | Standard A Lamp | 1 | 60 | Dining Room
Ceiling Fixture | Incandescent |  | Standard A Lamp | 1 | 60 | Family Room
Wall Mount | Incandescent |  | Standard A Lamp | 1 | 60 | Family Room
Floor lamp | Compact Fluorescent |  | Twist | 5 | 23 | Family Room
Recessed Can | Incandescent |  | Standard A Lamp | 1 | 60 | Hall
Ceiling Fan | Incandescent |  | Standard A Lamp | 2 | 60 | Hall
Recessed Can | Incandescent |  | Reflector | 1 | 65 | Kitchen
Architectural | Halogen |  | MR | 1 | 8 | Kitchen
Chandelier (Hanging) | Incandescent |  | Standard A Lamp | 1 | 75 | Kitchen
Recessed Can | Incandescent |  | Standard A Lamp | 1 | 60 | Laundry Room
Recessed Can | Incandescent |  | Reflector | 1 | 40 | Master Bedroom
Table | Incandescent |  | Standard A Lamp | 1 | 60 | Master Bedroom
Table | Halogen |  | MR | 1 | 50 | Master Bedroom
Recessed Can | Incandescent |  | Reflector | 1 | 65 | Master Bedroom
Table | Incandescent |  | Standard A Lamp | 1 | 60 | Master Bedroom
Track | Halogen |  | MR | 3 | 50 | Other
Recessed Can | Incandescent |  | Standard A Lamp | 1 | 60 | Other
Floor lamp | Incandescent |  | Standard A Lamp | 1 | 75 | Other
Ceiling Fixture | Incandescent |  | Standard A Lamp | 1 | 60 | Other
Ceiling Fixture | Incandescent |  | Standard A Lamp | 1 | 100 | Bathroom
Ceiling Fixture | Compact Fluorescent |  | Twist | 1 | 26 | Bathroom
Ceiling Fixture | Incandescent |  | Heat Lamp | 3 | 250 | Bathroom
Wall Mount | Linear Fluorescent | 48 | T-12 | 1 | 32 | Bathroom
Ceiling Fixture | Incandescent |  | Heat Lamp | 3 | 250 | Bathroom
Ceiling Fan | Compact Fluorescent |  | Twist | 3 | 23 | Dining Room
Floor lamp | Compact Fluorescent |  | Pin base | 1 | 27 | Dining Room
Ceiling Fixture | Incandescent |  | Standard A Lamp | 1 | 60 | Other
Ceiling Fixture | Compact Fluorescent |  | Twist | 1 | 23 | Hall
Chandelier (Hanging) | Incandescent |  | Standard A Lamp | 1 | 100 | Kitchen
Ceiling Fixture | Compact Fluorescent |  | Twist | 3 | 23 | Kitchen
Ceiling Fan | Compact Fluorescent |  | Twist | 3 | 23 | Living Room
Chandelier (Hanging) | Incandescent |  | Standard A Lamp | 2 | 60 | Office
Ceiling Fixture | Compact Fluorescent |  | Twist | 2 | 23 | Bedroom
Ceiling Fixture | Compact Fluorescent |  | Twist | 2 | 23 | Bedroom
Ceiling Fan | Incandescent |  | Standard A Lamp | 1 | 60 | Bathroom
Recessed Can | Incandescent |  | Reflector | 1 | 65 | Bedroom
Table | Incandescent |  | Standard A Lamp | 1 | 60 | Bedroom
Ceiling Fixture | Compact Fluorescent |  | Twist | 1 | 15 | Closet
Wall Mount | Incandescent |  | Mini base | 1 | 60 | Closet
Wall Mount | Compact Fluorescent |  | Twist | 1 | 15 | Hall
Ceiling Fan | Incandescent |  | Decorative | 4 | 60 | Hall
Recessed Can | Incandescent |  | Reflector | 1 | 65 | Hall
Table | Halogen |  | Other | 3 | 10 | Hall
Ceiling Fixture | Compact Fluorescent |  | Pin base | 1 | 7 | Bathroom
Recessed Can | Incandescent |  | Reflector | 1 | 35 | Bathroom
Table | Incandescent |  | Standard A Lamp | 1 | 25 | Master Bedroom
Table | Incandescent |  | Standard A Lamp | 1 | 60 | Master Bedroom
Table | Compact Fluorescent |  | Twist | 1 | 15 | Master Bedroom
Recessed Can | Incandescent |  | Reflector | 1 | 65 | Master Bedroom
Recessed Can | Compact Fluorescent |  | Reflector | 1 | 15 | Master Bedroom
Recessed Can | Incandescent |  | Reflector | 1 | 65 | Master Bedroom
Ceiling Fixture | Halogen |  | MR | 3 | 35 | Master Bedroom
Wall Mount | Halogen |  | Other | 1 | 10 | Master Bedroom
Recessed Can | Incandescent |  | Reflector | 1 | 65 | Bathroom
Wall Mount | Compact Fluorescent |  | Twist | 3 | 15 | Bathroom
Ceiling Fan | Compact Fluorescent |  | Twist | 1 | 7 | Bathroom
Torchiere | Compact Fluorescent |  | Twist | 1 | 15 | Bedroom
Ceiling Fixture | Incandescent |  | Standard A Lamp | 1 | 60 | Closet
Ceiling Fixture | Incandescent |  | Standard A Lamp | 2 | 60 | Dining Room
Garage door opener | Compact Fluorescent |  | Twist | 1 | 15 | Garage
Ceiling Fixture | Compact Fluorescent |  | Twist | 1 | 15 | Garage
Ceiling Fixture | Incandescent |  | Standard A Lamp | 2 | 60 | Hall
Ceiling Fixture | Linear Fluorescent | 48 | T-12 | 2 | 40 | Kitchen
Wall Mount | Incandescent |  | Mini base | 1 | 25 | Kitchen
Table | Compact Fluorescent |  | Twist | 1 | 23 | Living Room
Floor lamp | Compact Fluorescent |  | Twist | 1 | 15 | Living Room
Ceiling Fan | Incandescent |  | Standard A Lamp | 2 | 60 | Family Room
Table | Incandescent |  | Mini base | 2 | 25 | Family Room
Recessed Can | Incandescent |  | Reflector | 1 | 65 | Laundry Room
Recessed - other | Linear Fluorescent | 48 | T-12 | 2 | 40 | Garage
Recessed Can | Incandescent |  | Reflector | 1 | 65 | Garage
Recessed Can | Compact Fluorescent |  | Reflector | 1 | 15 | Garage
Ceiling Fan | Incandescent |  | Standard A Lamp | 2 | 60 | Other
Ceiling Fixture | Incandescent |  | Standard A Lamp | 2 | 60 | Other
Ceiling Fixture | Linear Fluorescent | 48 | T-12 | 2 | 40 | Other
Ceiling Fixture | Compact Fluorescent |  | Twist | 1 | 20 | Other
Ceiling Fixture | Compact Fluorescent |  | Circline (Screw Base) | 1 | 9 | Other
Table | Incandescent |  | Clear | 1 | 60 | Other
Wall Mount | Incandescent |  | Globe | 4 | 40 | Bathroom
Chandelier (Hanging) | Incandescent |  | Globe | 1 | 60 | Bedroom
Table | Compact Fluorescent |  | Straight Tube | 3 | 17 | Bedroom
Floor lamp | Compact Fluorescent |  | Straight Tube | 1 | 5 | Bedroom
Ceiling Fan | Incandescent |  | Globe | 1 | 60 | Bedroom
Floor lamp | Halogen |  | Quartz Tube | 1 | 100 | Bedroom
Wall Mount | Incandescent |  | Standard A Lamp | 1 | 60 | Bedroom
Ceiling Fixture | Linear Fluorescent | 48 | T-12 | 4 | 40 | Bedroom
Ceiling Fixture | Incandescent |  | Standard A Lamp | 2 | 60 | Bedroom
Table | Incandescent |  | Standard A Lamp | 1 | 60 | Bedroom
Table | Incandescent |  | Standard A Lamp | 1 | 60 | Bedroom
Ceiling Fixture | Incandescent |  | Standard A Lamp | 1 | 60 | Other
Floor lamp | Compact Fluorescent |  | Twist | 1 | 20 | Family Room
Table | Compact Fluorescent |  | Twist | 1 | 15 | Family Room
Table | Compact Fluorescent |  | Twist | 1 | 15 | Family Room
Table | Compact Fluorescent |  | Twist | 1 | 23 | Family Room
Floor lamp | Compact Fluorescent |  | Straight Tube | 1 | 11 | Family Room
Ceiling Fixture | Compact Fluorescent |  | Straight Tube | 1 | 17 | Hall
Chandelier (Hanging) | Compact Fluorescent |  | Straight Tube | 1 | 17 | Kitchen
Ceiling Fixture | Linear Fluorescent | 48 | T-12 | 2 | 40 | Kitchen
Other | Incandescent |  | Standard A Lamp | 1 | 60 | Kitchen
Ceiling Fixture | Incandescent |  | Standard A Lamp | 5 | 60 | Dining Room
Floor lamp | Incandescent |  | Standard A Lamp | 1 | 60 | Dining Room
Ceiling Fixture | Compact Fluorescent |  | Twist | 1 | 23 | Other
Wall Mount | Incandescent |  | Standard A Lamp | 2 | 40 | Bathroom
Recessed - other | Incandescent |  | Standard A Lamp | 1 | 60 | Hall
Ceiling Fixture | Incandescent |  | Standard A Lamp | 1 | 60 | Other
Wall Mount | Halogen |  | Quartz Tube | 1 | 50 | Bathroom
Ceiling Fixture | Linear Fluorescent | 48 | T-8 | 2 | 32 | Closet
Recessed Can | Compact Fluorescent |  | Reflector | 1 | 22 | Dining Room
Recessed Can | Incandescent |  | Reflector | 1 | 65 | Family Room
Garage door opener | Incandescent |  | Standard A Lamp | 1 | 60 | Garage
Ceiling Fixture | Incandescent |  | Standard A Lamp | 1 | 60 | Garage
Chandelier (Hanging) | Incandescent |  | Standard A Lamp | 1 | 60 | Hall
Recessed Can | Compact Fluorescent |  | Reflector | 1 | 22 | Kitchen
Chandelier (Hanging) | Halogen |  | MR | 1 | 20 | Kitchen
Recessed Can | Incandescent |  | Reflector | 1 | 65 | Laundry Room
Recessed Can | Incandescent |  | Reflector | 1 | 65 | Living Room
Table | Incandescent |  | 3-Way Incandescent | 1 | 150 | Living Room
Recessed - other | Linear Fluorescent | 48 | T-12 | 1 | 40 | Living Room
Recessed Can | Incandescent |  | Reflector | 1 | 65 | Bathroom
Wall Mount | Halogen |  | Quartz Tube | 3 | 20 | Bathroom
Recessed Can | Incandescent |  | Reflector | 1 | 65 | Master Bedroom
Recessed Can | Incandescent |  | Reflector | 1 | 65 | Office
Wall Mount | Incandescent |  | Decorative | 1 | 25 | Bathroom
Ceiling Fan | Compact Fluorescent |  | Twist | 1 | 15 | Bathroom
Recessed - other | Incandescent |  | Standard A Lamp | 1 | 60 | Bedroom
Recessed - other | Incandescent |  | Standard A Lamp | 1 | 60 | Hall
Recessed - other | Incandescent |  | Standard A Lamp | 1 | 60 | Office
Wall Mount | Linear Fluorescent | 24 | T-12 | 2 | 15 | Bathroom
Ceiling Fixture | Compact Fluorescent |  | Twist | 1 | 40 | Bathroom
Wall Mount | Incandescent |  | Globe | 4 | 25 | Bathroom
Recessed - other | Incandescent |  | Standard A Lamp | 2 | 40 | Bedroom
Wall Mount | Incandescent |  | Globe | 2 | 60 | Bedroom
Recessed - other | Incandescent |  | Standard A Lamp | 2 | 40 | Bedroom
Ceiling Fixture | Compact Fluorescent |  | Twist | 1 | 15 | Bedroom
Ceiling Fixture | Compact Fluorescent |  | Twist | 4 | 15 | Dining Room
Ceiling Fixture | Linear Fluorescent | 48 | T-12 | 2 | 40 | Family Room
Floor lamp | Compact Fluorescent |  | Twist | 1 | 15 | Family Room
Ceiling Fixture | Linear Fluorescent | 48 | T-12 | 2 | 32 | Other
Ceiling Fixture | Incandescent |  | Standard A Lamp | 1 | 60 | Hall
Recessed - other | Incandescent |  | Standard A Lamp | 2 | 40 | Hall
Ceiling Fixture | Incandescent |  | Globe | 1 | 60 | Kitchen
Recessed - other | Incandescent |  | Standard A Lamp | 1 | 65 | Kitchen
Ceiling Fixture | Compact Fluorescent |  | Twist | 1 | 15 | Laundry Room
Table | Compact Fluorescent |  | Twist | 1 | 22 | Living Room
Ceiling Fixture | Compact Fluorescent |  | Twist | 1 | 15 | Master Bedroom
Table | Incandescent |  | Standard A Lamp | 1 | 60 | Master Bedroom
Ceiling Fixture | Compact Fluorescent |  | Twist | 3 | 15 | Office
Floor lamp | Incandescent |  | Standard A Lamp | 3 | 60 | Office
Ceiling Fixture | Linear Fluorescent | 48 | T-12 | 1 | 40 | Garage
Ceiling Fixture | Compact Fluorescent |  | Twist | 1 | 15 | Hall
Ceiling Fan | Incandescent |  | Standard A Lamp | 1 | 60 | Bathroom
Recessed Can | Incandescent |  | Reflector | 1 | 65 | Bathroom
Wall Mount | Incandescent |  | Standard A Lamp | 5 | 75 | Bathroom
Recessed Can | Incandescent |  | Standard A Lamp | 1 | 75 | Bedroom
Ceiling Fan | Incandescent |  | Standard A Lamp | 2 | 75 | Bedroom
Ceiling Fan | Incandescent |  | Standard A Lamp | 1 | 50 | Bedroom
Recessed Can | Incandescent |  | Standard A Lamp | 1 | 100 | Bedroom
Table | Incandescent |  | Standard A Lamp | 1 | 75 | Bedroom
Recessed Can | Incandescent |  | Reflector | 1 | 65 | Hall
Ceiling Fixture | Incandescent |  | Standard A Lamp | 1 | 65 | Other
Recessed Can | Incandescent |  | Reflector | 1 | 65 | Hall
Recessed Can | Incandescent |  | Reflector | 1 | 75 | Kitchen
Ceiling Fan | Incandescent |  | Standard A Lamp | 1 | 40 | Kitchen
Recessed - other | Compact Fluorescent |  | Twist | 1 | 28 | Hall
Recessed Can | Incandescent |  | Reflector | 1 | 75 | Hall
Ceiling Fan | Compact Fluorescent |  | Twist | 1 | 15 | Living Room
Floor lamp | Incandescent |  | Clear | 3 | 40 | Living Room
Torchiere | Incandescent |  | Standard A Lamp | 1 | 75 | Living Room
Floor lamp | Incandescent |  | Standard A Lamp | 1 | 25 | Living Room
Recessed Can | Incandescent |  | Reflector | 1 | 60 | Hall
Ceiling Fixture | Incandescent |  | Standard A Lamp | 1 | 60 | Other
Ceiling Fan | Incandescent |  | Heat Lamp | 1 | 250 | Bathroom
Recessed - other | Incandescent |  | Standard A Lamp | 1 | 75 | Bathroom
Recessed Can | Halogen |  | PAR | 2 | 75 | Bathroom
Floor lamp | Incandescent |  | Decorative | 1 | 40 | Bedroom
Recessed Can | Halogen |  | PAR | 1 | 75 | Bedroom
Recessed Can | Incandescent |  | Reflector | 1 | 50 | Bedroom
Table | Incandescent |  | Mini base | 1 | 25 | Bedroom
Recessed Can | Halogen |  | PAR | 1 | 75 | Dining Room
Table | Halogen |  | MR | 1 | 30 | Dining Room
Ceiling Fixture | Halogen |  | MR | 1 | 30 | Dining Room
Recessed Can | Halogen |  | MR | 1 | 75 | Hall
Recessed Can | Halogen |  | PAR | 1 | 75 | Hall
Recessed - other | Incandescent |  | Reflector | 1 | 40 | Hall
Chandelier (Hanging) | Incandescent |  | Decorative | 1 | 5 | Kitchen
Ceiling Fan | Halogen |  | MR | 4 | 50 | Kitchen
Recessed Can | Halogen |  | PAR | 1 | 75 | Kitchen
Recessed - other | Other |  | LED Interior | 1 | 7 | Kitchen
Ceiling Fixture | Incandescent |  | Standard A Lamp | 1 | 75 | Laundry Room
Recessed Can | Halogen |  | MR | 1 | 30 | Living Room
Floor lamp | Incandescent |  | Standard A Lamp | 1 | 100 | Living Room
Table | Incandescent |  | Standard A Lamp | 1 | 100 | Living Room
Ceiling Fixture | Incandescent |  | Standard A Lamp | 1 | 75 | Other
Wall Mount | Halogen |  | Other | 1 | 50 | Master Bedroom
Recessed Can | Halogen |  | PAR | 1 | 75 | Living Room
Recessed Can | Halogen |  | MR | 1 | 50 | Living Room
Wall Mount | Incandescent |  | Standard A Lamp | 1 | 60 | Bathroom
Ceiling Fixture | Incandescent |  | Clear | 1 | 250 | Other
Ceiling Fan | Incandescent |  | Standard A Lamp | 1 | 60 | Other
Recessed Can | Halogen |  | PAR | 1 | 75 | Bathroom
Ceiling Fixture | Linear Fluorescent | 48 | T-12 | 2 | 40 | Garage
Ceiling Fixture | Incandescent |  | Standard A Lamp | 1 | 40 | Garage
Ceiling Fixture | Incandescent |  | 3-Way Incandescent | 1 | 200 | Garage
Garage door opener | Incandescent |  | Standard A Lamp | 1 | 60 | Garage
Ceiling Fixture | Compact Fluorescent |  | Twist | 1 | 15 | Kitchen
Ceiling Fixture | Compact Fluorescent |  | Straight Tube | 1 | 22 | Closet
Ceiling Fixture | Compact Fluorescent |  | Twist | 1 | 15 | Laundry Room
Recessed Can | Incandescent |  | Reflector | 1 | 65 | Dining Room
Floor lamp | Compact Fluorescent |  | Twist | 3 | 15 | Living Room
Recessed Can | Incandescent |  | Reflector | 1 | 65 | Living Room
Recessed Can | Incandescent |  | Reflector | 1 | 60 | Hall
Ceiling Fixture | Incandescent |  | Standard A Lamp | 1 | 100 | Hall
Ceiling Fixture | Incandescent |  | Standard A Lamp | 1 | 40 | Bathroom
Recessed Can | Incandescent |  | Reflector | 1 | 65 | Bedroom
Recessed Can | Incandescent |  | Reflector | 1 | 65 | Office
Wall Mount | Incandescent |  | Decorative | 4 | 40 | Bathroom
Chandelier (Hanging) | Incandescent |  | Decorative | 5 | 60 | Family Room
Ceiling Fixture | Incandescent |  | Standard A Lamp | 1 | 100 | Hall
Floor lamp | Incandescent |  | Standard A Lamp | 4 | 100 | Family Room
Table | Incandescent |  | Standard A Lamp | 1 | 150 | Family Room
Ceiling Fixture | Incandescent |  | Standard A Lamp | 1 | 75 | Garage
Garage door opener | Incandescent |  | Standard A Lamp | 2 | 100 | Garage
Ceiling Fixture | Incandescent |  | Standard A Lamp | 1 | 60 | Bedroom
Table | Incandescent |  | 3-Way Incandescent | 1 | 100 | Bedroom
Ceiling Fixture | Incandescent |  | Standard A Lamp | 1 | 100 | Hall
Ceiling Fixture | Incandescent |  | Standard A Lamp | 2 | 75 | Kitchen
Ceiling Fixture | Incandescent |  | Standard A Lamp | 2 | 65 | Family Room
Floor lamp | Compact Fluorescent |  | Twist | 1 | 22 | Family Room
Ceiling Fixture | Incandescent |  | Standard A Lamp | 1 | 60 | Bedroom
Table | Incandescent |  | 3-Way Incandescent | 1 | 100 | Bedroom
Wall Mount | Incandescent |  | Decorative | 3 | 40 | Bathroom
Recessed - other | Incandescent |  | Heat Lamp | 2 | 125 | Bathroom
Wall Mount | Incandescent |  | Decorative | 3 | 40 | Closet
Ceiling Fixture | Incandescent |  | Standard A Lamp | 1 | 60 | Closet
Ceiling Fixture | Incandescent |  | Standard A Lamp | 1 | 60 | Office
Table | Incandescent |  | Standard A Lamp | 2 | 40 | Office
Ceiling Fixture | Incandescent |  | Standard A Lamp | 2 | 60 | Laundry Room
Wall Mount | Incandescent |  | Standard A Lamp | 1 | 75 | Other
Ceiling Fixture | Halogen |  | Quartz Tube | 1 | 100 | Bathroom
Wall Mount | Incandescent |  | Mini base | 2 | 40 | Bathroom
Recessed Can | Incandescent |  | Reflector | 1 | 75 | Hall
Recessed Can | Incandescent |  | Reflector | 1 | 75 | Hall
Recessed Can | Incandescent |  | Standard A Lamp | 1 | 60 | Closet
Recessed Can | Incandescent |  | Standard A Lamp | 1 | 60 | Closet
Recessed - other | Incandescent |  | Standard A Lamp | 1 | 100 | Closet
Chandelier (Hanging) | Incandescent |  | Standard A Lamp | 2 | 60 | Dining Room
Chandelier (Hanging) | Incandescent |  | Standard A Lamp | 1 | 100 | Dining Room
Wall Mount | Incandescent |  | Standard A Lamp | 1 | 100 | Other
Garage door opener | Incandescent |  | Standard A Lamp | 2 | 60 | Garage
Other | Halogen |  | Other | 1 | 20 | Kitchen
Recessed Can | Incandescent |  | Reflector | 1 | 100 | Kitchen
Recessed Can | Incandescent |  | Reflector | 1 | 75 | Kitchen
Wall Mount | Incandescent |  | Clear | 1 | 60 | Laundry Room
Wall Mount | Incandescent |  | Standard A Lamp | 1 | 75 | Laundry Room
Wall Mount | Incandescent |  | Standard A Lamp | 1 | 75 | Laundry Room
Recessed Can | Incandescent |  | Reflector | 1 | 65 | Laundry Room
Table | Incandescent |  | Standard A Lamp | 1 | 75 | Living Room
Wall Mount | Compact Fluorescent |  | Straight Tube | 1 | 15 | Living Room
Wall Mount | Halogen |  | Quartz Tube | 2 | 100 | Bathroom
Table | Incandescent |  | Standard A Lamp | 1 | 40 | Master Bedroom
Wall Mount | Compact Fluorescent |  | Twist | 1 | 15 | Master Bedroom
Wall Mount | Incandescent |  | Standard A Lamp | 1 | 75 | Master Bedroom
Wall Mount | Incandescent |  | Standard A Lamp | 1 | 100 | Other
Wall Mount | Incandescent |  | Standard A Lamp | 1 | 100 | Bedroom
Ceiling Fan | Incandescent |  | Standard A Lamp | 4 | 60 | Dining Room
Wall Mount | Incandescent |  | Globe | 8 | 40 | Bathroom
Ceiling Fixture | Linear Fluorescent | 48 | T-12 | 4 | 40 | Office
Recessed Can | Compact Fluorescent |  | Flood | 1 | 18 | Office
Ceiling Fixture | Linear Fluorescent | 48 | T-12 | 4 | 40 | Office
Track | Incandescent |  | Reflector | 1 | 75 | Bedroom
Chandelier (Hanging) | Halogen |  |  | 8 | 60 | Other
Ceiling Fixture | Compact Fluorescent |  | Circline (Screw Base) | 1 | 18 | Garage
Ceiling Fixture | Compact Fluorescent |  | Twist | 1 | 18 | Garage
Ceiling Fixture | Linear Fluorescent | 48 | T-8 | 2 | 40 | Garage
Ceiling Fixture | Linear Fluorescent | 48 | T-12 | 2 | 40 | Garage
Garage door opener | Incandescent |  | Standard A Lamp | 2 | 60 | Garage
Ceiling Fixture | Incandescent |  | Standard A Lamp | 2 | 40 | Bedroom
Floor lamp | Incandescent |  | 3-Way Incandescent | 1 | 150 | Bedroom
Ceiling Fixture | Incandescent |  | Standard A Lamp | 1 | 60 | Hall
Ceiling Fixture | Halogen |  | PAR | 1 | 75 | Kitchen
Chandelier (Hanging) | Incandescent |  | Decorative | 5 | 60 | Kitchen
Recessed Can | Incandescent |  | Reflector | 1 | 65 | Kitchen
Recessed Can | Compact Fluorescent |  | Flood | 1 | 18 | Living Room
Floor lamp | Halogen |  | Quartz Tube | 1 | 100 | Living Room
Floor lamp | Incandescent |  | 3-Way Incandescent | 1 | 150 | Living Room
Wall Mount | Incandescent |  | Globe | 2 | 60 | Bathroom
Recessed Can | Compact Fluorescent |  | Flood | 1 | 18 | Hall
Wall Mount | Linear Fluorescent | 24 | T-8 | 2 | 40 | Hall
Wall Mount | Incandescent |  | Globe | 16 | 40 | Bathroom
Recessed Can | Compact Fluorescent |  | Flood | 1 | 18 | Bathroom
Ceiling Fixture | Incandescent |  | Heat Lamp | 1 | 100 | Bathroom
Ceiling Fixture | Incandescent |  | Standard A Lamp | 1 | 60 | Bathroom
Floor lamp | Incandescent |  | 3-Way Incandescent | 1 | 150 | Master Bedroom
Ceiling Fixture | Incandescent |  | Standard A Lamp | 1 | 60 | Master Bedroom
Floor lamp | Incandescent |  | Standard A Lamp | 1 | 60 | Master Bedroom
Ceiling Fixture | Incandescent |  | Decorative | 4 | 40 | Office
Floor lamp | Incandescent |  | Standard A Lamp | 1 | 40 | Office
Floor lamp | Compact Fluorescent |  | Straight Tube | 1 | 18 | Office
Floor lamp | Incandescent |  | 3-Way Incandescent | 1 | 150 | Office
Table | Incandescent |  | 3-Way Incandescent | 1 | 100 | Living Room
Floor lamp | Incandescent |  | 3-Way Incandescent | 1 | 100 | Living Room
Ceiling Fixture | Incandescent |  | Standard A Lamp | 1 | 40 | Living Room
Table | Incandescent |  | Standard A Lamp | 1 | 60 | Master Bedroom
Table | Compact Fluorescent |  | Twist | 1 | 22 | Master Bedroom
Ceiling Fixture | Incandescent |  | Standard A Lamp | 1 | 60 | Closet
Wall Mount | Incandescent |  | Clear | 6 | 40 | Bathroom
Ceiling Fixture | Incandescent |  | Heat Lamp | 2 | 250 | Bathroom
Ceiling Fixture | Compact Fluorescent |  | Twist | 1 | 22 | Office
Wall Mount | Incandescent |  | Standard A Lamp | 1 | 60 | Office
Ceiling Fixture | Incandescent |  | Standard A Lamp | 1 | 60 | Garage
Recessed Can | Incandescent |  | Standard A Lamp | 1 | 100 | Kitchen
Other | Halogen |  | PAR | 3 | 30 | Kitchen
Chandelier (Hanging) | Incandescent |  | Mini base | 5 | 60 | Dining Room
Ceiling Fixture | Incandescent |  | Standard A Lamp | 1 | 25 | Living Room
Wall Mount | Incandescent |  | Standard A Lamp | 2 | 60 | Bathroom
Ceiling Fixture | Incandescent |  | Standard A Lamp | 1 | 60 | Closet
Ceiling Fixture | Incandescent |  | Standard A Lamp | 1 | 60 | Closet
Ceiling Fixture | Incandescent |  | Standard A Lamp | 1 | 60 | Hall
Wall Mount | Incandescent |  | Standard A Lamp | 3 | 60 | Bathroom
Ceiling Fixture | Incandescent |  | Heat Lamp | 2 | 250 | Bathroom
Wall Mount | Incandescent |  | Decorative | 3 | 25 | Bathroom
Ceiling Fixture | Incandescent |  | Standard A Lamp | 1 | 60 | Bedroom
Ceiling Fan | Incandescent |  | Standard A Lamp | 2 | 60 | Bedroom
Recessed Can | Incandescent |  | Reflector | 1 | 75 | Dining Room
Ceiling Fixture | Incandescent |  | Standard A Lamp | 2 | 60 | Hall
Recessed Can | Incandescent |  | Reflector | 1 | 65 | Kitchen
Ceiling Fan | Incandescent |  | Standard A Lamp | 1 | 60 | Living Room
Ceiling Fixture | Incandescent |  | Decorative | 3 | 40 | Dining Room
Ceiling Fixture | Incandescent |  | Standard A Lamp | 1 | 60 | Hall
Ceiling Fixture | Linear Fluorescent | 48 | T-12 | 2 | 40 | Garage
Ceiling Fixture | Linear Fluorescent | 48 | T-12 | 1 | 40 | Garage
Ceiling Fixture | Compact Fluorescent |  | Twist | 1 | 15 | Garage
Wall Mount | Incandescent |  | 3-Way Incandescent | 1 | 150 | Garage
Table | Compact Fluorescent |  | Twist | 1 | 15 | Bedroom
Ceiling Fixture | Incandescent |  | Standard A Lamp | 1 | 60 | Hall
Wall Mount | Incandescent |  | Standard A Lamp | 3 | 40 | Bathroom
Ceiling Fixture | Incandescent |  | Standard A Lamp | 2 | 60 | Kitchen
Other | Incandescent |  | Standard A Lamp | 1 | 60 | Kitchen
Table | Incandescent |  | Standard A Lamp | 1 | 40 | Laundry Room
Wall Mount | Incandescent |  | Globe | 3 | 40 | Bathroom
Ceiling Fixture | Incandescent |  | Standard A Lamp | 1 | 60 | Bathroom
Ceiling Fixture | Incandescent |  | Decorative | 3 | 40 | Master Bedroom
Table | Incandescent |  | Mini base | 1 | 40 | Master Bedroom
Ceiling Fixture | Incandescent |  | Standard A Lamp | 2 | 40 | Bedroom
Table | Incandescent |  | Standard A Lamp | 1 | 40 | Bedroom
Ceiling Fixture | Linear Fluorescent | 48 | T-12 | 4 | 40 | Kitchen
Ceiling Fan | Compact Fluorescent |  | Twist | 1 | 15 | Office
Floor lamp | Incandescent |  | Standard A Lamp | 3 | 40 | Office
Ceiling Fixture | Incandescent |  | Standard A Lamp | 1 | 40 | Other
Ceiling Fixture | Incandescent |  | Standard A Lamp | 1 | 60 | Hall
Ceiling Fixture | Incandescent |  | Standard A Lamp | 1 | 75 | Garage
Ceiling Fixture | Linear Fluorescent | 48 | T-12 | 2 | 40 | Other
Floor lamp | Incandescent |  | Standard A Lamp | 1 | 60 | Living Room
Table | Incandescent |  | Mini base | 1 | 40 | Living Room
Chandelier (Hanging) | Incandescent |  | Mini base | 4 | 40 | Living Room
Ceiling Fixture | Incandescent |  | Standard A Lamp | 1 | 75 | Closet
Floor lamp | Incandescent |  | Mini base | 1 | 60 | Bathroom
Ceiling Fixture | Incandescent |  | Standard A Lamp | 3 | 60 | Bathroom
Wall Mount | Incandescent |  | Standard A Lamp | 3 | 75 | Bathroom
Ceiling Fixture | Compact Fluorescent |  | Twist | 2 | 15 | Master Bedroom
Wall Mount | Incandescent |  | Globe | 8 | 40 | Bathroom
Wall Mount | Incandescent |  | Standard A Lamp | 3 | 40 | Bathroom
Wall Mount | Incandescent |  | Standard A Lamp | 3 | 40 | Bathroom
Recessed - other | Incandescent |  | Heat Lamp | 2 | 150 | Bathroom
Recessed - other | Incandescent |  | Standard A Lamp | 1 | 60 | Bathroom
Ceiling Fan | Incandescent |  | Standard A Lamp | 1 | 60 | Family Room
Ceiling Fan | Incandescent |  | Standard A Lamp | 3 | 40 | Master Bedroom
Table | Incandescent |  | Standard A Lamp | 1 | 60 | Master Bedroom
Ceiling Fan | Incandescent |  | Standard A Lamp | 1 | 75 | Bedroom
Table | Incandescent |  | Standard A Lamp | 1 | 60 | Bedroom
Table | Incandescent |  | Standard A Lamp | 1 | 40 | Bedroom
Ceiling Fan | Incandescent |  | Standard A Lamp | 1 | 60 | Bedroom
Table | Incandescent |  | Standard A Lamp | 1 | 60 | Bedroom
Ceiling Fan | Incandescent |  | Standard A Lamp | 1 | 60 | Bedroom
Table | Incandescent |  | Standard A Lamp | 1 | 60 | Bedroom
Ceiling Fixture | Incandescent |  | Standard A Lamp | 1 | 60 | Closet
Chandelier (Hanging) | Incandescent |  | Decorative | 5 | 40 | Dining Room
Ceiling Fixture | Compact Fluorescent |  | Twist | 1 | 28 | Garage
Ceiling Fan | Compact Fluorescent |  | Twist | 1 | 15 | Hall
Recessed Can | Incandescent |  | Reflector | 1 | 65 | Kitchen
Ceiling Fixture | Incandescent |  | Standard A Lamp | 2 | 60 | Laundry Room
Floor lamp | Compact Fluorescent |  | Twist | 1 | 15 | Living Room
Table | Compact Fluorescent |  | Twist | 1 | 15 | Living Room
Recessed Can | Incandescent |  | Reflector | 1 | 65 | Bathroom
Ceiling Fixture | Halogen |  | MR | 1 | 50 | Bathroom
Wall Mount | Incandescent |  | Globe | 3 | 40 | Bathroom
Ceiling Fixture | Incandescent |  | Standard A Lamp | 2 | 60 | Bedroom
Ceiling Fixture | Incandescent |  | Standard A Lamp | 1 | 75 | Bedroom
Ceiling Fixture | Incandescent |  | Reflector | 1 | 65 | Bedroom
Ceiling Fixture | Incandescent |  | Standard A Lamp | 2 | 75 | Bedroom
Table | Compact Fluorescent |  | Twist | 1 | 13 | Bedroom
Chandelier (Hanging) | Incandescent |  | Standard A Lamp | 5 | 75 | Dining Room
Table | Incandescent |  | Standard A Lamp | 1 | 60 | Family Room
Floor lamp | Incandescent |  | 3-Way Incandescent | 1 | 100 | Family Room
Recessed Can | Incandescent |  | Reflector | 1 | 65 | Family Room
Track | Compact Fluorescent |  | Twist | 4 | 14 | Family Room
Recessed Can | Incandescent |  | Reflector | 1 | 65 | Garage
Garage door opener | Incandescent |  | Standard A Lamp | 2 | 40 | Garage
Wall Mount | Linear Fluorescent | 48 | T-12 | 1 | 40 | Garage
Recessed Can | Compact Fluorescent |  | Reflector | 1 | 16 | Hall
Ceiling Fixture | Incandescent |  | Standard A Lamp | 1 | 60 | Hall
Recessed Can | Incandescent |  | Reflector | 1 | 65 | Hall
Recessed Can | Compact Fluorescent |  | Twist | 1 | 14 | Hall
Recessed Can | Incandescent |  | Reflector | 1 | 65 | Kitchen
Ceiling Fixture | Compact Fluorescent |  | Twist | 2 | 20 | Laundry Room
Wall Mount | Incandescent |  | Reflector | 1 | 65 | Other
Ceiling Fixture | Incandescent |  | Standard A Lamp | 1 | 60 | Other
Wall Mount | Compact Fluorescent |  | Twist | 4 | 22 | Bathroom
Ceiling Fixture | Incandescent |  | Reflector | 1 | 250 | Bathroom
Floor lamp | Incandescent |  | Standard A Lamp | 1 | 60 | Bedroom
Ceiling Fixture | Incandescent |  | Standard A Lamp | 1 | 60 | Bedroom
Ceiling Fixture | Compact Fluorescent |  | Flood | 1 | 22 | Garage
Recessed Can | Incandescent |  | Reflector | 1 | 65 | Hall
Ceiling Fixture | Incandescent |  | Standard A Lamp | 3 | 60 | Kitchen
Recessed Can | Incandescent |  | Reflector | 1 | 60 | Kitchen
Ceiling Fixture | Incandescent |  | Mini base | 6 | 25 | Living Room
Recessed Can | Halogen |  | PAR | 1 | 75 | Living Room
Floor lamp | Incandescent |  | Standard A Lamp | 1 | 60 | Living Room
Wall Mount | Incandescent |  | Standard A Lamp | 1 | 60 | Bathroom
Wall Mount | Incandescent |  | Globe | 1 | 40 | Bathroom
Wall Mount | Compact Fluorescent |  | Twist | 2 | 13 | Bathroom
Ceiling Fixture | Compact Fluorescent |  | Flood | 1 | 22 | Bathroom
Recessed Can | Compact Fluorescent |  | Flood | 1 | 15 | Master Bedroom
Recessed Can | Halogen |  | PAR | 1 | 75 | Master Bedroom
Floor lamp | Compact Fluorescent |  | Twist | 1 | 22 | Office
Recessed Can | Halogen |  | PAR | 1 | 30 | Office
Wall Mount | Compact Fluorescent |  | Twist | 4 | 15 | Bathroom
Ceiling Fan | Incandescent |  | Standard A Lamp | 1 | 60 | Bathroom
Wall Mount | Incandescent |  | Standard A Lamp | 3 | 60 | Bathroom
Ceiling Fan | Incandescent |  | Standard A Lamp | 1 | 60 | Bathroom
Wall Mount | Incandescent |  | Clear | 3 | 40 | Bathroom
Ceiling Fixture | Incandescent |  | Standard A Lamp | 1 | 60 | Bedroom
Ceiling Fixture | Incandescent |  | Standard A Lamp | 1 | 60 | Bedroom
Recessed Can | Compact Fluorescent |  | Reflector | 1 | 15 | Bedroom
Chandelier (Hanging) | Incandescent |  | Standard A Lamp | 4 | 60 | Dining Room
Recessed Can | Compact Fluorescent |  | Reflector | 1 | 15 | Family Room
Ceiling Fixture | Incandescent |  | Standard A Lamp | 1 | 60 | Hall
Table | Incandescent |  | Standard A Lamp | 1 | 60 | Hall
Ceiling Fixture | Incandescent |  | Standard A Lamp | 1 | 60 | Hall
Recessed Can | Compact Fluorescent |  | Reflector | 1 | 15 | Hall
Ceiling Fixture | Incandescent |  | Standard A Lamp | 1 | 60 | Kitchen
Chandelier (Hanging) | Halogen |  | MR | 1 | 30 | Kitchen
Ceiling Fixture | Linear Fluorescent | 48 | T-12 | 1 | 32 | Laundry Room
Ceiling Fixture | Incandescent |  | Standard A Lamp | 2 | 60 | Living Room
Track | Halogen |  | MR | 5 | 30 | Family Room
Recessed Can | Incandescent |  | Reflector | 1 | 65 | Family Room
Ceiling Fixture | Incandescent |  | Standard A Lamp | 1 | 60 | Master Bedroom
Ceiling Fixture | Incandescent |  | Mini base | 3 | 25 | Laundry Room
Ceiling Fixture | Compact Fluorescent |  | Twist | 2 | 15 | Living Room
Floor lamp | Compact Fluorescent |  | Twist | 1 | 15 | Living Room
Ceiling Fixture | Compact Fluorescent |  | Twist | 2 | 15 | Hall
Wall Mount | Incandescent |  | Globe | 3 | 40 | Bathroom
Ceiling Fixture | Incandescent |  | Standard A Lamp | 2 | 60 | Bedroom
Ceiling Fixture | Compact Fluorescent |  | Twist | 2 | 15 | Bedroom
Ceiling Fixture | Compact Fluorescent |  | Twist | 2 | 15 | Bedroom
Table | Compact Fluorescent |  | Twist | 1 | 22 | Bedroom
Ceiling Fixture | Compact Fluorescent |  | Twist | 1 | 15 | Garage
Recessed Can | Incandescent |  | Standard A Lamp | 1 | 60 | Family Room
Ceiling Fixture | Compact Fluorescent |  | Twist | 3 | 15 | Other
Table | Incandescent |  | Standard A Lamp | 1 | 60 | Other
Wall Mount | Incandescent |  | Globe | 3 | 40 | Bathroom
Ceiling Fixture | Compact Fluorescent |  | Twist | 1 | 15 | Bedroom
Ceiling Fixture | Compact Fluorescent |  | Twist | 2 | 15 | Bedroom
Floor lamp | Incandescent |  | Standard A Lamp | 3 | 75 | Bedroom
Ceiling Fixture | Compact Fluorescent |  | Twist | 1 | 15 | Closet
Wall Mount | Compact Fluorescent |  | Twist | 1 | 15 | Hall
Ceiling Fixture | Compact Fluorescent |  | Twist | 2 | 15 | Kitchen
Ceiling Fan | Incandescent |  | Decorative | 3 | 25 | Kitchen
Recessed Can | Compact Fluorescent |  | Reflector | 1 | 15 | Kitchen
Chandelier (Hanging) | Incandescent |  | Decorative | 7 | 25 | Other
Floor lamp | Incandescent |  | 3-Way Incandescent | 1 | 100 | Other
Table | Compact Fluorescent |  | Twist | 1 | 15 | Other
Table | Linear Fluorescent | 48 | Fluorescent Other | 1 | 20 | Other
Ceiling Fixture | Incandescent |  | Heat Lamp | 2 | 150 | Bathroom
Wall Mount | Incandescent |  | Decorative | 4 | 65 | Bathroom
Chandelier (Hanging) | Compact Fluorescent |  | Twist | 4 | 15 | Office
Floor lamp | Incandescent |  | 3-Way Incandescent | 1 | 100 | Office
Table | Compact Fluorescent |  | Twist | 3 | 15 | Office
Table | Compact Fluorescent |  | Twist | 1 | 15 | Office
Ceiling Fixture | Incandescent |  | Standard A Lamp | 1 | 60 | Closet
Ceiling Fixture | Incandescent |  | Standard A Lamp | 1 | 75 | Other
Ceiling Fixture | Incandescent |  | Standard A Lamp | 1 | 100 | Other
Ceiling Fixture | Compact Fluorescent |  | Twist | 1 | 15 | Other
Ceiling Fixture | Compact Fluorescent |  | A shape bulb | 1 | 15 | Garage
Chandelier (Hanging) | Incandescent |  | Decorative | 8 | 25 | Dining Room
Table | Incandescent |  | Standard A Lamp | 1 | 65 | Living Room
Floor lamp | Incandescent |  | Standard A Lamp | 1 | 100 | Living Room
Recessed - other | Halogen |  | PAR | 1 | 30 | Living Room
Ceiling Fixture | Incandescent |  | Standard A Lamp | 2 | 40 | Hall
Ceiling Fixture | Incandescent |  | Heat Lamp | 2 | 125 | Bathroom
Wall Mount | Incandescent |  | Decorative | 2 | 25 | Bathroom
Ceiling Fixture | Compact Fluorescent |  | Twist | 1 | 15 | Family Room
Table | Compact Fluorescent |  | Twist | 1 | 15 | Family Room
Table | Incandescent |  | Standard A Lamp | 1 | 60 | Family Room
Ceiling Fixture | Incandescent |  | Standard A Lamp | 1 | 60 | Bedroom
Table | Incandescent |  | Decorative | 1 | 25 | Bedroom
Floor lamp | Incandescent |  | Standard A Lamp | 1 | 60 | Bedroom
Ceiling Fan | Incandescent |  | Decorative | 5 | 25 | Master Bedroom
Table | Incandescent |  | Standard A Lamp | 1 | 100 | Master Bedroom
Table | Incandescent |  | Colored | 1 | 25 | Master Bedroom
Ceiling Fixture | Incandescent |  | Standard A Lamp | 1 | 60 | Closet
Wall Mount | Compact Fluorescent |  | Twist | 3 | 15 | Bathroom
Ceiling Fan | Compact Fluorescent |  | Twist | 2 | 15 | Bathroom
Ceiling Fixture | Compact Fluorescent |  | Twist | 2 | 15 | Bedroom
Ceiling Fixture | Compact Fluorescent |  | Twist | 2 | 15 | Bedroom
Garage door opener | Incandescent |  | Standard A Lamp | 1 | 60 | Garage
Ceiling Fixture | Incandescent |  | Standard A Lamp | 1 | 60 | Hall
Ceiling Fixture | Linear Fluorescent | 48 | T-12 | 2 | 40 | Kitchen
Ceiling Fixture | Incandescent |  | Standard A Lamp | 2 | 60 | Laundry Room
Floor lamp | Halogen |  | Quartz Tube | 1 | 50 | Living Room
Ceiling Fixture | Compact Fluorescent |  | Twist | 2 | 15 | Living Room
Ceiling Fixture | Compact Fluorescent |  | Twist | 2 | 15 | Office
Architectural | Incandescent |  | Standard A Lamp | 1 | 60 | Other
Ceiling Fixture | Incandescent |  | Standard A Lamp | 1 | 75 | Bedroom
Wall Mount | Incandescent |  | Globe | 4 | 40 | Bathroom
Other | Incandescent |  | Mini base | 1 | 5 | Bathroom
Recessed Can | Incandescent |  | Reflector | 1 | 65 | Family Room
Recessed Can | Incandescent |  | Reflector | 1 | 65 | Family Room
Table | Halogen |  | MR | 1 | 20 | Family Room
Ceiling Fixture | Incandescent |  | Standard A Lamp | 2 | 75 | Bedroom
Table | Incandescent |  | Standard A Lamp | 1 | 25 | Bedroom
Ceiling Fixture | Incandescent |  | Standard A Lamp | 1 | 60 | Hall
Chandelier (Hanging) | Compact Fluorescent |  | Twist | 3 | 19 | Kitchen
Low bay | Linear Fluorescent | 24 | T-12 | 1 | 20 | Kitchen
Table | Compact Fluorescent |  | Twist | 1 | 13 | Living Room
Floor lamp | Compact Fluorescent |  | Twist | 1 | 20 | Living Room
Chandelier (Hanging) | Incandescent |  | Decorative | 5 | 60 | Dining Room
Ceiling Fixture | Incandescent |  | Decorative | 1 | 40 | Closet
Recessed Can | Incandescent |  | Reflector | 1 | 65 | Hall
Recessed - other | Incandescent |  | Mini base | 1 | 25 | Hall
Recessed Can | Incandescent |  | Reflector | 1 | 65 | Kitchen
Wall Mount | Incandescent |  | Decorative | 4 | 25 | Bathroom
Recessed Can | Incandescent |  | Reflector | 1 | 65 | Bedroom
Table | Incandescent |  | Decorative | 1 | 25 | Bedroom
Recessed Can | Incandescent |  | Reflector | 1 | 65 | Other
Recessed Can | Incandescent |  | Reflector | 2 | 65 | Family Room
Recessed Can | Incandescent |  | Reflector | 1 | 65 | Hall
Recessed Can | Incandescent |  | Reflector | 1 | 65 | Living Room
Chandelier (Hanging) | Incandescent |  | Mini base | 10 | 25 | Living Room
Wall Mount | Incandescent |  | Mini base | 6 | 25 | Bathroom
Recessed Can | Incandescent |  | Reflector | 1 | 65 | Bathroom
Recessed Can | Incandescent |  | Reflector | 1 | 65 | Bedroom
Table | Incandescent |  | Standard A Lamp | 1 | 60 | Bedroom
Recessed Can | Incandescent |  | Reflector | 1 | 65 | Bathroom
Ceiling Fixture | Incandescent |  | Standard A Lamp | 1 | 60 | Closet
Recessed Can | Incandescent |  | Reflector | 1 | 65 | Hall
Ceiling Fixture | Incandescent |  | Standard A Lamp | 1 | 60 | Laundry Room
Wall Mount | Incandescent |  | Decorative | 1 | 40 | Family Room
Recessed Can | Incandescent |  | Reflector | 1 | 65 | Bathroom
Wall Mount | Incandescent |  | Mini base | 4 | 25 | Bathroom
Recessed Can | Incandescent |  | Reflector | 1 | 65 | Master Bedroom
Table | Incandescent |  | Standard A Lamp | 1 | 60 | Master Bedroom
Recessed Can | Compact Fluorescent |  | Reflector | 1 | 15 | Office
Chandelier (Hanging) | Compact Fluorescent |  | Twist | 6 | 15 | Office
Recessed - other | Incandescent |  | Mini base | 1 | 25 | Hall
Wall Mount | Incandescent |  | Standard A Lamp | 1 | 60 | Other
Chandelier (Hanging) | Compact Fluorescent |  | Twist | 3 | 15 | Dining Room
Recessed Can | Incandescent |  | Reflector | 1 | 65 | Other
Wall Mount | Compact Fluorescent |  | Twist | 4 | 14 | Bathroom
Wall Mount | Incandescent |  | Standard A Lamp | 2 | 40 | Bathroom
Ceiling Fixture | Incandescent |  | Standard A Lamp | 2 | 60 | Bedroom
Ceiling Fixture | Incandescent |  | Standard A Lamp | 1 | 60 | Closet
Ceiling Fixture | Compact Fluorescent |  | Twist | 1 | 14 | Closet
Ceiling Fixture | Compact Fluorescent |  | Twist | 2 | 14 | Dining Room
Ceiling Fixture | Compact Fluorescent |  | Twist | 2 | 14 | Other
Floor lamp | Compact Fluorescent |  | Twist | 1 | 14 | Family Room
Ceiling Fixture | Linear Fluorescent | 48 | T-12 | 4 | 40 | Garage
Ceiling Fixture | Compact Fluorescent |  | Twist | 2 | 15 | Kitchen
Ceiling Fixture | Compact Fluorescent |  | Twist | 1 | 15 | Kitchen
Ceiling Fixture | Incandescent |  | Standard A Lamp | 2 | 60 | Other
Floor lamp | Compact Fluorescent |  | Twist | 1 | 20 | Other
Ceiling Fixture | Compact Fluorescent |  | Twist | 1 | 15 | Laundry Room
Ceiling Fixture | Incandescent |  | Standard A Lamp | 1 | 60 | Master Bedroom
Ceiling Fixture | Incandescent |  | Standard A Lamp | 1 | 60 | Office
Table | Incandescent |  | Standard A Lamp | 1 | 60 | Office
Wall Mount | Compact Fluorescent |  | Twist | 1 | 14 | Other
Ceiling Fixture | Compact Fluorescent |  | Twist | 1 | 23 | Bathroom
Ceiling Fixture | Linear Fluorescent | 48 | T-12 | 2 | 40 | Bathroom
Ceiling Fixture | Compact Fluorescent |  | Globe | 3 | 15 | Bathroom
Ceiling Fixture | Incandescent |  | Reflector | 1 | 65 | Bathroom
Ceiling Fixture | Linear Fluorescent | 48 | T-12 | 1 | 40 | Bathroom
Ceiling Fixture | Linear Fluorescent | 24 | T-12 | 1 | 20 | Bathroom
Chandelier (Hanging) | Incandescent |  | Decorative | 6 | 40 | Dining Room
Track | Incandescent |  | Reflector | 3 | 60 | Other
Table | Compact Fluorescent |  | Twist | 2 | 23 | Family Room
Table | Incandescent |  | Standard A Lamp | 1 | 100 | Family Room
Architectural | Compact Fluorescent |  | Twist | 1 | 13 | Family Room
Recessed Can | Incandescent |  | Reflector | 1 | 65 | Family Room
Ceiling Fixture | Linear Fluorescent | 96 | T-12 | 2 | 75 | Garage
Ceiling Fixture | Linear Fluorescent | 48 | T-12 | 2 | 40 | Garage
Garage door opener | Compact Fluorescent |  | Twist | 1 | 23 | Garage
Ceiling Fixture | Compact Fluorescent |  | Twist | 1 | 13 | Hall
Ceiling Fixture | Compact Fluorescent |  | Twist | 1 | 23 | Hall
Ceiling Fixture | Linear Fluorescent | 48 | T-12 | 1 | 40 | Kitchen
Ceiling Fixture | Linear Fluorescent | 36 | T-12 | 1 | 30 | Kitchen
Ceiling Fixture | Linear Fluorescent | 24 | T-12 | 1 | 20 | Kitchen
Ceiling Fixture | Compact Fluorescent |  | Twist | 1 | 15 | Laundry Room
Table | Incandescent |  | 3-Way Incandescent | 1 | 100 | Living Room
Table | Incandescent |  | Standard A Lamp | 1 | 100 | Master Bedroom
Floor lamp | Compact Fluorescent |  | Straight Tube | 1 | 15 | Master Bedroom
Ceiling Fixture | Linear Fluorescent | 48 | T-12 | 1 | 40 | Office
Ceiling Fixture | Linear Fluorescent | 24 | T-12 | 1 | 20 | Office
Ceiling Fixture | Incandescent |  | Standard A Lamp | 1 | 150 | Office
Table | Incandescent |  | Standard A Lamp | 1 | 100 | Office
Architectural | Linear Fluorescent | 24 | T-12 | 1 | 20 | Office
Ceiling Fixture | Compact Fluorescent |  | Twist | 1 | 23 | Other
Ceiling Fixture | Incandescent |  | Standard A Lamp | 1 | 150 | Other
Table | Linear Fluorescent | 18 | Fluorescent Other | 1 | 8 | Other
Ceiling Fixture | Incandescent |  | Standard A Lamp | 1 | 100 | Other
Table | Incandescent |  | Standard A Lamp | 1 | 100 | Other
Recessed Can | Incandescent |  | Reflector | 1 | 65 | Bathroom
Ceiling Fixture | Incandescent |  | Standard A Lamp | 1 | 60 | Bedroom
Ceiling Fan | Compact Fluorescent |  | Twist | 3 | 15 | Bedroom
Recessed Can | Other |  | LED Interior | 1 | 12 | Dining Room
Recessed - other | Linear Fluorescent | 48 | T-12 | 1 | 40 | Family Room
Chandelier (Hanging) | Incandescent |  | Clear | 3 | 60 | Family Room
Ceiling Fixture | Incandescent |  | Standard A Lamp | 1 | 60 | Family Room
Garage door opener | Incandescent |  | Standard A Lamp | 2 | 60 | Garage
Ceiling Fixture | Incandescent |  | Standard A Lamp | 1 | 100 | Garage
Wall Mount | Incandescent |  | Standard A Lamp | 2 | 60 | Hall
Wall Mount | Incandescent |  | Standard A Lamp | 1 | 40 | Hall
Chandelier (Hanging) | Incandescent |  | Standard A Lamp | 1 | 60 | Kitchen
Recessed Can | Incandescent |  | Reflector | 1 | 65 | Kitchen
Recessed Can | Halogen |  | PAR | 1 | 75 | Laundry Room
Wall Mount | Incandescent |  | Mini base | 3 | 25 | Laundry Room
Recessed Can | Incandescent |  | Reflector | 1 | 65 | Living Room
Recessed Can | Incandescent |  | Reflector | 1 | 65 | Bathroom
Chandelier (Hanging) | Incandescent |  | Clear | 4 | 40 | Master Bedroom
Ceiling Fan | Incandescent |  | Standard A Lamp | 3 | 60 | Office
Table | Incandescent |  | Standard A Lamp | 1 | 60 | Office
Ceiling Fixture | Linear Fluorescent | 48 | T-12 | 2 | 32 | Other
Ceiling Fixture | Incandescent |  | Standard A Lamp | 1 | 60 | Other
Wall Mount | Compact Fluorescent |  | Twist | 1 | 13 | Bathroom
Ceiling Fixture | Incandescent |  | Clear | 1 | 60 | Bathroom
Ceiling Fixture | Compact Fluorescent |  | Twist | 1 | 23 | Other
Floor lamp | Compact Fluorescent |  | Straight Tube | 1 | 18 | Other
Ceiling Fixture | Compact Fluorescent |  | Twist | 2 | 23 | Bedroom
Other | Incandescent |  | Mini base | 3 | 15 | Bedroom
Ceiling Fixture | Compact Fluorescent |  | Twist | 1 | 23 | Bedroom
Table | Compact Fluorescent |  | Twist | 1 | 13 | Bedroom
Chandelier (Hanging) | Incandescent |  | Clear | 4 | 100 | Dining Room
Ceiling Fixture | Compact Fluorescent |  | Twist | 2 | 13 | Other
Ceiling Fixture | Compact Fluorescent |  | Twist | 1 | 13 | Hall
Ceiling Fixture | Compact Fluorescent |  | Twist | 2 | 13 | Kitchen
Architectural | Linear Fluorescent | 24 | T-8 | 1 | 17 | Kitchen
Ceiling Fixture | Incandescent |  | Heat Lamp | 1 | 250 | Laundry Room
Table | Compact Fluorescent |  | Twist | 2 | 13 | Living Room
Wall Mount | Compact Fluorescent |  | Twist | 1 | 13 | Bathroom
Ceiling Fixture | Incandescent |  | Heat Lamp | 1 | 150 | Bathroom
Chandelier (Hanging) | Incandescent |  | Decorative | 2 | 40 | Other
High bay | Linear Fluorescent | 48 | T-12 | 2 | 25 | Family Room
Table | Linear Fluorescent | 12 | T-4 | 2 | 16 | Family Room
Table | Compact Fluorescent |  | Twist | 1 | 23 | Family Room
Wall Mount | Incandescent |  | Clear | 4 | 60 | Bathroom
Recessed - other | Incandescent |  | Reflector | 1 | 100 | Bathroom
Recessed - other | Incandescent |  | Heat Lamp | 1 | 150 | Bathroom
Ceiling Fixture | Incandescent |  | Standard A Lamp | 1 | 60 | Bathroom
Wall Mount | Incandescent |  | Clear | 3 | 60 | Bathroom
Ceiling Fixture | Incandescent |  | Standard A Lamp | 2 | 60 | Bathroom
Ceiling Fixture | Incandescent |  | Standard A Lamp | 1 | 60 | Closet
Table | Incandescent |  | Standard A Lamp | 1 | 60 | Dining Room
Floor lamp | Incandescent |  | Standard A Lamp | 1 | 150 | Dining Room
Floor lamp | Incandescent |  | Mini base | 3 | 25 | Dining Room
Ceiling Fan | Incandescent |  | Mini base | 3 | 40 | Dining Room
Table | Compact Fluorescent |  | Twist | 1 | 13 | Dining Room
Table | Compact Fluorescent |  | Twist | 1 | 23 | Dining Room
Recessed Can | Incandescent |  | Reflector | 1 | 65 | Dining Room
Ceiling Fixture | Incandescent |  | Mini base | 3 | 40 | Hall
High bay | Linear Fluorescent | 48 | T-12 | 2 | 40 | Garage
Ceiling Fixture | Incandescent |  | Reflector | 1 | 75 | Garage
Garage door opener | Incandescent |  | Standard A Lamp | 1 | 60 | Garage
Ceiling Fan | Compact Fluorescent |  | A shape bulb | 2 | 15 | Bedroom
Ceiling Fan | Incandescent |  | Standard A Lamp | 1 | 60 | Bedroom
Table | Incandescent |  | 3-Way Incandescent | 1 | 100 | Bedroom
Table | Compact Fluorescent |  | A shape bulb | 1 | 15 | Bedroom
Ceiling Fixture | Incandescent |  | Standard A Lamp | 1 | 60 | Hall
Ceiling Fixture | Incandescent |  | Standard A Lamp | 1 | 60 | Hall
Ceiling Fixture | Compact Fluorescent |  | Twist | 2 | 13 | Hall
Recessed Can | Incandescent |  | Reflector | 1 | 65 | Kitchen
Ceiling Fixture | Other |  | High Pressure Sodium | 1 | 100 | Kitchen
Ceiling Fixture | Incandescent |  | Standard A Lamp | 3 | 60 | Kitchen
Table | Compact Fluorescent |  | Twist | 2 | 15 | Kitchen
Ceiling Fixture | Incandescent |  | Standard A Lamp | 2 | 60 | Laundry Room
High bay | Linear Fluorescent | 48 | T-12 | 2 | 30 | Laundry Room
Wall Mount | Compact Fluorescent |  | Twist | 3 | 15 | Bathroom
Ceiling Fixture | Compact Fluorescent |  | Twist | 3 | 13 | Bathroom
Ceiling Fixture | Compact Fluorescent |  | Twist | 3 | 15 | Master Bedroom
Table | Incandescent |  | Standard A Lamp | 1 | 60 | Master Bedroom
Floor lamp | Incandescent |  | 3-Way Incandescent | 1 | 70 | Office
Ceiling Fan | Incandescent |  | Standard A Lamp | 3 | 60 | Office
Wall Mount | Halogen |  | Quartz Tube | 1 | 75 | Office
Table | Incandescent |  | Standard A Lamp | 1 | 60 | Office
Table | Compact Fluorescent |  | Twist | 1 | 13 | Office
Wall Mount | Incandescent |  | Standard A Lamp | 1 | 60 | Bathroom
Wall Mount | Compact Fluorescent |  | Twist | 1 | 15 | Bathroom
Floor lamp | Other |  | LED Interior | 1 | 1 | Family Room
Table | Incandescent |  | 3-Way Incandescent | 1 | 100 | Family Room
Chandelier (Hanging) | Incandescent |  | Decorative | 5 | 25 | Dining Room
Ceiling Fixture | Linear Fluorescent | 48 | T-12 | 2 | 40 | Garage
Table | Incandescent |  | Standard A Lamp | 1 | 60 | Garage
Ceiling Fixture | Incandescent |  | Standard A Lamp | 1 | 100 | Bedroom
Wall Mount | Incandescent |  | Standard A Lamp | 3 | 40 | Bathroom
Wall Mount | Incandescent |  | Standard A Lamp | 1 | 60 | Bathroom
Ceiling Fixture | Incandescent |  | Standard A Lamp | 1 | 60 | Hall
Ceiling Fixture | Incandescent |  | Standard A Lamp | 1 | 52 | Hall
Other | Incandescent |  | Mini base | 1 | 40 | Kitchen
Recessed Can | Incandescent |  | Standard A Lamp | 2 | 100 | Kitchen
Recessed Can | Incandescent |  | Reflector | 1 | 65 | Kitchen
Ceiling Fixture | Incandescent |  | Standard A Lamp | 1 | 60 | Dining Room
Recessed Can | Incandescent |  | Reflector | 1 | 65 | Dining Room
Table | Incandescent |  | 3-Way Incandescent | 1 | 50 | Living Room
Ceiling Fixture | Incandescent |  | Standard A Lamp | 2 | 40 | Living Room
Ceiling Fixture | Incandescent |  | Standard A Lamp | 1 | 75 | Living Room
Wall Mount | Compact Fluorescent |  | Twist | 1 | 20 | Bathroom
Table | Incandescent |  | Standard A Lamp | 1 | 100 | Master Bedroom
Table | Incandescent |  | Standard A Lamp | 1 | 100 | Master Bedroom
Ceiling Fixture | Incandescent |  | Standard A Lamp | 2 | 60 | Master Bedroom
Ceiling Fixture | Incandescent |  | Standard A Lamp | 3 | 60 | Master Bedroom
Ceiling Fixture | Other |  | Metal Halide | 1 | 275 | Other
Ceiling Fixture | Incandescent |  | Reflector | 1 | 65 | Other
Ceiling Fan | Incandescent |  | Decorative | 2 | 25 | Bathroom
Wall Mount | Compact Fluorescent |  | Twist | 3 | 15 | Bathroom
Ceiling Fan | Compact Fluorescent |  | Twist | 1 | 15 | Bedroom
Chandelier (Hanging) | Compact Fluorescent |  | Twist | 3 | 15 | Dining Room
Ceiling Fixture | Compact Fluorescent |  | Twist | 2 | 15 | Family Room
Ceiling Fixture | Compact Fluorescent |  | Twist | 2 | 15 | Laundry Room
Ceiling Fixture | Halogen |  | Quartz Tube | 2 | 50 | Kitchen
Other | Halogen |  | MR | 1 | 20 | Kitchen
Ceiling Fixture | Compact Fluorescent |  | Twist | 1 | 22 | Laundry Room
Ceiling Fan | Compact Fluorescent |  | Twist | 1 | 22 | Master Bedroom
Ceiling Fixture | Compact Fluorescent |  | Twist | 2 | 15 | Office
Wall Mount | Compact Fluorescent |  | Twist | 2 | 15 | Bathroom
Ceiling Fixture | Compact Fluorescent |  | Twist | 2 | 15 | Bathroom
Wall Mount | Incandescent |  | Decorative | 5 | 40 | Bathroom
Ceiling Fixture | Compact Fluorescent |  | Twist | 2 | 15 | Bedroom
Table | Compact Fluorescent |  | Twist | 1 | 22 | Bedroom
Ceiling Fixture | Compact Fluorescent |  | Twist | 2 | 15 | Bedroom
Table | Compact Fluorescent |  | Twist | 3 | 15 | Bedroom
Ceiling Fixture | Compact Fluorescent |  | Twist | 2 | 15 | Bedroom
Ceiling Fan | Incandescent |  | Standard A Lamp | 4 | 60 | Bedroom
Chandelier (Hanging) | Compact Fluorescent |  | Other | 8 | 7 | Bedroom
Ceiling Fixture | Incandescent |  | Standard A Lamp | 1 | 60 | Closet
Ceiling Fixture | Linear Fluorescent | 48 | T-12 | 2 | 40 | Closet
Ceiling Fixture | Linear Fluorescent | 48 | T-12 | 2 | 40 | Garage
Garage door opener | Incandescent |  | Standard A Lamp | 2 | 60 | Garage
Ceiling Fixture | Compact Fluorescent |  | Twist | 2 | 15 | Hall
Chandelier (Hanging) | Incandescent |  | Decorative | 9 | 40 | Hall
Table | Incandescent |  | Standard A Lamp | 3 | 60 | Hall
Wall Mount | Incandescent |  | Decorative | 1 | 40 | Kitchen
Ceiling Fixture | Compact Fluorescent |  | Twist | 1 | 15 | Kitchen
Ceiling Fan | Incandescent |  | Standard A Lamp | 1 | 60 | Kitchen
Chandelier (Hanging) | Incandescent |  | Standard A Lamp | 2 | 60 | Kitchen
Chandelier (Hanging) | Compact Fluorescent |  | Twist | 5 | 15 | Kitchen
Table | Compact Fluorescent |  | Twist | 1 | 15 | Kitchen
Table | Compact Fluorescent |  | Twist | 4 | 15 | Kitchen
Table | Incandescent |  | Decorative | 1 | 40 | Kitchen
Recessed - other | Incandescent |  | Reflector | 1 | 40 | Kitchen
Recessed Can | Compact Fluorescent |  | Twist | 1 | 15 | Kitchen
Ceiling Fixture | Compact Fluorescent |  | Twist | 1 | 15 | Laundry Room
Wall Mount | Incandescent |  | Decorative | 1 | 40 | Living Room
Chandelier (Hanging) | Incandescent |  | Decorative | 6 | 40 | Living Room
Table | Compact Fluorescent |  | Twist | 3 | 15 | Living Room
Ceiling Fixture | Incandescent |  | Standard A Lamp | 3 | 40 | Kitchen
Recessed Can | Incandescent |  | Reflector | 1 | 65 | Kitchen
Ceiling Fixture | Incandescent |  | Standard A Lamp | 1 | 40 | Kitchen
Other | Linear Fluorescent | 48 | T-8 | 1 | 32 | Kitchen
Track | Incandescent |  | Reflector | 2 | 65 | Laundry Room
Recessed Can | Incandescent |  | Reflector | 1 | 65 | Closet
Recessed Can | Incandescent |  | Reflector | 1 | 65 | Hall
Wall Mount | Incandescent |  | Standard A Lamp | 1 | 60 | Master Bedroom
Recessed Can | Incandescent |  | Reflector | 1 | 65 | Master Bedroom
Table | Incandescent |  | Standard A Lamp | 1 | 15 | Master Bedroom
Recessed Can | Incandescent |  | Reflector | 1 | 65 | Bathroom
Wall Mount | Incandescent |  | Standard A Lamp | 4 | 60 | Bathroom
Recessed Can | Incandescent |  | Reflector | 1 | 65 | Office
Track | Incandescent |  | Reflector | 3 | 65 | Hall
Recessed Can | Incandescent |  | Reflector | 1 | 65 | Bathroom
Ceiling Fixture | Compact Fluorescent |  | Twist | 1 | 22 | Garage
Garage door opener | Incandescent |  | Standard A Lamp | 2 | 60 | Garage
Track | Halogen |  | MR | 3 | 50 | Garage
Recessed Can | Incandescent |  | Reflector | 1 | 65 | Dining Room
Chandelier (Hanging) | Incandescent |  | Standard A Lamp | 3 | 60 | Dining Room
Wall Mount | Incandescent |  | Standard A Lamp | 1 | 40 | Dining Room
Recessed Can | Incandescent |  | Reflector | 1 | 65 | Hall
Wall Mount | Incandescent |  | Standard A Lamp | 1 | 60 | Living Room
Ceiling Fixture | Incandescent |  | Standard A Lamp | 1 | 60 | Living Room
Recessed Can | Incandescent |  | Reflector | 1 | 65 | Living Room
Ceiling Fixture | Linear Fluorescent | 24 | T-8 | 1 | 16 | Closet
Ceiling Fixture | Incandescent |  | Standard A Lamp | 3 | 60 | Bedroom
Ceiling Fixture | Incandescent |  | Standard A Lamp | 3 | 60 | Bedroom
Wall Mount | Incandescent |  | Standard A Lamp | 4 | 60 | Bathroom
Recessed Can | Incandescent |  | Reflector | 1 | 65 | Bathroom
Ceiling Fixture | Incandescent |  | Standard A Lamp | 3 | 60 | Bedroom
Wall Mount | Incandescent |  | Globe | 3 | 40 | Bathroom
Recessed - other | Compact Fluorescent |  | Reflector | 1 | 22 | Bathroom
Track | Halogen |  | MR | 3 | 30 | Bedroom
Table | Other |  | LED Interior | 1 | 7 | Bedroom
Ceiling Fixture | Linear Fluorescent | 96 | T-12 | 2 | 60 | Garage
Ceiling Fixture | Incandescent |  | Standard A Lamp | 1 | 60 | Hall
Recessed Can | Compact Fluorescent |  | Reflector | 1 | 22 | Kitchen
Ceiling Fixture | Incandescent |  | Standard A Lamp | 2 | 60 | Laundry Room
Ceiling Fixture | Incandescent |  | Standard A Lamp | 2 | 60 | Living Room
Floor lamp | Other |  | LED Interior | 1 | 12 | Living Room
Track | Halogen |  | MR | 3 | 20 | Office
Wall Mount | Incandescent |  | Globe | 4 | 40 | Bathroom
Ceiling Fixture | Compact Fluorescent |  | Twist | 1 | 22 | Bedroom
Table | Incandescent |  | Mini base | 1 | 25 | Bedroom
Ceiling Fixture | Compact Fluorescent |  | Twist | 1 | 22 | Bedroom
Ceiling Fixture | Compact Fluorescent |  | Twist | 1 | 22 | Dining Room
Table | Compact Fluorescent |  | Twist | 1 | 22 | Dining Room
Ceiling Fixture | Compact Fluorescent |  | Twist | 1 | 15 | Garage
Ceiling Fixture | Compact Fluorescent |  | Pin base | 1 | 22 | Hall
Ceiling Fixture | Compact Fluorescent |  | Twist | 1 | 22 | Kitchen
Recessed - other | Linear Fluorescent | 12 | T-5 | 1 | 16 | Kitchen
Wall Mount | Compact Fluorescent |  | Twist | 2 | 15 | Closet
Ceiling Fixture | Compact Fluorescent |  | Twist | 1 | 22 | Laundry Room
Floor lamp | Compact Fluorescent |  | Twist | 3 | 15 | Laundry Room
Table | Compact Fluorescent |  | Twist | 1 | 15 | Laundry Room
Table | Compact Fluorescent |  | Straight Tube | 2 | 22 | Laundry Room
Ceiling Fixture | Compact Fluorescent |  | Twist | 1 | 22 | Living Room
Chandelier (Hanging) | Compact Fluorescent |  | Twist | 1 | 15 | Living Room
Ceiling Fixture | Compact Fluorescent |  | Twist | 1 | 22 | Bedroom
Ceiling Fixture | Compact Fluorescent |  | Twist | 1 | 15 | Other
Ceiling Fixture | Compact Fluorescent |  | Twist | 1 | 22 | Bedroom
Table | Compact Fluorescent |  | Twist | 1 | 7 | Bedroom
Table | Compact Fluorescent |  | Twist | 1 | 15 | Bedroom
Recessed Can | Compact Fluorescent |  | Twist | 1 | 15 | Kitchen
Ceiling Fixture | Incandescent |  | Standard A Lamp | 1 | 60 | Kitchen
Wall Mount | Compact Fluorescent |  | Twist | 3 | 15 | Bathroom
Ceiling Fixture | Halogen |  | MR | 3 | 50 | Hall
Chandelier (Hanging) | Halogen |  | MR | 5 | 50 | Family Room
Table | Incandescent |  | Standard A Lamp | 1 | 60 | Family Room
Table | Incandescent |  | 3-Way Incandescent | 1 | 199 | Family Room
Wall Mount | Incandescent |  | Standard A Lamp | 1 | 60 | Other
Ceiling Fixture | Compact Fluorescent |  | Twist | 3 | 15 | Other
Floor lamp | Linear Fluorescent | 48 | Fluorescent Unknown | 1 | 25 | Other
Ceiling Fixture | Compact Fluorescent |  | Twist | 1 | 22 | Office
Table | Compact Fluorescent |  | Twist | 1 | 22 | Office
Ceiling Fixture | Incandescent |  | Standard A Lamp | 1 | 60 | Closet
Ceiling Fixture | Incandescent |  | Globe | 1 | 40 | Dining Room
Wall Mount | Incandescent |  | Globe | 4 | 40 | Bathroom
Ceiling Fan | Incandescent |  | Standard A Lamp | 3 | 60 | Living Room
Table | Compact Fluorescent |  | Twist | 1 | 22 | Living Room
Floor lamp | Incandescent |  | 3-Way Incandescent | 2 | 100 | Living Room
Ceiling Fixture | Incandescent |  | Standard A Lamp | 3 | 40 | Hall
Ceiling Fan | Incandescent |  | Decorative | 4 | 40 | Master Bedroom
Table | Compact Fluorescent |  | Twist | 1 | 15 | Master Bedroom
Ceiling Fixture | Incandescent |  | Standard A Lamp | 1 | 60 | Closet
Wall Mount | Compact Fluorescent |  | Globe | 4 | 9 | Bathroom
Ceiling Fixture | Compact Fluorescent |  | Twist | 1 | 15 | Laundry Room
Wall Mount | Incandescent |  | Decorative | 2 | 40 | Bathroom
Ceiling Fixture | Compact Fluorescent |  | Circline (Screw Base) | 1 | 15 | Bathroom
Chandelier (Hanging) | Incandescent |  | Decorative | 10 | 40 | Dining Room
Ceiling Fan | Compact Fluorescent |  | Twist | 4 | 13 | Kitchen
Ceiling Fixture | Incandescent |  | Standard A Lamp | 1 | 60 | Laundry Room
Floor lamp | Incandescent |  | Standard A Lamp | 1 | 60 | Living Room
Floor lamp | Compact Fluorescent |  | Pin base | 1 | 15 | Living Room
Chandelier (Hanging) | Incandescent |  | Standard A Lamp | 1 | 60 | Living Room
Ceiling Fixture | Incandescent |  | Standard A Lamp | 1 | 60 | Bathroom
Wall Mount | Incandescent |  | Decorative | 2 | 40 | Bathroom
Ceiling Fixture | Incandescent |  | Standard A Lamp | 1 | 60 | Master Bedroom
Ceiling Fixture | Incandescent |  | Standard A Lamp | 1 | 40 | Closet
Ceiling Fixture | Incandescent |  | Standard A Lamp | 1 | 60 | Hall
Ceiling Fixture | Incandescent |  | Standard A Lamp | 1 | 60 | Bedroom
Ceiling Fixture | Incandescent |  | Standard A Lamp | 2 | 60 | Bedroom
Floor lamp | Incandescent |  | Standard A Lamp | 1 | 60 | Bedroom
Ceiling Fixture | Compact Fluorescent |  | Twist | 1 | 15 | Dining Room
Ceiling Fan | Compact Fluorescent |  | Twist | 1 | 15 | Dining Room
Ceiling Fixture | Compact Fluorescent |  | Twist | 1 | 22 | Garage
Ceiling Fixture | Incandescent |  | Reflector | 1 | 150 | Garage
Ceiling Fixture | Compact Fluorescent |  | Twist | 1 | 15 | Hall
Wall Mount | Compact Fluorescent |  | Twist | 5 | 15 | Bathroom
Ceiling Fixture | Compact Fluorescent |  | Twist | 1 | 15 | Bedroom
Ceiling Fixture | Compact Fluorescent |  | Twist | 2 | 15 | Kitchen
Ceiling Fixture | Compact Fluorescent |  | Pin base | 1 | 13 | Laundry Room
Torchiere | Compact Fluorescent |  | Twist | 1 | 15 | Living Room
Ceiling Fixture | Compact Fluorescent |  | Twist | 1 | 15 | Master Bedroom
Wall Mount | Incandescent |  | Standard A Lamp | 3 | 40 | Bathroom
Ceiling Fixture | Compact Fluorescent |  | Twist | 2 | 14 | Bedroom
Ceiling Fixture | Compact Fluorescent |  | Twist | 2 | 15 | Other
Chandelier (Hanging) | Incandescent |  | Globe | 1 | 50 | Hall
Floor lamp | Halogen |  | Other | 1 | 75 | Hall
Ceiling Fixture | Linear Fluorescent | 48 | T-8 | 2 | 32 | Other
Recessed Can | Incandescent |  | Reflector | 1 | 65 | Hall
Ceiling Fixture | Halogen |  | PAR | 1 | 50 | Hall
Ceiling Fixture | Linear Fluorescent | 36 | T-5 | 1 | 21 | Other
Ceiling Fixture | Incandescent |  | Standard A Lamp | 1 | 40 | Bathroom
Other | Linear Fluorescent | 36 | T-5 | 1 | 21 | Bathroom
Wall Mount | Halogen |  |  | 1 | 50 | Bathroom
Wall Mount | Halogen |  |  | 1 | 50 | Bathroom
Wall Mount | Halogen |  | Other | 3 | 17 | Bathroom
Recessed Can | Incandescent |  | Reflector | 1 | 65 | Closet
Chandelier (Hanging) | Incandescent |  | Globe | 1 | 40 | Closet
Wall Mount | Linear Fluorescent | 36 | T-5 | 1 | 21 | Dining Room
Chandelier (Hanging) | Incandescent |  | Standard A Lamp | 1 | 75 | Dining Room
Other | Linear Fluorescent | 36 | T-5 | 1 | 21 | Dining Room
Other | Halogen |  | Other | 3 | 17 | Dining Room
Recessed Can | Incandescent |  | Reflector | 1 | 65 | Hall
Recessed Can | Incandescent |  | Reflector | 1 | 65 | Hall
Track | Halogen |  | MR | 6 | 50 | Family Room
Wall Mount | Compact Fluorescent |  | Twist | 1 | 15 | Family Room
Ceiling Fixture | Linear Fluorescent | 48 | T-8 | 2 | 32 | Garage
Garage door opener | Incandescent |  | Standard A Lamp | 2 | 60 | Garage
Garage door opener | Incandescent |  | Standard A Lamp | 2 | 60 | Garage
Recessed Can | Incandescent |  | Reflector | 1 | 65 | Hall
Recessed Can | Incandescent |  | Reflector | 1 | 65 | Hall
Table | Incandescent |  | Reflector | 1 | 100 | Kitchen
Ceiling Fixture | Incandescent |  | Globe | 1 | 100 | Kitchen
Ceiling Fixture | Incandescent |  | Globe | 1 | 40 | Kitchen
Low bay | Linear Fluorescent | 36 | T-5 | 1 | 21 | Kitchen
Architectural | Halogen |  | Other | 3 | 17 | Kitchen
Architectural | Halogen |  | Other | 1 | 17 | Kitchen
Architectural | Halogen |  | MR | 1 | 35 | Kitchen
Table | Incandescent |  | Reflector | 1 | 35 | Kitchen
Ceiling Fixture | Linear Fluorescent | 48 | T-8 | 2 | 32 | Closet
Wall Mount | Incandescent |  | Globe | 1 | 60 | Hall
Ceiling Fixture | Incandescent |  | Globe | 1 | 40 | Hall
Wall Mount | Linear Fluorescent | 48 | T-8 | 2 | 32 | Laundry Room
Other | Halogen |  | Other | 3 | 17 | Laundry Room
Recessed Can | Incandescent |  | Reflector | 1 | 65 | Laundry Room
Wall Mount | Incandescent |  | Reflector | 1 | 30 | Laundry Room
Recessed Can | Incandescent |  | Reflector | 1 | 65 | Living Room
Wall Mount | Halogen |  |  | 1 | 50 | Master Bedroom
Recessed Can | Incandescent |  | Other | 1 | 18 | Master Bedroom
Recessed Can | Compact Fluorescent |  | Reflector | 1 | 15 | Office
Recessed Can | Incandescent |  | Reflector | 1 | 65 | Office
Recessed Can | Incandescent |  | Reflector | 1 | 65 | Bathroom
Wall Mount | Halogen |  | Other | 3 | 17 | Bathroom
Wall Mount | Halogen |  | Other | 3 | 17 | Bathroom
Wall Mount | Halogen |  | Other | 3 | 17 | Bathroom
Other | Linear Fluorescent | 36 | T-5 | 1 | 21 | Bathroom
Recessed Can | Incandescent |  | Reflector | 1 | 65 | Bedroom
Recessed Can | Incandescent |  | Reflector | 1 | 65 | Bedroom
Table | Halogen |  | Other | 1 | 50 | Bedroom
Recessed Can | Incandescent |  | Reflector | 1 | 65 | Bathroom
Wall Mount | Halogen |  | Other | 3 | 17 | Bathroom
Wall Mount | Linear Fluorescent | 36 | T-5 | 1 | 21 | Closet
Wall Mount | Incandescent |  | Reflector | 1 | 65 | Hall
Ceiling Fixture | Incandescent |  | Standard A Lamp | 1 | 60 | Other
Wall Mount | Linear Fluorescent | 24 | T-12 | 1 | 40 | Bathroom
Ceiling Fixture | Compact Fluorescent |  | Twist | 2 | 15 | Bedroom
Ceiling Fixture | Compact Fluorescent |  | Twist | 1 | 15 | Closet
Chandelier (Hanging) | Compact Fluorescent |  | Twist | 3 | 15 | Dining Room
Ceiling Fixture | Compact Fluorescent |  | Twist | 2 | 15 | Hall
Ceiling Fixture | Compact Fluorescent |  | Twist | 2 | 15 | Kitchen
Ceiling Fixture | Compact Fluorescent |  | Twist | 1 | 15 | Laundry Room
Floor lamp | Compact Fluorescent |  | Twist | 1 | 15 | Living Room
Wall Mount | Incandescent |  | Standard A Lamp | 1 | 60 | Bathroom
Ceiling Fixture | Compact Fluorescent |  | Twist | 1 | 15 | Bedroom
Ceiling Fixture | Linear Fluorescent | 12 | Fluorescent Other | 2 | 32 | Bedroom
Wall Mount | Compact Fluorescent |  | Decorative | 3 | 7 | Bathroom
Ceiling Fixture | Incandescent |  | Clear | 1 | 60 | Hall
Recessed Can | Incandescent |  | Reflector | 1 | 45 | Kitchen
Ceiling Fixture | Incandescent |  | Standard A Lamp | 1 | 40 | Laundry Room
Recessed Can | Incandescent |  | Reflector | 1 | 45 | Living Room
Table | Compact Fluorescent |  | Twist | 1 | 15 | Living Room
Chandelier (Hanging) | Incandescent |  | Decorative | 5 | 40 | Living Room
Chandelier (Hanging) | Incandescent |  | Decorative | 6 | 40 | Master Bedroom
Table | Compact Fluorescent |  | Twist | 1 | 15 | Master Bedroom
Ceiling Fixture | Compact Fluorescent |  | Twist | 2 | 15 | Office
Table | Incandescent |  | Mini base | 1 | 40 | Office
Ceiling Fixture | Incandescent |  | Globe | 1 | 100 | Other
Ceiling Fixture | Incandescent |  | Standard A Lamp | 2 | 40 | Bedroom
Floor lamp | Compact Fluorescent |  | Twist | 1 | 13 | Bedroom
Ceiling Fixture | Incandescent |  | Clear | 1 | 60 | Bathroom
Wall Mount | Incandescent |  | Clear | 4 | 40 | Bathroom
Wall Mount | Incandescent |  | Clear | 5 | 40 | Bathroom
Ceiling Fixture | Incandescent |  | Standard A Lamp | 2 | 60 | Bathroom
Ceiling Fixture | Compact Fluorescent |  | Twist | 2 | 15 | Bedroom
Ceiling Fixture | Linear Fluorescent | 24 | T-12 | 2 | 32 | Bedroom
Floor lamp | Incandescent |  | 3-Way Incandescent | 1 | 150 | Bedroom
Chandelier (Hanging) | Incandescent |  | Decorative | 4 | 25 | Other
Track | Incandescent |  | Globe | 4 | 100 | Family Room
Wall Mount | Incandescent |  | Standard A Lamp | 1 | 60 | Family Room
Torchiere | Compact Fluorescent |  | Twist | 1 | 42 | Family Room
Ceiling Fixture | Linear Fluorescent | 48 | T-12 | 2 | 32 | Hall
Ceiling Fixture | Incandescent |  | Decorative | 2 | 60 | Hall
Ceiling Fixture | Linear Fluorescent | 48 | T-12 | 2 | 32 | Kitchen
Floor lamp | Incandescent |  | Standard A Lamp | 1 | 100 | Living Room
Floor lamp | Compact Fluorescent |  | Twist | 2 | 15 | Living Room
Ceiling Fixture | Compact Fluorescent |  | Twist | 2 | 15 | Office
Ceiling Fixture | Incandescent |  | Standard A Lamp | 1 | 60 | Closet
Recessed Can | Compact Fluorescent |  | Reflector | 1 | 15 | Laundry Room
Wall Mount | Compact Fluorescent |  | Twist | 4 | 15 | Bathroom
Ceiling Fixture | Compact Fluorescent |  | Twist | 1 | 15 | Bedroom
Ceiling Fan | Compact Fluorescent |  | Twist | 2 | 15 | Bedroom
Ceiling Fixture | Compact Fluorescent |  | Twist | 1 | 15 | Other
Ceiling Fixture | Linear Fluorescent | 48 | T-12 | 2 | 40 | Other
Ceiling Fixture | Compact Fluorescent |  | Twist | 1 | 15 | Kitchen
Ceiling Fan | Compact Fluorescent |  | Twist | 3 | 15 | Living Room
Wall Mount | Incandescent |  | Globe | 4 | 40 | Bathroom
Ceiling Fixture | Incandescent |  | Standard A Lamp | 12 | 60 | Bedroom
Floor lamp | Incandescent |  | 3-Way Incandescent | 1 | 150 | Bedroom
Chandelier (Hanging) | Incandescent |  | Mini base | 5 | 60 | Dining Room
Ceiling Fixture | Incandescent |  | Standard A Lamp | 1 | 60 | Kitchen
Ceiling Fixture | Compact Fluorescent |  | Twist | 1 | 15 | Laundry Room
Torchiere | Compact Fluorescent |  | Twist | 1 | 13 | Living Room
Table | Incandescent |  | Globe | 1 | 40 | Living Room
Ceiling Fixture | Compact Fluorescent |  | Twist | 1 | 15 | Master Bedroom
Floor lamp | Incandescent |  | Mini base | 3 | 60 | Master Bedroom
Wall Mount | Incandescent |  | Standard A Lamp | 1 | 60 | Bathroom
Wall Mount | Incandescent |  | Standard A Lamp | 1 | 60 | Other
Chandelier (Hanging) | Incandescent |  | Globe | 3 | 60 | Dining Room
Ceiling Fixture | Incandescent |  | Standard A Lamp | 2 | 60 | Hall
Ceiling Fixture | Linear Fluorescent | 48 | T-8 | 2 | 32 | Garage
Ceiling Fan | Incandescent |  | Standard A Lamp | 1 | 60 | Bathroom
Ceiling Fixture | Halogen |  | Quartz Tube | 1 | 300 | Hall
Recessed Can | Incandescent |  | Reflector | 1 | 75 | Kitchen
Recessed Can | Incandescent |  | Reflector | 1 | 50 | Kitchen
Chandelier (Hanging) | Incandescent |  | Standard A Lamp | 1 | 100 | Kitchen
Ceiling Fixture | Incandescent |  | Standard A Lamp | 1 | 60 | Closet
Ceiling Fixture | Linear Fluorescent | 24 | T-8 | 1 | 17 | Closet
Ceiling Fixture | Incandescent |  | Standard A Lamp | 1 | 60 | Bedroom
Torchiere | Halogen |  | Quartz Tube | 1 | 300 | Bedroom
Table | Incandescent |  | Globe | 1 | 60 | Bedroom
Ceiling Fixture | Incandescent |  | Standard A Lamp | 1 | 100 | Garage
Wall Mount | Halogen |  | Quartz Tube | 1 | 300 | Bathroom
Table | Incandescent |  | Standard A Lamp | 1 | 75 | Bedroom
Table | Incandescent |  | Standard A Lamp | 1 | 60 | Bedroom
Ceiling Fixture | Halogen |  | Quartz Tube | 1 | 300 | Hall
Ceiling Fixture | Incandescent |  | Standard A Lamp | 1 | 60 | Laundry Room
Recessed Can | Incandescent |  | Standard A Lamp | 1 | 60 | Master Bedroom
Recessed Can | Incandescent |  | Standard A Lamp | 1 | 60 | Master Bedroom
Ceiling Fixture | Linear Fluorescent | 48 | T-8 | 2 | 32 | Master Bedroom
Ceiling Fixture | Incandescent |  | Standard A Lamp | 1 | 60 | Hall
Table | Incandescent |  | Standard A Lamp | 1 | 60 | Master Bedroom
Floor lamp | Incandescent |  | Standard A Lamp | 1 | 100 | Master Bedroom
Ceiling Fixture | Incandescent |  | Standard A Lamp | 1 | 60 | Closet
Ceiling Fixture | Incandescent |  | Standard A Lamp | 3 | 60 | Office
Recessed Can | Incandescent |  | Reflector | 1 | 60 | Family Room
Low bay | Linear Fluorescent | 48 | T-12 | 2 | 40 | Family Room
Torchiere | Halogen |  | Quartz Tube | 1 | 300 | Family Room
Floor lamp | Halogen |  | MR | 1 | 50 | Family Room
Chandelier (Hanging) | Incandescent |  | Standard A Lamp | 3 | 60 | Hall
Wall Mount | Incandescent |  | Standard A Lamp | 1 | 60 | Hall
Ceiling Fan | Incandescent |  | Standard A Lamp | 1 | 60 | Bathroom
Ceiling Fixture | Incandescent |  | Standard A Lamp | 1 | 100 | Garage
Ceiling Fixture | Incandescent |  | Standard A Lamp | 1 | 60 | Garage
Garage door opener | Incandescent |  | Standard A Lamp | 1 | 60 | Garage
Ceiling Fixture | Compact Fluorescent |  | Flood | 1 | 23 | Bathroom
Wall Mount | Compact Fluorescent |  | Decorative | 3 | 7 | Bathroom
Ceiling Fixture | Compact Fluorescent |  | Twist | 1 | 13 | Hall
Ceiling Fixture | Compact Fluorescent |  | Twist | 1 | 13 | Kitchen
Floor lamp | Compact Fluorescent |  | Other | 1 | 27 | Living Room
Chandelier (Hanging) | Compact Fluorescent |  | Twist | 5 | 15 | Living Room
Recessed Can | Compact Fluorescent |  | Reflector | 1 | 7 | Living Room
Recessed - other | Compact Fluorescent |  | Reflector | 1 | 27 | Bathroom
Recessed Can | Incandescent |  | Reflector | 1 | 65 | Bedroom
Recessed Can | Compact Fluorescent |  | Reflector | 1 | 7 | Bedroom
Table | Compact Fluorescent |  | Twist | 1 | 13 | Bedroom
Wall Mount | Compact Fluorescent |  | Decorative | 6 | 7 | Bedroom
Recessed Can | Compact Fluorescent |  | Reflector | 1 | 27 | Bedroom
Wall Mount | Compact Fluorescent |  | Twist | 1 | 14 | Hall
Recessed Can | Compact Fluorescent |  | Reflector | 1 | 27 | Office
Wall Mount | Compact Fluorescent |  | Decorative | 6 | 7 | Bathroom
Recessed - other | Compact Fluorescent |  | Reflector | 1 | 27 | Bathroom
Ceiling Fixture | Compact Fluorescent |  | Twist | 1 | 15 | Hall
Wall Mount | Incandescent |  | Globe | 4 | 40 | Bathroom
Ceiling Fixture | Compact Fluorescent |  | Twist | 2 | 15 | Bedroom
Ceiling Fixture | Compact Fluorescent |  | Twist | 2 | 15 | Bedroom
Wall Mount | Incandescent |  | Reflector | 1 | 40 | Bedroom
Wall Mount | Incandescent |  | Other | 1 | 40 | Bedroom
Ceiling Fixture | Compact Fluorescent |  | Twist | 1 | 15 | Closet
Ceiling Fixture | Incandescent |  | Standard A Lamp | 1 | 75 | Closet
Ceiling Fixture | Incandescent |  | Standard A Lamp | 2 | 75 | Dining Room
Ceiling Fixture | Compact Fluorescent |  | Twist | 1 | 1 | Dining Room
Ceiling Fixture | Compact Fluorescent |  | Twist | 1 | 15 | Family Room
Table | Incandescent |  | Standard A Lamp | 1 | 75 | Family Room
Ceiling Fixture | Incandescent |  | Standard A Lamp | 2 | 75 | Garage
Track | Incandescent |  | Reflector | 1 | 65 | Garage
Ceiling Fixture | Linear Fluorescent | 48 | T-4 | 2 | 40 | Garage
Wall Mount | Incandescent |  | Standard A Lamp | 1 | 40 | Garage
Other | Compact Fluorescent |  | Twist | 1 | 15 | Garage
Recessed Can | Compact Fluorescent |  | Twist | 1 | 15 | Hall
Recessed Can | Compact Fluorescent |  | Twist | 1 | 15 | Kitchen
Ceiling Fixture | Compact Fluorescent |  | Twist | 1 | 19 | Laundry Room
Ceiling Fixture | Incandescent |  | Standard A Lamp | 3 | 75 | Living Room
Table | Compact Fluorescent |  | Twist | 1 | 15 | Living Room
Table | Incandescent |  | Other | 1 | 40 | Living Room
Torchiere | Incandescent |  | Mini base | 3 | 25 | Living Room
Ceiling Fixture | Compact Fluorescent |  | Twist | 2 | 15 | Master Bedroom
Ceiling Fixture | Incandescent |  | Standard A Lamp | 1 | 60 | Other
Ceiling Fixture | Incandescent |  | Standard A Lamp | 1 | 60 | Bathroom
Ceiling Fixture | Incandescent |  | Standard A Lamp | 1 | 60 | Bedroom
Ceiling Fixture | Incandescent |  | Standard A Lamp | 1 | 60 | Hall
Ceiling Fixture | Incandescent |  | Standard A Lamp | 1 | 75 | Hall
Wall Mount | Incandescent |  | Standard A Lamp | 1 | 60 | Hall
Ceiling Fixture | Compact Fluorescent |  | A shape bulb | 1 | 15 | Bathroom
Wall Mount | Compact Fluorescent |  | Twist | 1 | 15 | Bathroom
Chandelier (Hanging) | Compact Fluorescent |  | Twist | 1 | 15 | Dining Room
Ceiling Fixture | Incandescent |  | Standard A Lamp | 1 | 60 | Hall
Recessed Can | Incandescent |  | Reflector | 1 | 65 | Hall
Recessed Can | Incandescent |  | Reflector | 1 | 65 | Kitchen
Track | Halogen |  | MR | 3 | 75 | Kitchen
Wall Mount | Compact Fluorescent |  | Twist | 1 | 13 | Living Room
Ceiling Fixture | Compact Fluorescent |  | Twist | 2 | 15 | Master Bedroom
Floor lamp | Compact Fluorescent |  | Twist | 1 | 15 | Master Bedroom
Floor lamp | Incandescent |  | Other | 1 | 150 | Master Bedroom
Ceiling Fixture | Compact Fluorescent |  | Twist | 2 | 15 | Office
Table | Compact Fluorescent |  | Twist | 1 | 15 | Office
Ceiling Fixture | Compact Fluorescent |  | Twist | 1 | 15 | Other
Ceiling Fixture | Incandescent |  | Standard A Lamp | 1 | 60 | Other
Ceiling Fixture | Incandescent |  | Standard A Lamp | 1 | 60 | Other
Ceiling Fixture | Incandescent |  | Standard A Lamp | 1 | 60 | Laundry Room
Ceiling Fan | Incandescent |  | Standard A Lamp | 1 | 60 | Laundry Room
Ceiling Fixture | Linear Fluorescent | 24 | T-12 | 2 | 20 | Laundry Room
Table | Compact Fluorescent |  | Twist | 1 | 13 | Living Room
Table | Incandescent |  | Standard A Lamp | 4 | 40 | Living Room
Table | Incandescent |  | Standard A Lamp | 1 | 100 | Office
Ceiling Fixture | Incandescent |  | Standard A Lamp | 1 | 40 | Bedroom
Ceiling Fan | Incandescent |  | Mini base | 3 | 40 | Dining Room
Ceiling Fixture | Linear Fluorescent | 48 | T-12 | 2 | 40 | Kitchen
Ceiling Fixture | Compact Fluorescent |  | Twist | 1 | 13 | Laundry Room
Table | Compact Fluorescent |  | Twist | 1 | 19 | Bedroom
Wall Mount | Compact Fluorescent |  | Twist | 3 | 13 | Bedroom
Ceiling Fixture | Incandescent |  | Standard A Lamp | 2 | 60 | Dining Room
Garage door opener | Incandescent |  | Standard A Lamp | 1 | 60 | Garage
Chandelier (Hanging) | Incandescent |  | Decorative | 3 | 60 | Hall
Ceiling Fixture | Incandescent |  | Standard A Lamp | 1 | 60 | Hall
Recessed Can | Compact Fluorescent |  | Reflector | 1 | 22 | Kitchen
Ceiling Fixture | Incandescent |  | Standard A Lamp | 1 | 60 | Laundry Room
Table | Compact Fluorescent |  | Twist | 1 | 15 | Living Room
Table | Incandescent |  | Standard A Lamp | 1 | 60 | Master Bedroom
Chandelier (Hanging) | Incandescent |  | Standard A Lamp | 5 | 60 | Other
Wall Mount | Incandescent |  | Standard A Lamp | 2 | 60 | Bathroom
Wall Mount | Incandescent |  | Globe | 4 | 40 | Bathroom
Ceiling Fixture | Incandescent |  | Standard A Lamp | 1 | 60 | Bedroom
Ceiling Fixture | Incandescent |  | Standard A Lamp | 1 | 60 | Bedroom
Ceiling Fixture | Incandescent |  | Standard A Lamp | 1 | 60 | Closet
Ceiling Fixture | Incandescent |  | Standard A Lamp | 2 | 60 | Hall
Recessed Can | Incandescent |  | Reflector | 1 | 65 | Bathroom
Wall Mount | Compact Fluorescent |  | Twist | 2 | 15 | Bathroom
Ceiling Fixture | Compact Fluorescent |  | Twist | 2 | 22 | Bedroom
Ceiling Fixture | Compact Fluorescent |  | Twist | 2 | 15 | Office
Table | Incandescent |  | Decorative | 1 | 25 | Office
Ceiling Fixture | Compact Fluorescent |  | Twist | 3 | 15 | Bedroom
Floor lamp | Compact Fluorescent |  | Twist | 1 | 15 | Bedroom
Table | Compact Fluorescent |  | Twist | 1 | 15 | Bedroom
Table | Halogen |  | MR | 1 | 20 | Bedroom
Ceiling Fixture | Compact Fluorescent |  | Twist | 1 | 15 | Closet
Wall Mount | Incandescent |  | Standard A Lamp | 2 | 60 | Bathroom
Wall Mount | Compact Fluorescent |  | Twist | 2 | 15 | Bathroom
Recessed Can | Incandescent |  | Reflector | 1 | 75 | Bathroom
Ceiling Fixture | Compact Fluorescent |  | Twist | 1 | 15 | Garage
Garage door opener | Incandescent |  | Standard A Lamp | 1 | 40 | Garage
Ceiling Fixture | Compact Fluorescent |  | Twist | 2 | 15 | Hall
Wall Mount | Compact Fluorescent |  | Twist | 1 | 15 | Hall
Wall Mount | Incandescent |  | Standard A Lamp | 2 | 60 | Bathroom
Recessed Can | Incandescent |  | Mini base | 1 | 75 | Bathroom
Ceiling Fixture | Compact Fluorescent |  | Twist | 2 | 15 | Hall
Recessed Can | Compact Fluorescent |  | Twist | 1 | 15 | Kitchen
Ceiling Fixture | Compact Fluorescent |  | Twist | 1 | 15 | Kitchen
Ceiling Fixture | Compact Fluorescent |  | Twist | 1 | 22 | Living Room
Ceiling Fixture | Halogen |  | MR | 1 | 50 | Living Room
Wall Mount | Compact Fluorescent |  | Twist | 1 | 22 | Hall
Ceiling Fixture | Compact Fluorescent |  | Twist | 2 | 22 | Bedroom
Wall Mount | Incandescent |  | Standard A Lamp | 3 | 60 | Bathroom
Wall Mount | Compact Fluorescent |  | Twist | 3 | 15 | Bathroom
Floor lamp | Compact Fluorescent |  | 3-Way CFL | 1 | 33 | Family Room
Ceiling Fixture | Compact Fluorescent |  | Twist | 1 | 15 | Family Room
Ceiling Fixture | Halogen |  | MR | 3 | 35 | Dining Room
Ceiling Fixture | Linear Fluorescent | 48 | T-8 | 4 | 32 | Hall
Wall Mount | Incandescent |  | Standard A Lamp | 1 | 60 | Other
Ceiling Fixture | Incandescent |  | Clear | 2 | 60 | Hall
Ceiling Fixture | Incandescent |  | Standard A Lamp | 2 | 60 | Kitchen
Other | Incandescent |  | Standard A Lamp | 1 | 50 | Kitchen
Torchiere | Incandescent |  | Standard A Lamp | 2 | 60 | Living Room
Floor lamp | Halogen |  | Quartz Tube | 1 | 50 | Living Room
Table | Incandescent |  | Standard A Lamp | 1 | 60 | Master Bedroom
Table | Incandescent |  | Clear | 1 | 60 | Master Bedroom
Ceiling Fixture | Incandescent |  | Standard A Lamp | 3 | 60 | Bedroom
Ceiling Fixture | Compact Fluorescent |  | Straight Tube | 3 | 11 | Bedroom
Table | Incandescent |  | Mini base | 1 | 25 | Bedroom
Wall Mount | Halogen |  | Quartz Tube | 3 | 30 | Bathroom
Recessed Can | Incandescent |  | Reflector | 1 | 65 | Bathroom
Ceiling Fixture | Compact Fluorescent |  | Twist | 3 | 22 | Bedroom
Ceiling Fixture | Compact Fluorescent |  | Twist | 3 | 22 | Bedroom
Chandelier (Hanging) | Incandescent |  | Mini base | 4 | 25 | Dining Room
Garage door opener | Incandescent |  | Standard A Lamp | 1 | 60 | Garage
Ceiling Fixture | Linear Fluorescent | 48 | T-12 | 2 | 40 | Garage
Ceiling Fixture | Compact Fluorescent |  | Twist | 3 | 22 | Hall
Ceiling Fixture | Incandescent |  | Standard A Lamp | 1 | 60 | Hall
Recessed Can | Incandescent |  | Reflector | 1 | 65 | Kitchen
Ceiling Fixture | Incandescent |  | Standard A Lamp | 1 | 100 | Bedroom
Table | Incandescent |  | Standard A Lamp | 1 | 60 | Bedroom
Ceiling Fixture | Compact Fluorescent |  | Twist | 2 | 15 | Family Room
Ceiling Fixture | Incandescent |  | Clear | 1 | 100 | Hall
Ceiling Fixture | Incandescent |  | Clear | 1 | 60 | Laundry Room
Table | Compact Fluorescent |  | Twist | 1 | 22 | Living Room
Recessed Can | Incandescent |  | Reflector | 1 | 65 | Bathroom
Wall Mount | Halogen |  | Quartz Tube | 3 | 30 | Bathroom
Recessed - other | Incandescent |  | Heat Lamp | 1 | 250 | Bathroom
Ceiling Fixture | Compact Fluorescent |  | Twist | 2 | 22 | Master Bedroom
Chandelier (Hanging) | Incandescent |  | Mini base | 6 | 40 | Hall
Ceiling Fixture | Compact Fluorescent |  | Pin base | 3 | 22 | Other
Torchiere | Halogen |  | Quartz Tube | 1 | 50 | Other
Wall Mount | Incandescent |  | Standard A Lamp | 2 | 60 | Bathroom
Table | Incandescent |  | Clear | 1 | 60 | Bedroom
Recessed - other | Incandescent |  | Standard A Lamp | 1 | 60 | Closet
Chandelier (Hanging) | Incandescent |  | Standard A Lamp | 6 | 100 | Dining Room
Ceiling Fixture | Incandescent |  | Reflector | 1 | 65 | Hall
Recessed Can | Incandescent |  | Reflector | 2 | 65 | Hall
Recessed Can | Incandescent |  | Reflector | 1 | 65 | Kitchen
Ceiling Fixture | Incandescent |  | Standard A Lamp | 2 | 60 | Laundry Room
Recessed Can | Incandescent |  | Clear | 2 | 65 | Living Room
Wall Mount | Incandescent |  | Globe | 8 | 40 | Bathroom
Table | Incandescent |  | Standard A Lamp | 1 | 100 | Master Bedroom
Chandelier (Hanging) | Compact Fluorescent |  | A shape bulb | 1 | 15 | Bathroom
Chandelier (Hanging) | Compact Fluorescent |  | Twist | 5 | 15 | Bedroom
Ceiling Fixture | Incandescent |  | Globe | 4 | 60 | Bedroom
Table | Compact Fluorescent |  | Straight Tube | 1 | 15 | Bedroom
Recessed Can | Halogen |  | PAR | 1 | 35 | Bedroom
Ceiling Fixture | Compact Fluorescent |  | Twist | 2 | 15 | Family Room
Ceiling Fixture | Compact Fluorescent |  | Twist | 2 | 15 | Hall
Ceiling Fixture | Incandescent |  | Standard A Lamp | 1 | 60 | Laundry Room
Ceiling Fixture | Incandescent |  | Standard A Lamp | 1 | 60 | Closet
Ceiling Fixture | Incandescent |  | Standard A Lamp | 1 | 60 | Closet
Ceiling Fixture | Incandescent |  | Standard A Lamp | 1 | 60 | Bedroom
Table | Compact Fluorescent |  | Twist | 1 | 26 | Bedroom
Table | Incandescent |  | Standard A Lamp | 1 | 60 | Bedroom
Ceiling Fixture | Compact Fluorescent |  | Twist | 1 | 15 | Hall
Chandelier (Hanging) | Compact Fluorescent |  | Twist | 1 | 15 | Bathroom
Chandelier (Hanging) | Incandescent |  | Globe | 1 | 60 | Hall
Ceiling Fixture | Compact Fluorescent |  | Twist | 1 | 15 | Hall
Ceiling Fixture | Incandescent |  | Standard A Lamp | 1 | 60 | Bathroom
Chandelier (Hanging) | Compact Fluorescent |  | Twist | 1 | 15 | Bathroom
Chandelier (Hanging) | Compact Fluorescent |  | Twist | 1 | 15 | Master Bedroom
Chandelier (Hanging) | Incandescent |  | Standard A Lamp | 3 | 40 | Other
Floor lamp | Incandescent |  | 3-Way Incandescent | 1 | 150 | Other
Ceiling Fan | Compact Fluorescent |  | Twist | 1 | 15 | Other
Chandelier (Hanging) | Compact Fluorescent |  | Twist | 5 | 15 | Dining Room
Ceiling Fixture | Incandescent |  | Standard A Lamp | 3 | 60 | Hall
Ceiling Fixture | Compact Fluorescent |  | Twist | 1 | 15 | Hall
Other | Compact Fluorescent |  | Twist | 1 | 13 | Kitchen
Ceiling Fixture | Linear Fluorescent | 48 | T-12 | 2 | 40 | Kitchen
Chandelier (Hanging) | Compact Fluorescent |  | Twist | 1 | 15 | Kitchen
Table | Compact Fluorescent |  | Twist | 1 | 22 | Living Room
Table | Incandescent |  | 3-Way Incandescent | 1 | 150 | Living Room
Wall Mount | Incandescent |  | Globe | 2 | 75 | Bathroom
Wall Mount | Incandescent |  | Globe | 4 | 40 | Bathroom
Ceiling Fixture | Incandescent |  | Standard A Lamp | 2 | 60 | Bathroom
Recessed Can | Incandescent |  | Standard A Lamp | 1 | 40 | Bathroom
Wall Mount | Incandescent |  | Mini base | 4 | 40 | Bathroom
Recessed Can | Compact Fluorescent |  | Reflector | 1 | 15 | Master Bedroom
Ceiling Fan | Incandescent |  | Standard A Lamp | 2 | 60 | Master Bedroom
Table | Incandescent |  | Standard A Lamp | 1 | 60 | Master Bedroom
Ceiling Fan | Compact Fluorescent |  | Twist | 2 | 15 | Bedroom
Floor lamp | Incandescent |  | Standard A Lamp | 2 | 40 | Bedroom
Recessed Can | Compact Fluorescent |  | Twist | 1 | 15 | Bedroom
Chandelier (Hanging) | Incandescent |  | Decorative | 4 | 40 | Bedroom
Table | Incandescent |  | Standard A Lamp | 1 | 60 | Bedroom
Ceiling Fixture | Incandescent |  | Standard A Lamp | 1 | 60 | Bedroom
Recessed Can | Compact Fluorescent |  | Reflector | 1 | 15 | Bedroom
Table | Incandescent |  | Standard A Lamp | 1 | 60 | Bedroom
Chandelier (Hanging) | Incandescent |  | Mini base | 1 | 40 | Closet
Ceiling Fixture | Linear Fluorescent | 24 | T-12 | 2 | 20 | Closet
Chandelier (Hanging) | Incandescent |  | Decorative | 5 | 40 | Dining Room
Chandelier (Hanging) | Incandescent |  | Decorative | 16 | 25 | Hall
Recessed Can | Compact Fluorescent |  | Reflector | 1 | 15 | Family Room
Recessed Can | Incandescent |  | Reflector | 1 | 75 | Family Room
Table | Incandescent |  | Standard A Lamp | 2 | 60 | Family Room
Floor lamp | Incandescent |  | Standard A Lamp | 1 | 40 | Family Room
Ceiling Fixture | Linear Fluorescent | 48 | T-12 | 2 | 40 | Garage
Garage door opener | Incandescent |  | Standard A Lamp | 1 | 60 | Garage
Chandelier (Hanging) | Incandescent |  | Mini base | 1 | 25 | Hall
Recessed Can | Compact Fluorescent |  | Reflector | 1 | 15 | Kitchen
Chandelier (Hanging) | Incandescent |  | Standard A Lamp | 1 | 40 | Kitchen
Chandelier (Hanging) | Incandescent |  | Globe | 1 | 100 | Kitchen
Ceiling Fixture | Linear Fluorescent | 48 | T-12 | 2 | 40 | Laundry Room
Recessed Can | Compact Fluorescent |  | Reflector | 2 | 15 | Living Room
Table | Incandescent |  | 3-Way Incandescent | 1 | 100 | Living Room
Table | Compact Fluorescent |  | Pin base | 1 | 15 | Living Room
Ceiling Fan | Incandescent |  | Standard A Lamp | 1 | 60 | Office
Ceiling Fan | Compact Fluorescent |  | Reflector | 1 | 22 | Bathroom
Wall Mount | Compact Fluorescent |  | Twist | 3 | 15 | Bathroom
Chandelier (Hanging) | Incandescent |  | Standard A Lamp | 3 | 60 | Bedroom
Ceiling Fixture | Linear Fluorescent | 48 | T-12 | 2 | 40 | Closet
Recessed Can | Compact Fluorescent |  | Twist | 1 | 15 | Office
Chandelier (Hanging) | Halogen |  | Quartz Tube | 1 | 50 | Dining Room
Garage door opener | Incandescent |  | Standard A Lamp | 1 | 60 | Garage
Recessed Can | Incandescent |  | Reflector | 1 | 65 | Hall
Wall Mount | Incandescent |  | Standard A Lamp | 1 | 60 | Hall
Recessed Can | Compact Fluorescent |  | Reflector | 1 | 22 | Kitchen
Ceiling Fixture | Linear Fluorescent | 48 | T-12 | 2 | 40 | Laundry Room
Recessed Can | Compact Fluorescent |  | Reflector | 1 | 22 | Living Room
Table | Compact Fluorescent |  | Twist | 1 | 15 | Living Room
Recessed Can | Compact Fluorescent |  | Reflector | 1 | 22 | Bathroom
Recessed Can | Compact Fluorescent |  | Reflector | 1 | 22 | Master Bedroom
Ceiling Fan | Incandescent |  | Standard A Lamp | 1 | 60 | Master Bedroom
Ceiling Fixture | Incandescent |  | Standard A Lamp | 1 | 60 | Bathroom
Wall Mount | Incandescent |  | Globe | 3 | 40 | Bathroom
Ceiling Fixture | Incandescent |  | Standard A Lamp | 2 | 60 | Bedroom
Ceiling Fixture | Linear Fluorescent | 48 | T-12 | 2 | 40 | Other
Chandelier (Hanging) | Incandescent |  | Mini base | 5 | 25 | Dining Room
Ceiling Fixture | Incandescent |  | Standard A Lamp | 1 | 60 | Hall
Ceiling Fixture | Incandescent |  | Standard A Lamp | 1 | 60 | Hall
Ceiling Fixture | Compact Fluorescent |  | Twist | 1 | 15 | Kitchen
Ceiling Fixture | Linear Fluorescent | 48 | T-12 | 2 | 32 | Kitchen
Ceiling Fixture | Incandescent |  | Standard A Lamp | 1 | 60 | Laundry Room
Table | Compact Fluorescent |  | Twist | 1 | 15 | Living Room
Table | Incandescent |  | 3-Way Incandescent | 1 | 150 | Living Room
Ceiling Fixture | Incandescent |  | Standard A Lamp | 1 | 60 | Master Bedroom
Ceiling Fixture | Incandescent |  | Standard A Lamp | 2 | 100 | Office
Ceiling Fixture | Incandescent |  | Standard A Lamp | 1 | 60 | Closet
Wall Mount | Incandescent |  | Standard A Lamp | 5 | 40 | Bathroom
Ceiling Fixture | Incandescent |  | Standard A Lamp | 2 | 60 | Bedroom
Ceiling Fixture | Incandescent |  | Standard A Lamp | 1 | 60 | Bedroom
Chandelier (Hanging) | Compact Fluorescent |  | Pin base | 1 | 15 | Dining Room
Ceiling Fixture | Incandescent |  | Standard A Lamp | 1 | 60 | Garage
Garage door opener | Incandescent |  | Standard A Lamp | 1 | 60 | Garage
Ceiling Fixture | Compact Fluorescent |  | Twist | 1 | 15 | Hall
Ceiling Fixture | Compact Fluorescent |  | Twist | 1 | 15 | Kitchen
Recessed - other | Incandescent |  | Standard A Lamp | 1 | 60 | Bathroom
Ceiling Fixture | Incandescent |  | Reflector | 3 | 65 | Bedroom
Table | Incandescent |  | Standard A Lamp | 1 | 60 | Bedroom
Chandelier (Hanging) | Compact Fluorescent |  | Twist | 1 | 15 | Family Room
Ceiling Fixture | Compact Fluorescent |  | Twist | 2 | 15 | Laundry Room
Floor lamp | Incandescent |  | Decorative | 1 | 25 | Living Room
Wall Mount | Incandescent |  | Standard A Lamp | 4 | 75 | Bathroom
Ceiling Fixture | Incandescent |  | Reflector | 3 | 65 | Master Bedroom
Table | Incandescent |  | Standard A Lamp | 1 | 55 | Master Bedroom
Chandelier (Hanging) | Incandescent |  | Decorative | 3 | 25 | Hall
Chandelier (Hanging) | Incandescent |  | Mini base | 5 | 40 | Dining Room
Ceiling Fixture | Linear Fluorescent | 48 | T-12 | 3 | 40 | Garage
Garage door opener | Incandescent |  | Standard A Lamp | 2 | 60 | Garage
Ceiling Fixture | Compact Fluorescent |  | Twist | 1 | 15 | Hall
Wall Mount | Compact Fluorescent |  | Twist | 3 | 13 | Bathroom
Ceiling Fixture | Halogen |  | MR | 4 | 50 | Kitchen
Ceiling Fixture | Incandescent |  | Standard A Lamp | 1 | 60 | Living Room
Wall Mount | Incandescent |  | Globe | 3 | 25 | Bathroom
Ceiling Fixture | Incandescent |  | Standard A Lamp | 1 | 60 | Master Bedroom
Table | Incandescent |  | Standard A Lamp | 1 | 60 | Master Bedroom
Ceiling Fixture | Incandescent |  | Standard A Lamp | 2 | 60 | Office
Ceiling Fixture | Incandescent |  | Standard A Lamp | 2 | 60 | Bedroom
Ceiling Fixture | Halogen |  | Quartz Tube | 1 | 75 | Other
Architectural | Compact Fluorescent |  | Twist | 1 | 15 | Other
Floor lamp | Linear Fluorescent | 48 | Fluorescent Other | 1 | 40 | Other
Ceiling Fixture | Halogen |  | Other | 1 | 75 | Bathroom
Ceiling Fixture | Incandescent |  | Standard A Lamp | 1 | 40 | Bedroom
Table | Incandescent |  | Mini base | 1 | 20 | Bedroom
Ceiling Fixture | Halogen |  | PAR | 4 | 60 | Dining Room
Table | Halogen |  | Other | 1 | 75 | Dining Room
Ceiling Fixture | Incandescent |  | Standard A Lamp | 1 | 60 | Hall
Chandelier (Hanging) | Halogen |  | Other | 3 | 75 | Kitchen
Ceiling Fixture | Incandescent |  | Standard A Lamp | 4 | 60 | Living Room
Floor lamp | Incandescent |  | Standard A Lamp | 1 | 60 | Living Room
Ceiling Fixture | Incandescent |  | Standard A Lamp | 1 | 60 | Hall
Chandelier (Hanging) | Incandescent |  | Standard A Lamp | 1 | 60 | Master Bedroom
Table | Incandescent |  | Standard A Lamp | 1 | 40 | Master Bedroom
Wall Mount | Compact Fluorescent |  | Twist | 1 | 13 | Bathroom
Recessed Can | Compact Fluorescent |  | Twist | 1 | 13 | Bathroom
Table | Incandescent |  | 3-Way Incandescent | 1 | 70 | Master Bedroom
Table | Incandescent |  | Decorative | 1 | 40 | Master Bedroom
Ceiling Fan | Incandescent |  | Mini base | 3 | 40 | Master Bedroom
Ceiling Fan | Incandescent |  | Decorative | 3 | 25 | Bedroom
Ceiling Fan | Incandescent |  | Decorative | 4 | 25 | Bedroom
Ceiling Fixture | Linear Fluorescent | 48 | Fluorescent Other | 2 | 35 | Dining Room
Ceiling Fan | Compact Fluorescent |  | Twist | 2 | 13 | Other
Ceiling Fixture | Compact Fluorescent |  | Twist | 2 | 13 | Hall
Ceiling Fixture | Linear Fluorescent | 48 | Fluorescent Other | 2 | 35 | Kitchen
Ceiling Fan | Incandescent |  | Standard A Lamp | 1 | 100 | Living Room
Table | Incandescent |  | 3-Way Incandescent | 1 | 100 | Living Room
Floor lamp | Compact Fluorescent |  | Twist | 1 | 13 | Living Room
Ceiling Fan | Compact Fluorescent |  | Twist | 1 | 13 | Other
Low bay | Linear Fluorescent | 24 | T-12 | 1 | 20 | Other
Wall Mount | Compact Fluorescent |  | Twist | 4 | 22 | Bathroom
Ceiling Fan | Incandescent |  | Standard A Lamp | 3 | 75 | Bedroom
Chandelier (Hanging) | Incandescent |  | Decorative | 5 | 40 | Dining Room
Floor lamp | Incandescent |  | 3-Way Incandescent | 1 | 150 | Dining Room
Wall Mount | Incandescent |  | Decorative | 1 | 40 | Dining Room
Floor lamp | Incandescent |  | Standard A Lamp | 1 | 75 | Dining Room
Ceiling Fixture | Incandescent |  | Globe | 1 | 60 | Dining Room
Ceiling Fan | Incandescent |  | Standard A Lamp | 4 | 75 | Garage
Ceiling Fixture | Incandescent |  | Standard A Lamp | 1 | 60 | Hall
Ceiling Fixture | Linear Fluorescent | 48 | T-12 | 2 | 40 | Kitchen
Track | Incandescent |  | Reflector | 1 | 40 | Kitchen
Ceiling Fixture | Incandescent |  | Standard A Lamp | 2 | 60 | Laundry Room
Floor lamp | Compact Fluorescent |  | Twist | 2 | 13 | Living Room
Ceiling Fan | Incandescent |  | Standard A Lamp | 3 | 40 | Living Room
Wall Mount | Incandescent |  | Standard A Lamp | 4 | 60 | Bathroom
Ceiling Fixture | Incandescent |  | Standard A Lamp | 1 | 60 | Bathroom
Ceiling Fixture | Incandescent |  | Heat Lamp | 1 | 125 | Bathroom
Floor lamp | Compact Fluorescent |  | Twist | 1 | 13 | Master Bedroom
Ceiling Fan | Incandescent |  | Standard A Lamp | 2 | 75 | Master Bedroom
Floor lamp | Incandescent |  | Globe | 3 | 60 | Office
Ceiling Fan | Incandescent |  | Standard A Lamp | 1 | 60 | Office
Ceiling Fixture | Halogen |  | PAR | 3 | 50 | Family Room
Table | Incandescent |  | Standard A Lamp | 1 | 40 | Family Room
Recessed Can | Incandescent |  | Reflector | 1 | 60 | Bedroom
Table | Incandescent |  | Standard A Lamp | 1 | 25 | Bedroom
Ceiling Fixture | Incandescent |  | Reflector | 1 | 60 | Bedroom
Track | Halogen |  | MR | 5 | 30 | Master Bedroom
Ceiling Fixture | Incandescent |  | Mini base | 5 | 25 | Bathroom
Ceiling Fixture | Incandescent |  | Reflector | 1 | 60 | Bathroom
Ceiling Fixture | Incandescent |  | Standard A Lamp | 1 | 60 | Bathroom
Wall Mount | Incandescent |  | Mini base | 5 | 25 | Kitchen
Ceiling Fixture | Incandescent |  | Reflector | 1 | 60 | Kitchen
Ceiling Fixture | Incandescent |  | Standard A Lamp | 1 | 40 | Kitchen
Ceiling Fixture | Incandescent |  | Mini base | 3 | 25 | Hall
Table | Incandescent |  | Standard A Lamp | 1 | 40 | Hall
Ceiling Fan | Incandescent |  | Standard A Lamp | 1 | 40 | Laundry Room
Ceiling Fixture | Halogen |  | MR | 3 | 50 | Office
Recessed Can | Incandescent |  | Reflector | 2 | 60 | Hall
Chandelier (Hanging) | Incandescent |  | Standard A Lamp | 3 | 60 | Dining Room
Track | Halogen |  | MR | 5 | 20 | Living Room
Recessed Can | Incandescent |  | Reflector | 1 | 60 | Living Room
Recessed Can | Incandescent |  | Reflector | 1 | 60 | Bathroom
Ceiling Fixture | Compact Fluorescent |  | Twist | 1 | 36 | Garage
Ceiling Fixture | Incandescent |  | Reflector | 2 | 75 | Garage
Table | Incandescent |  | Reflector | 1 | 60 | Garage
Wall Mount | Incandescent |  | Clear | 4 | 25 | Bathroom
Ceiling Fixture | Incandescent |  | Reflector | 1 | 65 | Bathroom
Wall Mount | Incandescent |  | Standard A Lamp | 2 | 75 | Bathroom
Ceiling Fixture | Incandescent |  | Standard A Lamp | 2 | 75 | Bedroom
Other | Incandescent |  | Other | 10 | 5 | Bedroom
Table | Incandescent |  | Standard A Lamp | 1 | 65 | Bedroom
Ceiling Fixture | Incandescent |  | Standard A Lamp | 1 | 75 | Bedroom
Recessed - other | Incandescent |  | Mini base | 1 | 25 | Bedroom
Chandelier (Hanging) | Incandescent |  | Standard A Lamp | 1 | 75 | Bedroom
Ceiling Fixture | Incandescent |  | Standard A Lamp | 2 | 75 | Dining Room
Ceiling Fixture | Incandescent |  | Standard A Lamp | 2 | 75 | Family Room
Ceiling Fan | Incandescent |  | Mini base | 3 | 25 | Family Room
Ceiling Fixture | Incandescent |  | Standard A Lamp | 2 | 100 | Garage
Ceiling Fixture | Incandescent |  | Standard A Lamp | 2 | 65 | Hall
Ceiling Fixture | Linear Fluorescent | 44 | T-12 | 2 | 32 | Kitchen
Recessed Can | Incandescent |  | Reflector | 1 | 65 | Kitchen
Ceiling Fixture | Incandescent |  | Standard A Lamp | 2 | 75 | Laundry Room
Ceiling Fan | Incandescent |  | Standard A Lamp | 3 | 40 | Living Room
Ceiling Fixture | Incandescent |  | Standard A Lamp | 2 | 75 | Master Bedroom
Table | Incandescent |  | Mini base | 1 | 25 | Master Bedroom
Table | Incandescent |  | Standard A Lamp | 1 | 60 | Master Bedroom
Ceiling Fixture | Linear Fluorescent | 44 | T-12 | 2 | 32 | Master Bedroom
Ceiling Fixture | Incandescent |  | Heat Lamp | 1 | 150 | Bathroom
Ceiling Fixture | Incandescent |  | Reflector | 1 | 75 | Bathroom
Ceiling Fixture | Incandescent |  | Standard A Lamp | 1 | 100 | Hall
Ceiling Fixture | Incandescent |  | Standard A Lamp | 2 | 75 | Bedroom
Ceiling Fixture | Compact Fluorescent |  | Twist | 4 | 15 | Family Room
Floor lamp | Compact Fluorescent |  | Twist | 1 | 15 | Family Room
Table | Compact Fluorescent |  | Twist | 2 | 15 | Family Room
Ceiling Fixture | Incandescent |  | Standard A Lamp | 2 | 60 | Bedroom
Table | Incandescent |  | Standard A Lamp | 1 | 60 | Bedroom
Ceiling Fixture | Compact Fluorescent |  | Twist | 2 | 15 | Kitchen
Ceiling Fixture | Incandescent |  | Standard A Lamp | 1 | 60 | Other
Ceiling Fixture | Linear Fluorescent | 48 | T-12 | 4 | 40 | Other
Wall Mount | Compact Fluorescent |  | Twist | 1 | 15 | Other
Ceiling Fixture | Compact Fluorescent |  | Twist | 1 | 15 | Other
Chandelier (Hanging) | Compact Fluorescent |  | Twist | 2 | 15 | Bathroom
Ceiling Fixture | Compact Fluorescent |  | Twist | 1 | 15 | Hall
Ceiling Fixture | Incandescent |  | Standard A Lamp | 1 | 100 | Bedroom
Ceiling Fixture | Compact Fluorescent |  | Twist | 3 | 15 | Master Bedroom
Table | Compact Fluorescent |  | Twist | 1 | 15 | Master Bedroom
Wall Mount | Compact Fluorescent |  | Twist | 1 | 15 | Closet
Wall Mount | Incandescent |  | Globe | 4 | 40 | Bathroom
Ceiling Fixture | Incandescent |  | Standard A Lamp | 1 | 60 | Bedroom
Table | Incandescent |  | Standard A Lamp | 1 | 75 | Bedroom
Ceiling Fixture | Incandescent |  | Standard A Lamp | 1 | 60 | Bedroom
Recessed Can | Incandescent |  | Reflector | 1 | 65 | Dining Room
Ceiling Fixture | Incandescent |  | Standard A Lamp | 1 | 60 | Hall
Ceiling Fixture | Incandescent |  | Standard A Lamp | 1 | 60 | Hall
Torchiere | Compact Fluorescent |  | Reflector | 1 | 22 | Kitchen
Wall Mount | Linear Fluorescent | 20 | T-8 | 1 | 16 | Kitchen
Recessed Can | Incandescent |  | Reflector | 1 | 65 | Living Room
Table | Halogen |  | PAR | 1 | 50 | Living Room
Ceiling Fixture | Incandescent |  | Standard A Lamp | 2 | 60 | Office
Ceiling Fixture | Incandescent |  | Reflector | 3 | 60 | Garage
Ceiling Fixture | Compact Fluorescent |  | Reflector | 3 | 15 | Garage
Ceiling Fixture | Linear Fluorescent | 40 | T-12 | 2 | 20 | Garage
Table | Compact Fluorescent |  | Twist | 1 | 15 | Garage
Ceiling Fixture | Compact Fluorescent |  | Twist | 1 | 22 | Garage
Ceiling Fixture | Linear Fluorescent | 16 | T-8 | 1 | 16 | Garage
Other | Incandescent |  | Reflector | 1 | 25 | Bedroom
Wall Mount | Compact Fluorescent |  | Twist | 1 | 15 | Bedroom
Ceiling Fixture | Halogen |  | Quartz Tube | 1 | 100 | Bathroom
Ceiling Fixture | Compact Fluorescent |  | Twist | 1 | 22 | Master Bedroom
Wall Mount | Compact Fluorescent |  | Twist | 1 | 22 | Master Bedroom
Table | Incandescent |  | Decorative | 1 | 40 | Master Bedroom
Ceiling Fixture | Compact Fluorescent |  | Straight Tube | 2 | 28 | Bedroom
Table | Compact Fluorescent |  | Twist | 1 | 15 | Bedroom
Table | Incandescent |  | 3-Way Incandescent | 1 | 75 | Bedroom
Ceiling Fixture | Linear Fluorescent | 48 | T-8 | 2 | 32 | Other
Ceiling Fixture | Linear Fluorescent | 48 | T-12 | 1 | 40 | Other
Ceiling Fixture | Linear Fluorescent | 48 | Fluorescent Unknown | 1 | 40 | Other
Ceiling Fixture | Compact Fluorescent |  | Twist | 1 | 15 | Other
Ceiling Fixture | Compact Fluorescent |  | Twist | 1 | 22 | Other
Track | Halogen |  | MR | 6 | 50 | Bathroom
Wall Mount | Compact Fluorescent |  | Twist | 3 | 15 | Bathroom
Ceiling Fixture | Compact Fluorescent |  | Twist | 1 | 15 | Closet
Ceiling Fixture | Linear Fluorescent | 18 | Fluorescent Other | 1 | 20 | Closet
Chandelier (Hanging) | Incandescent |  | Mini base | 6 | 25 | Dining Room
Chandelier (Hanging) | Incandescent |  | Standard A Lamp | 5 | 60 | Family Room
Table | Incandescent |  | Standard A Lamp | 1 | 25 | Family Room
Ceiling Fixture | Incandescent |  | Mini base | 38 | 6 | Garage
Ceiling Fixture | Linear Fluorescent | 48 | T-8 | 2 | 32 | Garage
Wall Mount | Compact Fluorescent |  | Twist | 1 | 22 | Garage
Wall Mount | Linear Fluorescent | 48 | T-12 | 1 | 30 | Garage
Ceiling Fixture | Compact Fluorescent |  | Reflector | 2 | 40 | Garage
Garage door opener | Incandescent |  | Standard A Lamp | 2 | 60 | Garage
Ceiling Fixture | Linear Fluorescent | 48 | T-12 | 1 | 40 | Kitchen
Chandelier (Hanging) | Incandescent |  | Globe | 1 | 60 | Kitchen
Track | Halogen |  | MR | 4 | 50 | Kitchen
Other | Linear Fluorescent | 48 | T-12 | 1 | 40 | Kitchen
Other | Compact Fluorescent |  | Reflector | 1 | 15 | Kitchen
Table | Incandescent |  | 3-Way Incandescent | 1 | 150 | Living Room
Chandelier (Hanging) | Incandescent |  | Decorative | 1 | 60 | Living Room
Floor lamp | Halogen |  | Other | 1 | 50 | Living Room
Table | Incandescent |  | Decorative | 1 | 60 | Living Room
Wall Mount | Incandescent |  | Globe | 2 | 25 | Living Room
Wall Mount | Other |  | Other | 1 | 35 | Living Room
Chandelier (Hanging) | Incandescent |  | Decorative | 5 | 60 | Office
Table | Incandescent |  | Decorative | 1 | 60 | Office
Ceiling Fixture | Incandescent |  | Clear | 1 | 60 | Office
Torchiere | Halogen |  | Quartz Tube | 1 | 300 | Office
Wall Mount | Compact Fluorescent |  | Twist | 2 | 15 | Other
Wall Mount | Incandescent |  | Standard A Lamp | 1 | 60 | Other
Ceiling Fixture | Compact Fluorescent |  | Twist | 1 | 15 | Hall
Ceiling Fixture | Compact Fluorescent |  | Twist | 1 | 22 | Other
Ceiling Fixture | Incandescent |  | Mini base | 4 | 40 | Kitchen
Ceiling Fixture | Incandescent |  | Mini base | 3 | 25 | Kitchen
Ceiling Fan | Incandescent |  | Mini base | 4 | 40 | Dining Room
Table | Linear Fluorescent | 48 | T-4 | 2 | 9 | Dining Room
Floor lamp | Incandescent |  | Standard A Lamp | 1 | 75 | Living Room
Ceiling Fixture | Incandescent |  | Clear | 3 | 40 | Hall
Wall Mount | Incandescent |  | Globe | 3 | 40 | Bathroom
Ceiling Fixture | Incandescent |  | Standard A Lamp | 2 | 60 | Bathroom
Ceiling Fixture | Incandescent |  | Standard A Lamp | 1 | 75 | Laundry Room
Ceiling Fan | Incandescent |  | Standard A Lamp | 4 | 60 | Master Bedroom
Ceiling Fixture | Incandescent |  | Standard A Lamp | 2 | 75 | Bedroom
Ceiling Fixture | Compact Fluorescent |  | Twist | 1 | 20 | Other
Wall Mount | Incandescent |  | Mini base | 2 | 40 | Bathroom
Wall Mount | Compact Fluorescent |  | Mini base | 2 | 15 | Bathroom
Ceiling Fan | Compact Fluorescent |  | Twist | 2 | 15 | Bathroom
Ceiling Fixture | Compact Fluorescent |  | Twist | 2 | 22 | Bedroom
Ceiling Fixture | Compact Fluorescent |  | Twist | 2 | 22 | Bedroom
Ceiling Fixture | Incandescent |  | Standard A Lamp | 1 | 60 | Garage
Ceiling Fixture | Compact Fluorescent |  | Twist | 1 | 22 | Hall
Architectural | Linear Fluorescent | 24 | T-12 | 2 | 20 | Kitchen
Ceiling Fixture | Compact Fluorescent |  | Twist | 3 | 22 | Kitchen
Ceiling Fan | Incandescent |  | Other | 1 | 25 | Kitchen
Ceiling Fan | Incandescent |  | Standard A Lamp | 2 | 60 | Living Room
Ceiling Fan | Compact Fluorescent |  | Twist | 2 | 22 | Living Room
Ceiling Fixture | Compact Fluorescent |  | Twist | 2 | 22 | Master Bedroom
Ceiling Fixture | Compact Fluorescent |  | Twist | 2 | 22 | Office
Floor lamp | Compact Fluorescent |  | Twist | 5 | 22 | Office
Ceiling Fixture | Compact Fluorescent |  | Twist | 1 | 15 | Hall
Chandelier (Hanging) | Incandescent |  | Standard A Lamp | 1 | 60 | Dining Room
Chandelier (Hanging) | Incandescent |  | Reflector | 1 | 60 | Dining Room
Recessed Can | Compact Fluorescent |  | Twist | 1 | 28 | Hall
Wall Mount | Incandescent |  | Clear | 2 | 40 | Bathroom
Ceiling Fixture | Compact Fluorescent |  | Twist | 2 | 22 | Family Room
Table | Incandescent |  | Standard A Lamp | 1 | 55 | Family Room
Garage door opener | Incandescent |  | Standard A Lamp | 1 | 60 | Garage
Wall Mount | Incandescent |  | Clear | 2 | 50 | Bathroom
Floor lamp | Compact Fluorescent |  | Straight Tube | 1 | 22 | Bedroom
Ceiling Fixture | Compact Fluorescent |  | Twist | 2 | 22 | Bedroom
Recessed Can | Compact Fluorescent |  | Reflector | 1 | 22 | Hall
Ceiling Fixture | Linear Fluorescent | 48 | T-8 | 2 | 32 | Kitchen
Ceiling Fixture | Linear Fluorescent | 48 | T-8 | 2 | 32 | Laundry Room
Floor lamp | Incandescent |  | Standard A Lamp | 4 | 40 | Living Room
Table | Compact Fluorescent |  | Circline (Screw Base) | 1 | 28 | Living Room
Recessed - other | Incandescent |  | Reflector | 1 | 65 | Living Room
Wall Mount | Incandescent |  | Standard A Lamp | 5 | 60 | Bathroom
Recessed Can | Incandescent |  | Reflector | 1 | 60 | Bathroom
Ceiling Fan | Incandescent |  | Clear | 4 | 60 | Master Bedroom
Table | Compact Fluorescent |  | Circline (Screw Base) | 1 | 28 | Master Bedroom
Floor lamp | Incandescent |  | Standard A Lamp | 3 | 100 | Office
Table | Incandescent |  | Standard A Lamp | 1 | 25 | Office
Ceiling Fixture | Incandescent |  | Standard A Lamp | 1 | 60 | Other
Chandelier (Hanging) | Compact Fluorescent |  | Twist | 1 | 15 | Hall
Ceiling Fixture | Incandescent |  | Standard A Lamp | 2 | 90 | Other
Ceiling Fixture | Incandescent |  | Standard A Lamp | 2 | 75 | Other
Ceiling Fixture | Compact Fluorescent |  | Twist | 2 | 28 | Other
Ceiling Fixture | Incandescent |  | Mini base | 1 | 5 | Other
Ceiling Fixture | Linear Fluorescent | 18 | Fluorescent Unknown | 1 | 16 | Other
Table | Incandescent |  | Mini base | 1 | 40 | Other
Wall Mount | Incandescent |  | Standard A Lamp | 4 | 60 | Bathroom
Ceiling Fixture | Compact Fluorescent |  | Twist | 1 | 15 | Bedroom
Ceiling Fixture | Incandescent |  | Standard A Lamp | 1 | 100 | Bedroom
Ceiling Fixture | Compact Fluorescent |  | Twist | 2 | 28 | Bedroom
Chandelier (Hanging) | Incandescent |  | Globe | 1 | 75 | Dining Room
Chandelier (Hanging) | Incandescent |  | Standard A Lamp | 1 | 60 | Family Room
Table | Incandescent |  | Standard A Lamp | 1 | 60 | Family Room
Ceiling Fixture | Incandescent |  | Standard A Lamp | 1 | 60 | Hall
Ceiling Fixture | Compact Fluorescent |  | Twist | 1 | 15 | Kitchen
Ceiling Fixture | Incandescent |  | Standard A Lamp | 1 | 75 | Kitchen
Wall Mount | Incandescent |  | Mini base | 1 | 5 | Kitchen
Floor lamp | Incandescent |  | Standard A Lamp | 1 | 75 | Living Room
Table | Compact Fluorescent |  | Twist | 1 | 28 | Living Room
Torchiere | Incandescent |  | Standard A Lamp | 1 | 100 | Living Room
Ceiling Fixture | Incandescent |  | Standard A Lamp | 1 | 60 | Hall
Ceiling Fan | Incandescent |  | Clear | 4 | 60 | Master Bedroom
Table | Incandescent |  | Standard A Lamp | 1 | 60 | Master Bedroom
Ceiling Fixture | Compact Fluorescent |  | Twist | 1 | 15 | Other
Wall Mount | Incandescent |  | Standard A Lamp | 2 | 40 | Bathroom
Chandelier (Hanging) | Incandescent |  | Mini base | 5 | 25 | Dining Room
Ceiling Fixture | Compact Fluorescent |  | Twist | 1 | 15 | Hall
Ceiling Fixture | Linear Fluorescent | 24 | T-12 | 2 | 20 | Laundry Room
Table | Compact Fluorescent |  | Twist | 1 | 22 | Living Room
Floor lamp | Incandescent |  | Standard A Lamp | 3 | 100 | Living Room
Ceiling Fixture | Incandescent |  | Standard A Lamp | 2 | 60 | Office
Ceiling Fixture | Incandescent |  | Standard A Lamp | 1 | 60 | Hall
Ceiling Fixture | Linear Fluorescent | 48 | T-12 | 2 | 40 | Bathroom
Wall Mount | Incandescent |  | Standard A Lamp | 1 | 60 | Bedroom
Ceiling Fixture | Incandescent |  | Standard A Lamp | 1 | 60 | Bedroom
Ceiling Fixture | Compact Fluorescent |  | Twist | 1 | 22 | Hall
Wall Mount | Compact Fluorescent |  | Twist | 3 | 16 | Bathroom
Ceiling Fixture | Compact Fluorescent |  | Twist | 1 | 15 | Bedroom
Torchiere | Compact Fluorescent |  | Twist | 1 | 22 | Bedroom
Architectural | Compact Fluorescent |  | Twist | 3 | 15 | Bedroom
Table | Compact Fluorescent |  | Twist | 1 | 15 | Bedroom
Table | Compact Fluorescent |  | Mini base | 1 | 7 | Bedroom
Chandelier (Hanging) | Compact Fluorescent |  | Twist | 3 | 16 | Dining Room
Ceiling Fixture | Compact Fluorescent |  | Twist | 2 | 20 | Hall
Ceiling Fixture | Linear Fluorescent | 48 | T-12 | 2 | 42 | Garage
Ceiling Fixture | Compact Fluorescent |  | Twist | 1 | 15 | Hall
Recessed Can | Compact Fluorescent |  | Reflector | 1 | 16 | Kitchen
Ceiling Fixture | Halogen |  | PAR | 4 | 30 | Kitchen
Wall Mount | Linear Fluorescent | 24 | T-8 | 3 | 32 | Laundry Room
Ceiling Fan | Compact Fluorescent |  | Twist | 3 | 15 | Living Room
Floor lamp | Incandescent |  | Decorative | 5 | 40 | Living Room
Ceiling Fixture | Compact Fluorescent |  | Twist | 1 | 15 | Office
Table | Compact Fluorescent |  | Twist | 1 | 15 | Office
Ceiling Fixture | Incandescent |  | Standard A Lamp | 2 | 40 | Bathroom
Recessed - other | Incandescent |  | Heat Lamp | 1 | 150 | Bathroom
Wall Mount | Incandescent |  | Globe | 4 | 40 | Bathroom
Ceiling Fixture | Incandescent |  | Standard A Lamp | 1 | 60 | Bedroom
Ceiling Fan | Incandescent |  | Standard A Lamp | 1 | 60 | Bedroom
Table | Compact Fluorescent |  | Twist | 1 | 15 | Bedroom
Chandelier (Hanging) | Incandescent |  | Standard A Lamp | 4 | 40 | Dining Room
Recessed Can | Incandescent |  | Reflector | 2 | 65 | Family Room
Ceiling Fixture | Linear Fluorescent | 48 | T-8 | 2 | 32 | Garage
Ceiling Fixture | Incandescent |  | Standard A Lamp | 1 | 60 | Hall
Ceiling Fixture | Incandescent |  | Standard A Lamp | 2 | 60 | Hall
Recessed Can | Incandescent |  | Reflector | 1 | 65 | Kitchen
Ceiling Fixture | Linear Fluorescent | 48 | T-8 | 2 | 32 | Laundry Room
Recessed Can | Incandescent |  | Reflector | 1 | 65 | Living Room
Wall Mount | Incandescent |  | Standard A Lamp | 2 | 40 | Bathroom
Recessed Can | Halogen |  | PAR | 1 | 30 | Bathroom
Table | Incandescent |  | Standard A Lamp | 1 | 60 | Master Bedroom
Recessed Can | Incandescent |  | Reflector | 1 | 40 | Master Bedroom
Chandelier (Hanging) | Incandescent |  | Decorative | 4 | 40 | Hall
Wall Mount | Incandescent |  | Globe | 8 | 40 | Bathroom
Ceiling Fixture | Incandescent |  | Standard A Lamp | 1 | 60 | Bathroom
Wall Mount | Incandescent |  | Globe | 3 | 40 | Bathroom
Recessed - other | Incandescent |  | Heat Lamp | 2 | 150 | Bathroom
Chandelier (Hanging) | Incandescent |  | Standard A Lamp | 1 | 60 | Bedroom
Chandelier (Hanging) | Incandescent |  | Mini base | 5 | 25 | Dining Room
Ceiling Fixture | Linear Fluorescent | 48 | T-12 | 2 | 40 | Garage
Exterior | Other |  | Metal Halide | 1 | 250 | Garage
Recessed - other | Linear Fluorescent | 48 | T-12 | 2 | 40 | Kitchen
Ceiling Fixture | Incandescent |  | Standard A Lamp | 2 | 60 | Laundry Room
Recessed Can | Incandescent |  | Reflector | 1 | 65 | Living Room
Table | Incandescent |  | 3-Way Incandescent | 1 | 150 | Living Room
Recessed Can | Incandescent |  | Reflector | 1 | 65 | Master Bedroom
Ceiling Fixture | Incandescent |  | Standard A Lamp | 2 | 60 | Office
Ceiling Fixture | Linear Fluorescent | 48 | T-8 | 2 | 32 | Other
Ceiling Fixture | Compact Fluorescent |  | Twist | 1 | 13 | Other
Wall Mount | Incandescent |  | Globe | 1 | 40 | Other
Other | Incandescent |  | Standard A Lamp | 2 | 75 | Other
Ceiling Fixture | Incandescent |  | Standard A Lamp | 1 | 100 | Bathroom
Wall Mount | Incandescent |  | Standard A Lamp | 1 | 60 | Bathroom
Wall Mount | Halogen |  | MR | 2 | 100 | Bathroom
Ceiling Fixture | Linear Fluorescent | 24 | Fluorescent Other | 2 | 22 | Bedroom
Ceiling Fixture | Linear Fluorescent | 24 | Fluorescent Other | 1 | 22 | Bedroom
Table | Incandescent |  | Standard A Lamp | 1 | 60 | Bedroom
Ceiling Fixture | Incandescent |  | Standard A Lamp | 1 | 100 | Closet
Ceiling Fan | Incandescent |  | Standard A Lamp | 2 | 60 | Family Room
Table | Incandescent |  | Standard A Lamp | 1 | 100 | Family Room
Ceiling Fixture | Linear Fluorescent | 24 | Fluorescent Other | 1 | 22 | Hall
Ceiling Fixture | Incandescent |  | Standard A Lamp | 1 | 100 | Hall
Ceiling Fixture | Incandescent |  | Standard A Lamp | 1 | 60 | Hall
Ceiling Fixture | Incandescent |  | Standard A Lamp | 2 | 75 | Kitchen
Table | Incandescent |  | Standard A Lamp | 1 | 60 | Office
Torchiere | Compact Fluorescent |  | Twist | 1 | 13 | Other
Recessed Can | Incandescent |  | Reflector | 1 | 65 | Other
Ceiling Fixture | Compact Fluorescent |  | Twist | 2 | 15 | Hall
Ceiling Fan | Incandescent |  | Standard A Lamp | 1 | 60 | Bathroom
Ceiling Fan | Incandescent |  | Standard A Lamp | 1 | 25 | Bathroom
Table | Incandescent |  | Standard A Lamp | 1 | 75 | Bedroom
Floor lamp | Compact Fluorescent |  | Twist | 1 | 26 | Bedroom
Ceiling Fixture | Incandescent |  | Standard A Lamp | 2 | 60 | Bedroom
Chandelier (Hanging) | Incandescent |  | Standard A Lamp | 6 | 60 | Living Room
Chandelier (Hanging) | Compact Fluorescent |  | Twist | 2 | 15 | Living Room
Ceiling Fixture | Incandescent |  | Standard A Lamp | 2 | 60 | Hall
Ceiling Fixture | Compact Fluorescent |  | Twist | 2 | 15 | Laundry Room
Table | Incandescent |  | 3-Way Incandescent | 1 | 150 | Living Room
Table | Incandescent |  | Standard A Lamp | 1 | 250 | Living Room
Floor lamp | Incandescent |  | 3-Way Incandescent | 1 | 150 | Living Room
Ceiling Fixture | Incandescent |  | Standard A Lamp | 3 | 55 | Living Room
Ceiling Fixture | Compact Fluorescent |  | Twist | 1 | 15 | Living Room
Ceiling Fixture | Compact Fluorescent |  | Twist | 2 | 15 | Living Room
Ceiling Fixture | Incandescent |  | Globe | 1 | 40 | Closet
Ceiling Fixture | Incandescent |  | Standard A Lamp | 2 | 60 | Bedroom
Table | Compact Fluorescent |  | Twist | 1 | 15 | Bedroom
Ceiling Fixture | Incandescent |  | Standard A Lamp | 11 | 75 | Closet
Ceiling Fixture | Incandescent |  | Standard A Lamp | 2 | 60 | Office
Ceiling Fixture | Incandescent |  | Mini base | 3 | 40 | Hall
Recessed Can | Halogen |  | PAR | 1 | 75 | Bathroom
Wall Mount | Compact Fluorescent |  | Twist | 3 | 15 | Bathroom
Ceiling Fixture | Incandescent |  | Standard A Lamp | 2 | 60 | Bedroom
Table | Incandescent |  | Mini base | 1 | 25 | Bedroom
Recessed Can | Halogen |  | Quartz Tube | 1 | 75 | Bedroom
Recessed Can | Halogen |  | PAR | 1 | 75 | Kitchen
Wall Mount | Incandescent |  | Decorative | 1 | 25 | Kitchen
Recessed Can | Halogen |  | PAR | 1 | 75 | Family Room
Table | Compact Fluorescent |  | Twist | 1 | 15 | Family Room
Wall Mount | Incandescent |  | Standard A Lamp | 1 | 60 | Family Room
Floor lamp | Incandescent |  | Standard A Lamp | 2 | 75 | Family Room
Table | Compact Fluorescent |  | Twist | 1 | 15 | Family Room
Floor lamp | Compact Fluorescent |  | Twist | 1 | 15 | Family Room
Wall Mount | Incandescent |  | Standard A Lamp | 1 | 60 | Bathroom
Ceiling Fixture | Incandescent |  | Decorative | 1 | 60 | Bathroom
Ceiling Fixture | Incandescent |  | Standard A Lamp | 1 | 60 | Bathroom
Ceiling Fixture | Incandescent |  | Standard A Lamp | 1 | 60 | Bedroom
Table | Incandescent |  | 3-Way Incandescent | 1 | 100 | Bedroom
Recessed Can | Compact Fluorescent |  | Twist | 1 | 15 | Closet
Recessed Can | Halogen |  | PAR | 1 | 75 | Hall
Ceiling Fixture | Incandescent |  | Standard A Lamp | 1 | 60 | Hall
Garage door opener | Compact Fluorescent |  | Twist | 2 | 15 | Hall
Garage door opener | Incandescent |  | Standard A Lamp | 1 | 60 | Hall
Ceiling Fixture | Incandescent |  | Standard A Lamp | 1 | 60 | Hall
Wall Mount | Incandescent |  | Standard A Lamp | 1 | 60 | Hall
Floor lamp | Halogen |  | Other | 1 | 20 | Kitchen
Ceiling Fixture | Compact Fluorescent |  | Twist | 3 | 15 | Kitchen
Ceiling Fixture | Incandescent |  | Standard A Lamp | 2 | 60 | Master Bedroom
Table | Incandescent |  | Clear | 1 | 40 | Master Bedroom
Ceiling Fixture | Incandescent |  | 3-Way Incandescent | 1 | 250 | Master Bedroom
Ceiling Fixture | Incandescent |  | Heat Lamp | 1 | 250 | Bathroom
Track | Incandescent |  | Standard A Lamp | 3 | 75 | Bathroom
Track | Compact Fluorescent |  | Twist | 1 | 23 | Bathroom
Wall Mount | Compact Fluorescent |  | Twist | 1 | 15 | Bathroom
Ceiling Fixture | Compact Fluorescent |  | Twist | 1 | 15 | Bedroom
Table | Incandescent |  | Standard A Lamp | 1 | 40 | Bedroom
Ceiling Fixture | Halogen |  | MR | 1 | 50 | Family Room
Wall Mount | Incandescent |  | Standard A Lamp | 1 | 100 | Other
Wall Mount | Compact Fluorescent |  | Twist | 1 | 15 | Hall
Ceiling Fixture | Incandescent |  | Standard A Lamp | 1 | 60 | Bedroom
Table | Incandescent |  | Standard A Lamp | 1 | 60 | Bedroom
Ceiling Fixture | Compact Fluorescent |  | Twist | 1 | 15 | Laundry Room
Ceiling Fixture | Compact Fluorescent |  | Twist | 1 | 15 | Other
Wall Mount | Compact Fluorescent |  | Twist | 1 | 15 | Hall
Ceiling Fixture | Compact Fluorescent |  | Twist | 1 | 15 | Other
Ceiling Fixture | Incandescent |  | Standard A Lamp | 1 | 40 | Hall
Ceiling Fixture | Linear Fluorescent | 48 | T-12 | 2 | 40 | Garage
Ceiling Fixture | Incandescent |  | Standard A Lamp | 1 | 60 | Hall
Recessed Can | Compact Fluorescent |  | Reflector | 1 | 15 | Kitchen
Recessed Can | Other |  | LED Interior | 1 | 8 | Kitchen
Other | Incandescent |  | Standard A Lamp | 1 | 40 | Kitchen
Wall Mount | Compact Fluorescent |  | Twist | 3 | 15 | Bathroom
Ceiling Fixture | Incandescent |  | Standard A Lamp | 1 | 40 | Closet
Ceiling Fixture | Compact Fluorescent |  | Twist | 1 | 15 | Master Bedroom
Table | Compact Fluorescent |  | Twist | 1 | 15 | Master Bedroom
Ceiling Fixture | Incandescent |  | Standard A Lamp | 2 | 60 | Dining Room
Ceiling Fixture | Compact Fluorescent |  | Twist | 1 | 15 | Hall
Wall Mount | Compact Fluorescent |  | Twist | 3 | 16 | Bathroom
Floor lamp | Incandescent |  | Mini base | 2 | 75 | Living Room
Ceiling Fixture | Incandescent |  | Standard A Lamp | 1 | 60 | Living Room
Table | Other |  | LED Interior | 1 | 3 | Living Room
Ceiling Fixture | Compact Fluorescent |  | Twist | 1 | 15 | Office
Ceiling Fixture | Compact Fluorescent |  | Twist | 1 | 15 | Other
Table | Compact Fluorescent |  | Other | 1 | 25 | Other
Torchiere | Compact Fluorescent |  | Reflector | 1 | 15 | Other
Ceiling Fan | Incandescent |  | Standard A Lamp | 2 | 60 | Bedroom
High bay | Linear Fluorescent | 48 | T-12 | 2 | 40 | Garage
Ceiling Fixture | Incandescent |  | Standard A Lamp | 2 | 60 | Dining Room
Ceiling Fixture | Incandescent |  | Standard A Lamp | 2 | 60 | Hall
Wall Mount | Incandescent |  | Mini base | 4 | 25 | Bathroom
Ceiling Fixture | Incandescent |  | Heat Lamp | 1 | 250 | Bathroom
Ceiling Fixture | Incandescent |  | Standard A Lamp | 2 | 60 | Hall
Ceiling Fixture | Incandescent |  | Standard A Lamp | 2 | 60 | Kitchen
Ceiling Fan | Incandescent |  | Standard A Lamp | 2 | 60 | Living Room
Table | Compact Fluorescent |  | Twist | 1 | 15 | Living Room
Table | Incandescent |  | 3-Way Incandescent | 1 | 100 | Living Room
Wall Mount | Incandescent |  | Standard A Lamp | 1 | 40 | Bathroom
Ceiling Fan | Incandescent |  | Mini base | 3 | 60 | Master Bedroom
Ceiling Fixture | Incandescent |  | Standard A Lamp | 1 | 60 | Closet
Ceiling Fan | Incandescent |  | Standard A Lamp | 2 | 60 | Office
Ceiling Fixture | Incandescent |  | Standard A Lamp | 1 | 60 | Closet
Chandelier (Hanging) | Compact Fluorescent |  | Twist | 1 | 13 | Dining Room
Chandelier (Hanging) | Compact Fluorescent |  | Twist | 3 | 23 | Dining Room
Other | Compact Fluorescent |  | Pin base | 2 | 36 | Dining Room
Chandelier (Hanging) | Compact Fluorescent |  | Twist | 1 | 18 | Dining Room
Ceiling Fixture | Compact Fluorescent |  | Twist | 1 | 13 | Hall
Ceiling Fixture | Linear Fluorescent | 96 | T-12 | 2 | 96 | Garage
Ceiling Fixture | Linear Fluorescent | 48 | T-12 | 2 | 40 | Garage
Ceiling Fixture | Compact Fluorescent |  | Twist | 2 | 23 | Kitchen
Floor lamp | Incandescent |  | Other | 1 | 35 | Living Room
Floor lamp | Incandescent |  | Standard A Lamp | 1 | 40 | Living Room
Ceiling Fixture | Compact Fluorescent |  | Twist | 1 | 13 | Hall
Wall Mount | Compact Fluorescent |  | Twist | 8 | 18 | Bathroom
Ceiling Fixture | Compact Fluorescent |  | Twist | 2 | 13 | Master Bedroom
Table | Compact Fluorescent |  | Twist | 1 | 23 | Master Bedroom
Floor lamp | Compact Fluorescent |  | Twist | 1 | 23 | Master Bedroom
Wall Mount | Compact Fluorescent |  | Twist | 1 | 13 | Bathroom
Wall Mount | Incandescent |  | Mini base | 1 | 4 | Bathroom
Wall Mount | Incandescent |  | Standard A Lamp | 1 | 60 | Office
Wall Mount | Incandescent |  | Reflector | 1 | 60 | Office
Track | Halogen |  | MR | 2 | 60 | Office
Ceiling Fixture | Compact Fluorescent |  | Twist | 2 | 23 | Office
Ceiling Fixture | Compact Fluorescent |  | Twist | 1 | 23 | Closet
Ceiling Fixture | Incandescent |  | Standard A Lamp | 1 | 60 | Other
Ceiling Fixture | Compact Fluorescent |  | Twist | 1 | 13 | Other
Ceiling Fixture | Compact Fluorescent |  | Twist | 1 | 15 | Bathroom
Floor lamp | Compact Fluorescent |  | Twist | 1 | 15 | Bedroom
Floor lamp | Compact Fluorescent |  | Twist | 1 | 15 | Bedroom
Table | Compact Fluorescent |  | Twist | 1 | 15 | Bedroom
Ceiling Fixture | Compact Fluorescent |  | Twist | 1 | 15 | Other
Ceiling Fixture | Incandescent |  | Standard A Lamp | 1 | 60 | Closet
Floor lamp | Compact Fluorescent |  | Twist | 1 | 15 | Dining Room
Table | Compact Fluorescent |  | Twist | 1 | 15 | Dining Room
Ceiling Fixture | Incandescent |  | Standard A Lamp | 1 | 60 | Hall
Ceiling Fixture | Compact Fluorescent |  | Twist | 1 | 15 | Hall
Ceiling Fixture | Compact Fluorescent |  | Twist | 1 | 15 | Kitchen
Ceiling Fixture | Compact Fluorescent |  | Twist | 2 | 15 | Living Room
Ceiling Fixture | Incandescent |  | Standard A Lamp | 1 | 40 | Hall
Wall Mount | Compact Fluorescent |  | Twist | 3 | 15 | Bathroom
Ceiling Fixture | Compact Fluorescent |  | Twist | 1 | 15 | Bedroom
Ceiling Fixture | Compact Fluorescent |  | Twist | 1 | 15 | Bedroom
Ceiling Fixture | Compact Fluorescent |  | Twist | 2 | 15 | Closet
Ceiling Fixture | Incandescent |  | Standard A Lamp | 1 | 60 | Garage
Chandelier (Hanging) | Compact Fluorescent |  | Twist | 5 | 15 | Dining Room
Ceiling Fixture | Compact Fluorescent |  | Twist | 2 | 15 | Hall
Recessed Can | Compact Fluorescent |  | Reflector | 1 | 22 | Kitchen
Ceiling Fixture | Compact Fluorescent |  | Twist | 1 | 15 | Laundry Room
Ceiling Fixture | Compact Fluorescent |  | Twist | 2 | 15 | Living Room
Ceiling Fixture | Compact Fluorescent |  | Twist | 3 | 15 | Bathroom
Ceiling Fan | Compact Fluorescent |  | Twist | 1 | 15 | Bathroom
Ceiling Fixture | Compact Fluorescent |  | Twist | 2 | 15 | Master Bedroom
Ceiling Fixture | Compact Fluorescent |  | Twist | 1 | 13 | Bathroom
Ceiling Fixture | Compact Fluorescent |  | Twist | 1 | 13 | Bathroom
Ceiling Fixture | Compact Fluorescent |  | Twist | 2 | 22 | Bedroom
Floor lamp | Incandescent |  | 3-Way Incandescent | 1 | 70 | Bedroom
Ceiling Fixture | Linear Fluorescent | 48 | T-12 | 2 | 40 | Bedroom
Table | Compact Fluorescent |  | Twist | 1 | 23 | Bedroom
Ceiling Fixture | Compact Fluorescent |  | Twist | 1 | 13 | Bedroom
Ceiling Fixture | Compact Fluorescent |  | Twist | 1 | 13 | Bedroom
Table | Incandescent |  | Standard A Lamp | 1 | 60 | Bedroom
Ceiling Fixture | Compact Fluorescent |  | Twist | 1 | 13 | Bedroom
Table | Compact Fluorescent |  | Twist | 2 | 13 | Bedroom
Ceiling Fixture | Incandescent |  | Standard A Lamp | 1 | 60 | Bedroom
Table | Incandescent |  | Standard A Lamp | 1 | 40 | Bedroom
Ceiling Fixture | Compact Fluorescent |  | Twist | 2 | 13 | Living Room
Ceiling Fixture | Compact Fluorescent |  | Twist | 1 | 13 | Living Room
Ceiling Fixture | Compact Fluorescent |  | Twist | 1 | 13 | Hall
Ceiling Fixture | Compact Fluorescent |  | Twist | 2 | 13 | Kitchen
Ceiling Fixture | Compact Fluorescent |  | Twist | 1 | 13 | Other
Chandelier (Hanging) | Compact Fluorescent |  | Twist | 1 | 13 | Dining Room
Ceiling Fixture | Compact Fluorescent |  | A shape bulb | 1 | 11 | Other
Ceiling Fixture | Compact Fluorescent |  | Twist | 1 | 13 | Other
Table | Incandescent |  | Standard A Lamp | 1 | 60 | Other
Track | Incandescent |  | Reflector | 4 | 65 | Family Room
Wall Mount | Compact Fluorescent |  | Twist | 1 | 15 | Family Room
Floor lamp | Halogen |  | MR | 1 | 100 | Bedroom
Ceiling Fixture | Incandescent |  | Standard A Lamp | 1 | 75 | Bedroom
Torchiere | Halogen |  | MR | 1 | 100 | Bedroom
Ceiling Fixture | Incandescent |  | Standard A Lamp | 1 | 40 | Bedroom
Torchiere | Halogen |  | MR | 1 | 100 | Bedroom
Recessed Can | Incandescent |  | Reflector | 1 | 65 | Bathroom
Wall Mount | Halogen |  | PAR | 1 | 50 | Bathroom
Ceiling Fixture | Linear Fluorescent | 48 | T-12 | 2 | 40 | Garage
Garage door opener | Incandescent |  | Standard A Lamp | 1 | 60 | Garage
Ceiling Fixture | Linear Fluorescent | 48 | T-12 | 2 | 40 | Other
Ceiling Fixture | Incandescent |  | Standard A Lamp | 1 | 60 | Other
Ceiling Fixture | Linear Fluorescent | 18 | T-8 | 1 | 20 | Laundry Room
Recessed Can | Compact Fluorescent |  | Reflector | 1 | 15 | Hall
Floor lamp | Incandescent |  | Standard A Lamp | 1 | 100 | Master Bedroom
Table | Incandescent |  | Standard A Lamp | 1 | 75 | Master Bedroom
Wall Mount | Halogen |  | MR | 1 | 50 | Bathroom
Ceiling Fan | Incandescent |  | Standard A Lamp | 1 | 40 | Bathroom
Recessed Can | Compact Fluorescent |  | Reflector | 1 | 15 | Kitchen
Recessed Can | Halogen |  | PAR | 1 | 50 | Kitchen
Recessed Can | Incandescent |  | Globe | 1 | 40 | Living Room
Floor lamp | Halogen |  | MR | 1 | 50 | Living Room
Table | Compact Fluorescent |  | Twist | 1 | 15 | Living Room
Floor lamp | Compact Fluorescent |  | Twist | 1 | 15 | Living Room
Ceiling Fixture | Halogen |  | PAR | 1 | 50 | Hall
Ceiling Fixture | Incandescent |  | Standard A Lamp | 1 | 60 | Closet
Wall Mount | Incandescent |  | Globe | 3 | 40 | Bathroom
Ceiling Fixture | Incandescent |  | Standard A Lamp | 1 | 40 | Bedroom
Ceiling Fixture | Incandescent |  | Standard A Lamp | 2 | 40 | Bedroom
Table | Incandescent |  | Mini base | 1 | 40 | Bedroom
Ceiling Fixture | Incandescent |  | Standard A Lamp | 2 | 40 | Bedroom
Ceiling Fixture | Incandescent |  | Standard A Lamp | 1 | 40 | Bedroom
Chandelier (Hanging) | Incandescent |  | Standard A Lamp | 5 | 40 | Dining Room
Other | Incandescent |  | Reflector | 1 | 75 | Garage
Other | Compact Fluorescent |  | Twist | 1 | 15 | Garage
Ceiling Fixture | Compact Fluorescent |  | Twist | 1 | 13 | Other
Ceiling Fan | Incandescent |  | Standard A Lamp | 1 | 40 | Hall
Ceiling Fixture | Compact Fluorescent |  | Twist | 2 | 15 | Kitchen
Ceiling Fixture | Incandescent |  | Standard A Lamp | 1 | 40 | Kitchen
Ceiling Fixture | Compact Fluorescent |  | Twist | 1 | 13 | Laundry Room
Floor lamp | Halogen |  | Quartz Tube | 1 | 150 | Living Room
Table | Incandescent |  | Mini base | 2 | 40 | Living Room
Ceiling Fixture | Incandescent |  | Reflector | 1 | 40 | Bathroom
Wall Mount | Incandescent |  | Standard A Lamp | 1 | 60 | Bathroom
Ceiling Fixture | Incandescent |  | Standard A Lamp | 2 | 60 | Bedroom
Ceiling Fixture | Incandescent |  | Standard A Lamp | 2 | 60 | Bedroom
Recessed Can | Incandescent |  | Reflector | 1 | 40 | Closet
Recessed Can | Incandescent |  | Reflector | 1 | 40 | Other
Other | Incandescent |  | Standard A Lamp | 3 | 100 | Other
Garage door opener | Incandescent |  | Standard A Lamp | 2 | 60 | Garage
Ceiling Fixture | Incandescent |  | Standard A Lamp | 1 | 60 | Garage
Recessed Can | Incandescent |  | Reflector | 1 | 40 | Hall
Wall Mount | Incandescent |  | Standard A Lamp | 1 | 60 | Hall
Chandelier (Hanging) | Incandescent |  | Standard A Lamp | 9 | 60 | Hall
Wall Mount | Incandescent |  | Standard A Lamp | 1 | 60 | Hall
Recessed Can | Incandescent |  | Mini base | 1 | 40 | Kitchen
Chandelier (Hanging) | Incandescent |  | Standard A Lamp | 4 | 60 | Kitchen
Ceiling Fixture | Incandescent |  | Standard A Lamp | 2 | 60 | Laundry Room
Recessed Can | Incandescent |  | Reflector | 1 | 40 | Living Room
Ceiling Fixture | Incandescent |  | Reflector | 1 | 40 | Closet
Wall Mount | Incandescent |  | Standard A Lamp | 1 | 60 | Bathroom
Ceiling Fixture | Incandescent |  | Standard A Lamp | 1 | 60 | Bathroom
Recessed Can | Incandescent |  | Reflector | 1 | 40 | Bathroom
Recessed Can | Incandescent |  | Reflector | 1 | 40 | Master Bedroom
Recessed Can | Incandescent |  | Standard A Lamp | 1 | 40 | Hall
Wall Mount | Compact Fluorescent |  | Twist | 1 | 15 | Bathroom
Wall Mount | Compact Fluorescent |  | Twist | 2 | 15 | Bathroom
Ceiling Fixture | Incandescent |  | Heat Lamp | 1 | 250 | Bathroom
Floor lamp | Compact Fluorescent |  | Twist | 3 | 15 | Bathroom
Ceiling Fixture | Compact Fluorescent |  | Twist | 2 | 15 | Bedroom
Table | Compact Fluorescent |  | Twist | 1 | 15 | Bedroom
Table | Other |  | LED Interior | 1 | 1 | Bedroom
Floor lamp | Compact Fluorescent |  | Other | 1 | 7 | Bedroom
Torchiere | Compact Fluorescent |  | Twist | 1 | 40 | Bedroom
Ceiling Fixture | Compact Fluorescent |  | Twist | 2 | 15 | Bedroom
Wall Mount | Incandescent |  | Standard A Lamp | 1 | 60 | Closet
Chandelier (Hanging) | Compact Fluorescent |  | Circline (Screw Base) | 1 | 24 | Dining Room
Ceiling Fixture | Compact Fluorescent |  | Twist | 1 | 15 | Hall
Ceiling Fixture | Compact Fluorescent |  | Twist | 2 | 15 | Hall
Ceiling Fixture | Linear Fluorescent | 48 | T-8 | 2 | 32 | Kitchen
Other | Compact Fluorescent |  | Twist | 1 | 40 | Kitchen
Ceiling Fixture | Incandescent |  | Standard A Lamp | 1 | 60 | Laundry Room
Track | Other |  | LED Interior | 5 | 5 | Living Room
Torchiere | Compact Fluorescent |  | Twist | 3 | 15 | Living Room
Torchiere | Compact Fluorescent |  | Twist | 2 | 40 | Living Room
Other | Compact Fluorescent |  | Twist | 1 | 22 | Living Room
Floor lamp | Compact Fluorescent |  | Twist | 3 | 15 | Living Room
Ceiling Fixture | Compact Fluorescent |  | Circline (Screw Base) | 1 | 22 | Living Room
Wall Mount | Compact Fluorescent |  | Twist | 2 | 15 | Hall
Ceiling Fixture | Linear Fluorescent | 23 | Fluorescent Other | 1 | 20 | Bathroom
Torchiere | Compact Fluorescent |  | Twist | 3 | 15 | Bathroom
Torchiere | Compact Fluorescent |  | Twist | 2 | 40 | Bathroom
Ceiling Fixture | Compact Fluorescent |  | Twist | 1 | 15 | Hall
Wall Mount | Compact Fluorescent |  | Twist | 1 | 15 | Bedroom
Ceiling Fixture | Compact Fluorescent |  | Twist | 3 | 15 | Dining Room
Ceiling Fixture | Compact Fluorescent |  | Twist | 1 | 22 | Family Room
Ceiling Fixture | Incandescent |  | Standard A Lamp | 1 | 90 | Closet
Ceiling Fixture | Compact Fluorescent |  | Twist | 1 | 15 | Bathroom
Ceiling Fixture | Compact Fluorescent |  | Twist | 2 | 22 | Master Bedroom
Ceiling Fixture | Compact Fluorescent |  | Twist | 1 | 22 | Closet
Ceiling Fixture | Compact Fluorescent |  | Twist | 3 | 22 | Bedroom
Ceiling Fixture | Compact Fluorescent |  | Twist | 1 | 15 | Closet
Table | Incandescent |  | Globe | 1 | 40 | Living Room
Floor lamp | Compact Fluorescent |  | Twist | 1 | 22 | Living Room
Ceiling Fixture | Compact Fluorescent |  | Twist | 1 | 15 | Kitchen
Ceiling Fixture | Compact Fluorescent |  | Twist | 1 | 15 | Dining Room
Ceiling Fixture | Compact Fluorescent |  | Twist | 3 | 15 | Family Room
Ceiling Fixture | Compact Fluorescent |  | Twist | 2 | 15 | Bathroom
Wall Mount | Compact Fluorescent |  | Twist | 2 | 15 | Bathroom
Ceiling Fixture | Compact Fluorescent |  | Twist | 1 | 15 | Hall
Ceiling Fixture | Compact Fluorescent |  | Twist | 3 | 15 | Office
Table | Incandescent |  | Standard A Lamp | 1 | 100 | Office
Wall Mount | Incandescent |  | Globe | 6 | 40 | Bathroom
Recessed - other | Compact Fluorescent |  | Twist | 1 | 15 | Bathroom
Ceiling Fixture | Compact Fluorescent |  | Twist | 2 | 15 | Other
Wall Mount | Compact Fluorescent |  | Twist | 1 | 15 | Other
Ceiling Fixture | Compact Fluorescent |  | Twist | 1 | 15 | Other
Ceiling Fixture | Incandescent |  | Standard A Lamp | 1 | 60 | Other
Recessed Can | Incandescent |  | Reflector | 1 | 65 | Closet
Floor lamp | Compact Fluorescent |  | Twist | 3 | 15 | Dining Room
Floor lamp | Compact Fluorescent |  | 3-Way CFL | 1 | 33 | Dining Room
Floor lamp | Compact Fluorescent |  | Twist | 1 | 9 | Dining Room
Ceiling Fixture | Incandescent |  | Standard A Lamp | 1 | 60 | Garage
Ceiling Fixture | Compact Fluorescent |  | Twist | 2 | 15 | Hall
Ceiling Fixture | Compact Fluorescent |  | Twist | 2 | 15 | Kitchen
Table | Compact Fluorescent |  | Twist | 1 | 15 | Living Room
Recessed Can | Compact Fluorescent |  | Twist | 1 | 15 | Bathroom
Wall Mount | Incandescent |  | Globe | 6 | 40 | Bathroom
Ceiling Fixture | Compact Fluorescent |  | Twist | 2 | 15 | Master Bedroom
Recessed Can | Incandescent |  | Reflector | 1 | 65 | Master Bedroom
Ceiling Fixture | Compact Fluorescent |  | Twist | 2 | 15 | Office
Table | Incandescent |  | Standard A Lamp | 2 | 60 | Office
Recessed Can | Incandescent |  | Reflector | 1 | 65 | Other
Ceiling Fixture | Compact Fluorescent |  | Twist | 2 | 15 | Laundry Room
Wall Mount | Incandescent |  | Globe | 3 | 60 | Laundry Room
Ceiling Fixture | Compact Fluorescent |  | Twist | 2 | 15 | Family Room
Ceiling Fixture | Compact Fluorescent |  | Twist | 1 | 40 | Garage
Ceiling Fixture | Compact Fluorescent |  | Twist | 1 | 23 | Garage
Ceiling Fixture | Linear Fluorescent | 48 | T-12 | 2 | 40 | Garage
Garage door opener | Incandescent |  | Standard A Lamp | 1 | 60 | Garage
Ceiling Fixture | Compact Fluorescent |  | A shape bulb | 1 | 15 | Hall
Ceiling Fixture | Compact Fluorescent |  | Twist | 2 | 15 | Office
Wall Mount | Incandescent |  | Globe | 1 | 60 | Bathroom
Ceiling Fixture | Compact Fluorescent |  | Twist | 1 | 23 | Bedroom
Chandelier (Hanging) | Incandescent |  | Mini base | 8 | 60 | Dining Room
Chandelier (Hanging) | Incandescent |  | Reflector | 1 | 50 | Dining Room
Chandelier (Hanging) | Incandescent |  | Mini base | 3 | 60 | Hall
Ceiling Fixture | Compact Fluorescent |  | Twist | 1 | 23 | Bedroom
Floor lamp | Compact Fluorescent |  | Straight Tube | 1 | 27 | Bedroom
Ceiling Fixture | Incandescent |  | Standard A Lamp | 1 | 60 | Hall
Recessed Can | Compact Fluorescent |  | Reflector | 1 | 15 | Kitchen
Other | Linear Fluorescent | 18 | T-5 | 1 | 16 | Kitchen
Ceiling Fan | Linear Fluorescent | 30 | Fluorescent Other | 1 | 20 | Living Room
Table | Compact Fluorescent |  | Twist | 1 | 40 | Living Room
Table | Compact Fluorescent |  | Twist | 1 | 15 | Living Room
Recessed Can | Incandescent |  | Reflector | 1 | 65 | Master Bedroom
Table | Incandescent |  | Standard A Lamp | 1 | 60 | Master Bedroom
Ceiling Fan | Incandescent |  | Reflector | 1 | 75 | Bathroom
Wall Mount | Incandescent |  | Globe | 6 | 60 | Bathroom
Ceiling Fixture | Incandescent |  | Standard A Lamp | 1 | 60 | Bedroom
Ceiling Fixture | Incandescent |  | Standard A Lamp | 1 | 60 | Bedroom
Recessed Can | Incandescent |  | Standard A Lamp | 1 | 60 | Bedroom
Ceiling Fixture | Incandescent |  | Standard A Lamp | 1 | 60 | Closet
Chandelier (Hanging) | Incandescent |  | Standard A Lamp | 1 | 60 | Dining Room
Ceiling Fixture | Incandescent |  | Standard A Lamp | 1 | 60 | Hall
Ceiling Fixture | Incandescent |  | Standard A Lamp | 2 | 60 | Kitchen
Table | Incandescent |  | Standard A Lamp | 1 | 60 | Living Room
Ceiling Fixture | Halogen |  | PAR | 3 | 75 | Laundry Room
Architectural | Halogen |  | MR | 4 | 50 | Bedroom
Table | Compact Fluorescent |  | Twist | 1 | 15 | Bedroom
Ceiling Fixture | Incandescent |  | Standard A Lamp | 1 | 100 | Closet
Wall Mount | Compact Fluorescent |  | Twist | 1 | 15 | Family Room
Wall Mount | Compact Fluorescent |  | Twist | 1 | 15 | Master Bedroom
Floor lamp | Incandescent |  | Standard A Lamp | 1 | 100 | Master Bedroom
Wall Mount | Compact Fluorescent |  | Twist | 1 | 15 | Office
Table | Compact Fluorescent |  | Straight Tube | 1 | 15 | Office
Chandelier (Hanging) | Incandescent |  | Standard A Lamp | 1 | 75 | Office
Recessed Can | Incandescent |  | Standard A Lamp | 1 | 60 | Garage
Track | Halogen |  | MR | 2 | 50 | Garage
Ceiling Fixture | Compact Fluorescent |  | Twist | 1 | 22 | Other
Ceiling Fixture | Linear Fluorescent | 48 | Fluorescent Other | 1 | 32 | Other
Ceiling Fixture | Compact Fluorescent |  | Twist | 1 | 15 | Other
Track | Halogen |  | MR | 2 | 50 | Kitchen
Wall Mount | Incandescent |  | Globe | 1 | 25 | Kitchen
Chandelier (Hanging) | Incandescent |  | Standard A Lamp | 1 | 100 | Dining Room
Recessed Can | Halogen |  | MR | 1 | 50 | Living Room
Architectural | Incandescent |  | Globe | 1 | 60 | Living Room
Ceiling Fixture | Incandescent |  | Standard A Lamp | 1 | 60 | Hall
Recessed Can | Halogen |  | PAR | 1 | 75 | Bathroom
Ceiling Fixture | Incandescent |  | Globe | 1 | 40 | Hall
Ceiling Fan | Incandescent |  | Standard A Lamp | 3 | 60 | Bedroom
Wall Mount | Compact Fluorescent |  | Mini base | 3 | 22 | Bathroom
Chandelier (Hanging) | Incandescent |  | Mini base | 5 | 40 | Dining Room
Floor lamp | Incandescent |  | Standard A Lamp | 2 | 100 | Family Room
Floor lamp | Incandescent |  | Standard A Lamp | 1 | 100 | Family Room
Table | Incandescent |  | Standard A Lamp | 1 | 75 | Family Room
Chandelier (Hanging) | Compact Fluorescent |  | Twist | 5 | 13 | Hall
High bay | Linear Fluorescent | 48 | T-12 | 2 | 40 | Garage
Ceiling Fixture | Incandescent |  | Standard A Lamp | 1 | 75 | Bedroom
Table | Incandescent |  | Standard A Lamp | 1 | 100 | Bedroom
Ceiling Fixture | Incandescent |  | Standard A Lamp | 1 | 75 | Hall
Recessed Can | Halogen |  | PAR | 1 | 75 | Kitchen
Ceiling Fixture | Incandescent |  | Standard A Lamp | 1 | 75 | Laundry Room
Table | Compact Fluorescent |  | Twist | 1 | 23 | Living Room
Track | Halogen |  | MR | 4 | 75 | Other
Wall Mount | Halogen |  | Quartz Tube | 3 | 50 | Bathroom
Floor lamp | Incandescent |  | Standard A Lamp | 1 | 100 | Bedroom
Table | Incandescent |  | Standard A Lamp | 1 | 100 | Bedroom
Ceiling Fixture | Incandescent |  | Standard A Lamp | 1 | 60 | Closet
Ceiling Fixture | Compact Fluorescent |  | Twist | 1 | 23 | Bathroom
Table | Incandescent |  | Standard A Lamp | 1 | 100 | Office
Ceiling Fixture | Incandescent |  | Standard A Lamp | 1 | 60 | Office
High bay | Linear Fluorescent | 48 | T-8 | 4 | 32 | Closet
Wall Mount | Incandescent |  | Globe | 4 | 40 | Bathroom
Ceiling Fixture | Incandescent |  | Standard A Lamp | 2 | 75 | Bedroom
Table | Incandescent |  | Standard A Lamp | 1 | 25 | Bedroom
Ceiling Fixture | Incandescent |  | Standard A Lamp | 2 | 75 | Bedroom
Table | Compact Fluorescent |  | A shape bulb | 1 | 7 | Bedroom
Track | Halogen |  | Other | 2 | 50 | Dining Room
High bay | Linear Fluorescent | 36 | T-8 | 2 | 32 | Laundry Room
High bay | Linear Fluorescent | 48 | T-12 | 2 | 40 | Laundry Room
Ceiling Fixture | Compact Fluorescent |  | A shape bulb | 2 | 7 | Other
High bay | Linear Fluorescent | 48 | T-8 | 4 | 32 | Garage
Garage door opener | Incandescent |  | Colored | 1 | 60 | Garage
Ceiling Fixture | Incandescent |  | Standard A Lamp | 2 | 75 | Hall
Track | Halogen |  | MR | 3 | 50 | Kitchen
Recessed Can | Halogen |  | MR | 1 | 50 | Living Room
Table | Incandescent |  | Standard A Lamp | 1 | 60 | Living Room
High bay | Linear Fluorescent | 18 | T-5 | 2 | 14 | Other
High bay | Linear Fluorescent | 36 | T-8 | 2 | 32 | Other
Ceiling Fixture | Incandescent |  | Standard A Lamp | 1 | 60 | Other
Wall Mount | Incandescent |  | Standard A Lamp | 6 | 60 | Bathroom
Recessed - other | Incandescent |  | Heat Lamp | 2 | 250 | Bathroom
Recessed Can | Incandescent |  | Reflector | 1 | 75 | Bathroom
Recessed - other | Incandescent |  | Heat Lamp | 2 | 250 | Bathroom
Ceiling Fixture | Incandescent |  | Standard A Lamp | 2 | 60 | Bedroom
Table | Incandescent |  | Standard A Lamp | 1 | 60 | Bedroom
Ceiling Fixture | Incandescent |  | Standard A Lamp | 2 | 60 | Bedroom
Ceiling Fixture | Incandescent |  | Standard A Lamp | 1 | 60 | Bedroom
Ceiling Fixture | Incandescent |  | Standard A Lamp | 2 | 60 | Closet
Ceiling Fixture | Incandescent |  | Standard A Lamp | 1 | 60 | Closet
Chandelier (Hanging) | Incandescent |  | Mini base | 7 | 25 | Dining Room
Recessed Can | Incandescent |  | Reflector | 1 | 65 | Dining Room
Ceiling Fixture | Incandescent |  | Standard A Lamp | 2 | 60 | Hall
Wall Mount | Incandescent |  | Reflector | 1 | 40 | Hall
Recessed Can | Incandescent |  | Reflector | 2 | 75 | Hall
Garage door opener | Incandescent |  | Standard A Lamp | 1 | 60 | Garage
Ceiling Fixture | Incandescent |  | Standard A Lamp | 1 | 60 | Garage
Recessed Can | Incandescent |  | Reflector | 1 | 65 | Bathroom
Ceiling Fixture | Incandescent |  | Standard A Lamp | 1 | 60 | Hall
Recessed Can | Incandescent |  | Standard A Lamp | 1 | 60 | Kitchen
Table | Incandescent |  | 3-Way Incandescent | 1 | 150 | Living Room
Table | Incandescent |  | Standard A Lamp | 3 | 60 | Living Room
Recessed Can | Incandescent |  | Standard A Lamp | 1 | 60 | Living Room
Recessed Can | Incandescent |  | Standard A Lamp | 1 | 60 | Other
Floor lamp | Incandescent |  | 3-Way Incandescent | 1 | 150 | Other
Ceiling Fixture | Incandescent |  | Decorative | 1 | 60 | Hall
Recessed Can | Incandescent |  | Reflector | 1 | 65 | Bathroom
Wall Mount | Incandescent |  | Globe | 6 | 40 | Bathroom
Ceiling Fixture | Incandescent |  | Standard A Lamp | 2 | 60 | Closet
Recessed Can | Incandescent |  | Reflector | 1 | 65 | Laundry Room
Recessed Can | Incandescent |  | Reflector | 1 | 65 | Master Bedroom
Table | Incandescent |  | Standard A Lamp | 1 | 60 | Master Bedroom
Recessed - other | Incandescent |  | Standard A Lamp | 1 | 75 | Living Room
Recessed - other | Compact Fluorescent |  | Twist | 1 | 13 | Bedroom
Wall Mount | Incandescent |  | Standard A Lamp | 1 | 75 | Bedroom
Wall Mount | Compact Fluorescent |  | Twist | 2 | 13 | Bathroom
Wall Mount | Compact Fluorescent |  | Twist | 1 | 23 | Bathroom
Ceiling Fixture | Compact Fluorescent |  | Twist | 1 | 13 | Bathroom
Chandelier (Hanging) | Incandescent |  | Standard A Lamp | 5 | 60 | Dining Room
Table | Incandescent |  | Decorative | 1 | 25 | Dining Room
Ceiling Fixture | Incandescent |  | Standard A Lamp | 1 | 60 | Hall
Ceiling Fixture | Compact Fluorescent |  | Twist | 1 | 23 | Other
Ceiling Fixture | Compact Fluorescent |  | Twist | 2 | 13 | Hall
Track | Halogen |  | MR | 5 | 50 | Kitchen
Low bay | Linear Fluorescent | 24 | T-5 | 1 | 15 | Kitchen
Low bay | Incandescent |  | Mini base | 1 | 25 | Kitchen
Wall Mount | Incandescent |  | Standard A Lamp | 1 | 75 | Laundry Room
Floor lamp | Incandescent |  | Standard A Lamp | 2 | 75 | Living Room
Ceiling Fixture | Compact Fluorescent |  | Twist | 2 | 13 | Master Bedroom
Table | Incandescent |  | Standard A Lamp | 1 | 60 | Master Bedroom
Table | Incandescent |  | Mini base | 1 | 20 | Master Bedroom
Wall Mount | Incandescent |  | Standard A Lamp | 1 | 60 | Bathroom
Floor lamp | Compact Fluorescent |  | Twist | 1 | 15 | Bedroom
Floor lamp | Compact Fluorescent |  | A shape bulb | 1 | 11 | Bedroom
Track | Halogen |  | MR | 3 | 50 | Bedroom
Table | Incandescent |  | Decorative | 1 | 40 | Bedroom
Table | Compact Fluorescent |  | Twist | 1 | 15 | Bedroom
Ceiling Fixture | Incandescent |  | Globe | 1 | 60 | Bedroom
Table | Incandescent |  | Standard A Lamp | 1 | 60 | Bedroom
High bay | Linear Fluorescent | 48 | T-12 | 2 | 40 | Other
Ceiling Fixture | Compact Fluorescent |  | Twist | 2 | 22 | Dining Room
Ceiling Fixture | Halogen |  | MR | 2 | 75 | Hall
Ceiling Fixture | Other |  | LED Interior | 2 | 15 | Hall
Ceiling Fixture | Compact Fluorescent |  | Twist | 1 | 15 | Hall
Ceiling Fixture | Compact Fluorescent |  | Twist | 1 | 28 | Garage
Recessed Can | Other |  | LED Interior | 1 | 12 | Kitchen
Ceiling Fan | Incandescent |  | Standard A Lamp | 1 | 40 | Kitchen
Table | Compact Fluorescent |  | Twist | 2 | 15 | Living Room
Ceiling Fixture | Compact Fluorescent |  | Twist | 2 | 15 | Bathroom
Wall Mount | Compact Fluorescent |  | A shape bulb | 2 | 15 | Bathroom
Table | Compact Fluorescent |  | Twist | 1 | 15 | Master Bedroom
Chandelier (Hanging) | Incandescent |  | Mini base | 6 | 40 | Master Bedroom
Ceiling Fixture | Compact Fluorescent |  | Twist | 1 | 15 | Closet
Ceiling Fixture | Compact Fluorescent |  | Twist | 1 | 15 | Office
Ceiling Fixture | Compact Fluorescent |  | Twist | 2 | 15 | Bedroom
Ceiling Fixture | Compact Fluorescent |  | Twist | 1 | 15 | Bedroom
Table | Compact Fluorescent |  | Twist | 1 | 15 | Bedroom
Chandelier (Hanging) | Compact Fluorescent |  | Twist | 3 | 15 | Hall
Ceiling Fixture | Compact Fluorescent |  | Twist | 2 | 15 | Hall
Ceiling Fixture | Compact Fluorescent |  | Twist | 2 | 7 | Hall
Ceiling Fixture | Compact Fluorescent |  | Twist | 1 | 20 | Other
Ceiling Fixture | Compact Fluorescent |  | Twist | 1 | 26 | Other
Ceiling Fixture | Incandescent |  | Standard A Lamp | 1 | 60 | Other
Ceiling Fixture | Compact Fluorescent |  | Straight Tube | 1 | 26 | Bedroom
Ceiling Fixture | Compact Fluorescent |  | Twist | 1 | 15 | Bathroom
Wall Mount | Compact Fluorescent |  | Twist | 4 | 15 | Bathroom
Ceiling Fixture | Linear Fluorescent | 48 | T-12 | 2 | 40 | Master Bedroom
Ceiling Fixture | Incandescent |  | Standard A Lamp | 1 | 60 | Closet
Ceiling Fixture | Linear Fluorescent | 48 | T-12 | 2 | 40 | Bedroom
Ceiling Fixture | Linear Fluorescent | 48 | T-12 | 2 | 40 | Dining Room
Ceiling Fixture | Linear Fluorescent | 48 | T-12 | 2 | 40 | Kitchen
Floor lamp | Incandescent |  | Standard A Lamp | 1 | 60 | Living Room
Torchiere | Incandescent |  | Standard A Lamp | 2 | 60 | Living Room
Ceiling Fixture | Linear Fluorescent | 48 | T-12 | 2 | 40 | Living Room
Ceiling Fixture | Incandescent |  | Standard A Lamp | 2 | 60 | Bedroom
Table | Incandescent |  | Standard A Lamp | 1 | 40 | Bedroom
Other | Compact Fluorescent |  | Twist | 1 | 15 | Garage
Garage door opener | Incandescent |  | Standard A Lamp | 1 | 60 | Garage
Ceiling Fixture | Incandescent |  | Standard A Lamp | 1 | 100 | Garage
Ceiling Fixture | Compact Fluorescent |  | Twist | 1 | 15 | Garage
Other | Incandescent |  | Standard A Lamp | 1 | 25 | Garage
Wall Mount | Compact Fluorescent |  | Twist | 1 | 28 | Bathroom
Wall Mount | Incandescent |  | Standard A Lamp | 1 | 100 | Bathroom
Ceiling Fixture | Compact Fluorescent |  | Twist | 3 | 25 | Other
Ceiling Fixture | Linear Fluorescent | 48 | T-4 | 2 | 40 | Family Room
Table | Incandescent |  | Standard A Lamp | 1 | 25 | Family Room
Ceiling Fixture | Compact Fluorescent |  | A shape bulb | 3 | 22 | Laundry Room
Track | Halogen |  | MR | 3 | 50 | Laundry Room
Recessed Can | Compact Fluorescent |  | Twist | 1 | 15 | Hall
Ceiling Fixture | Compact Fluorescent |  | Twist | 1 | 15 | Hall
Ceiling Fixture | Incandescent |  | Standard A Lamp | 1 | 60 | Hall
Wall Mount | Halogen |  | MR | 3 | 30 | Hall
Ceiling Fixture | Incandescent |  | Standard A Lamp | 1 | 60 | Bedroom
Ceiling Fixture | Compact Fluorescent |  | Twist | 1 | 15 | Bedroom
Table | Incandescent |  | Standard A Lamp | 1 | 60 | Bedroom
Ceiling Fixture | Incandescent |  | Standard A Lamp | 2 | 60 | Hall
Table | Incandescent |  | Standard A Lamp | 1 | 60 | Hall
Ceiling Fixture | Incandescent |  | Standard A Lamp | 1 | 100 | Closet
Wall Mount | Incandescent |  | Standard A Lamp | 2 | 100 | Bathroom
Torchiere | Halogen |  | Quartz Tube | 1 | 150 | Office
Ceiling Fixture | Incandescent |  | Standard A Lamp | 1 | 60 | Office
Ceiling Fixture | Incandescent |  | Decorative | 2 | 60 | Master Bedroom
Table | Incandescent |  | Decorative | 1 | 40 | Master Bedroom
Table | Incandescent |  | Standard A Lamp | 1 | 60 | Master Bedroom
Ceiling Fixture | Incandescent |  | Decorative | 2 | 60 | Living Room
Table | Incandescent |  | Standard A Lamp | 1 | 100 | Living Room
Table | Incandescent |  | Standard A Lamp | 1 | 75 | Living Room
Ceiling Fan | Incandescent |  | Standard A Lamp | 3 | 100 | Kitchen
Ceiling Fixture | Incandescent |  | Standard A Lamp | 2 | 100 | Kitchen
Table | Incandescent |  | Standard A Lamp | 1 | 60 | Kitchen
Chandelier (Hanging) | Incandescent |  | Standard A Lamp | 2 | 40 | Dining Room
Chandelier (Hanging) | Incandescent |  | Mini base | 6 | 40 | Dining Room
Floor lamp | Compact Fluorescent |  | Straight Tube | 1 | 22 | Dining Room
Ceiling Fixture | Incandescent |  | Standard A Lamp | 1 | 75 | Hall
Recessed Can | Compact Fluorescent |  | Reflector | 1 | 14 | Family Room
Recessed Can | Incandescent |  | Reflector | 1 | 40 | Family Room
Floor lamp | Incandescent |  | Standard A Lamp | 4 | 40 | Bedroom
Ceiling Fixture | Compact Fluorescent |  | Twist | 1 | 15 | Bedroom
Ceiling Fixture | Incandescent |  | Standard A Lamp | 1 | 60 | Hall
Ceiling Fixture | Compact Fluorescent |  | A shape bulb | 2 | 7 | Kitchen
Recessed Can | Compact Fluorescent |  | Twist | 1 | 15 | Kitchen
Recessed Can | Incandescent |  | Reflector | 1 | 65 | Kitchen
Recessed Can | Halogen |  | MR | 1 | 50 | Kitchen
Low bay | Linear Fluorescent | 36 | T-12 | 1 | 20 | Kitchen
Other | Incandescent |  | Mini base | 2 | 30 | Kitchen
Ceiling Fixture | Compact Fluorescent |  | Twist | 1 | 15 | Laundry Room
Wall Mount | Incandescent |  | Mini base | 1 | 40 | Living Room
Floor lamp | Incandescent |  | 3-Way Incandescent | 1 | 70 | Living Room
Ceiling Fixture | Compact Fluorescent |  | Twist | 2 | 15 | Living Room
Wall Mount | Compact Fluorescent |  | Twist | 1 | 13 | Bathroom
Track | Halogen |  | MR | 3 | 50 | Master Bedroom
Table | Compact Fluorescent |  | Twist | 1 | 13 | Master Bedroom
Track | Halogen |  | MR | 5 | 50 | Bedroom
Table | Compact Fluorescent |  | Twist | 1 | 15 | Bedroom
Ceiling Fixture | Incandescent |  | Heat Lamp | 1 | 250 | Bathroom
Wall Mount | Incandescent |  | Mini base | 3 | 40 | Bathroom
Wall Mount | Incandescent |  | Mini base | 4 | 40 | Bathroom
Ceiling Fixture | Compact Fluorescent |  | Twist | 2 | 15 | Bathroom
Ceiling Fixture | Compact Fluorescent |  | Twist | 1 | 15 | Hall
Wall Mount | Incandescent |  | Globe | 4 | 40 | Bathroom
Wall Mount | Incandescent |  | Globe | 4 | 60 | Bathroom
Ceiling Fixture | Incandescent |  | Reflector | 1 | 125 | Bathroom
Wall Mount | Incandescent |  | Globe | 6 | 40 | Bathroom
Ceiling Fixture | Incandescent |  | Heat Lamp | 1 | 120 | Bathroom
Recessed Can | Incandescent |  | Reflector | 1 | 65 | Bedroom
Table | Incandescent |  | Standard A Lamp | 1 | 40 | Bedroom
Ceiling Fixture | Incandescent |  | Standard A Lamp | 1 | 60 | Closet
Recessed Can | Halogen |  | PAR | 1 | 75 | Closet
Chandelier (Hanging) | Incandescent |  | Decorative | 4 | 40 | Dining Room
Wall Mount | Incandescent |  | Standard A Lamp | 1 | 60 | Dining Room
Ceiling Fixture | Incandescent |  | Standard A Lamp | 2 | 25 | Other
Garage door opener | Incandescent |  | Globe | 1 | 60 | Garage
Ceiling Fixture | Incandescent |  | Standard A Lamp | 1 | 60 | Garage
Recessed Can | Incandescent |  | Reflector | 1 | 65 | Kitchen
Recessed Can | Compact Fluorescent |  | Reflector | 1 | 23 | Kitchen
Floor lamp | Incandescent |  | Standard A Lamp | 1 | 100 | Kitchen
Floor lamp | Halogen |  | Other | 1 | 50 | Kitchen
Recessed Can | Incandescent |  | Reflector | 1 | 65 | Living Room
Table | Incandescent |  | Standard A Lamp | 1 | 60 | Living Room
Table | Incandescent |  | Standard A Lamp | 1 | 100 | Living Room
Table | Incandescent |  | 3-Way Incandescent | 1 | 100 | Master Bedroom
Table | Incandescent |  | Standard A Lamp | 1 | 100 | Master Bedroom
Floor lamp | Incandescent |  | Standard A Lamp | 2 | 100 | Office
Table | Incandescent |  | Standard A Lamp | 1 | 60 | Office
Chandelier (Hanging) | Incandescent |  | Decorative | 3 | 25 | Other
Ceiling Fixture | Incandescent |  | Standard A Lamp | 2 | 75 | Dining Room
Ceiling Fixture | Incandescent |  | Standard A Lamp | 2 | 75 | Hall
Ceiling Fixture | Linear Fluorescent | 24 | T-12 | 1 | 15 | Closet
Ceiling Fixture | Incandescent |  | Standard A Lamp | 1 | 60 | Family Room
Ceiling Fixture | Linear Fluorescent | 48 | T-12 | 2 | 40 | Family Room
Floor lamp | Halogen |  | Quartz Tube | 1 | 300 | Family Room
Wall Mount | Incandescent |  | Decorative | 3 | 40 | Bathroom
Ceiling Fan | Incandescent |  | Standard A Lamp | 1 | 40 | Bathroom
Ceiling Fixture | Linear Fluorescent | 48 | T-12 | 2 | 40 | Laundry Room
Garage door opener | Incandescent |  | Standard A Lamp | 2 | 60 | Garage
Ceiling Fixture | Linear Fluorescent | 24 | T-12 | 2 | 25 | Garage
Recessed Can | Incandescent |  | Reflector | 1 | 75 | Kitchen
Ceiling Fixture | Incandescent |  | Standard A Lamp | 2 | 60 | Hall
Recessed Can | Incandescent |  | Reflector | 1 | 65 | Bathroom
Recessed Can | Incandescent |  | Standard A Lamp | 1 | 65 | Bedroom
Table | Incandescent |  | Clear | 1 | 65 | Bedroom
Wall Mount | Incandescent |  | Standard A Lamp | 2 | 60 | Bathroom
Recessed Can | Compact Fluorescent |  | Reflector | 1 | 19 | Bedroom
Recessed Can | Incandescent |  | Reflector | 1 | 65 | Bedroom
Floor lamp | Incandescent |  | Globe | 1 | 75 | Living Room
Wall Mount | Compact Fluorescent |  | Twist | 3 | 13 | Bathroom
Wall Mount | Compact Fluorescent |  | Twist | 3 | 23 | Bathroom
Recessed Can | Incandescent |  | Reflector | 1 | 65 | Bathroom
Recessed Can | Incandescent |  | Reflector | 1 | 65 | Bathroom
Wall Mount | Compact Fluorescent |  | Twist | 3 | 13 | Bathroom
Wall Mount | Compact Fluorescent |  | Twist | 4 | 13 | Bathroom
Recessed Can | Compact Fluorescent |  | Flood | 1 | 14 | Bathroom
Wall Mount | Compact Fluorescent |  | Twist | 3 | 13 | Bathroom
Ceiling Fixture | Incandescent |  | Standard A Lamp | 1 | 60 | Bathroom
Recessed Can | Incandescent |  | Reflector | 1 | 65 | Bedroom
Recessed Can | Compact Fluorescent |  | Flood | 1 | 14 | Bedroom
Recessed Can | Incandescent |  | Reflector | 1 | 65 | Bedroom
Recessed Can | Incandescent |  | Reflector | 1 | 65 | Bedroom
Table | Compact Fluorescent |  | Twist | 1 | 13 | Bedroom
Chandelier (Hanging) | Compact Fluorescent |  | Twist | 1 | 23 | Closet
Recessed Can | Compact Fluorescent |  | Flood | 1 | 14 | Other
Recessed Can | Incandescent |  | Reflector | 1 | 65 | Dining Room
Chandelier (Hanging) | Compact Fluorescent |  | Twist | 2 | 13 | Dining Room
Recessed Can | Incandescent |  | Reflector | 1 | 65 | Other
Recessed Can | Compact Fluorescent |  | Flood | 1 | 14 | Family Room
Table | Compact Fluorescent |  | Twist | 1 | 23 | Family Room
Table | Compact Fluorescent |  | Twist | 1 | 13 | Family Room
Ceiling Fixture | Linear Fluorescent | 48 | T-8 | 2 | 32 | Garage
Garage door opener | Compact Fluorescent |  | Twist | 2 | 13 | Garage
Recessed Can | Incandescent |  | Reflector | 1 | 65 | Bedroom
Recessed Can | Incandescent |  | Reflector | 1 | 65 | Bedroom
Recessed Can | Incandescent |  | Reflector | 1 | 65 | Hall
Recessed Can | Compact Fluorescent |  | Flood | 1 | 14 | Hall
Wall Mount | Incandescent |  | Standard A Lamp | 1 | 60 | Hall
Ceiling Fixture | Compact Fluorescent |  | Twist | 1 | 13 | Kitchen
Recessed Can | Incandescent |  | Reflector | 1 | 65 | Kitchen
Other | Incandescent |  | Other | 3 | 40 | Kitchen
Recessed Can | Compact Fluorescent |  | Flood | 1 | 14 | Laundry Room
Recessed Can | Incandescent |  | Reflector | 1 | 65 | Other
Recessed Can | Incandescent |  | Reflector | 1 | 65 | Master Bedroom
Table | Compact Fluorescent |  | Twist | 1 | 13 | Master Bedroom
Ceiling Fan | Incandescent |  | Standard A Lamp | 2 | 60 | Master Bedroom
Ceiling Fixture | Compact Fluorescent |  | Twist | 2 | 13 | Other
Recessed Can | Incandescent |  | Reflector | 1 | 65 | Other
Ceiling Fixture | Compact Fluorescent |  | Twist | 1 | 23 | Office
Recessed Can | Incandescent |  | Reflector | 1 | 65 | Office
Recessed Can | Incandescent |  | Reflector | 1 | 65 | Other
Recessed Can | Incandescent |  | Reflector | 1 | 65 | Other
Ceiling Fixture | Compact Fluorescent |  | Twist | 1 | 15 | Hall
Ceiling Fixture | Compact Fluorescent |  | Twist | 1 | 22 | Other
Ceiling Fixture | Compact Fluorescent |  | Twist | 1 | 15 | Other
Ceiling Fixture | Linear Fluorescent | 48 | T-12 | 1 | 40 | Other
Ceiling Fixture | Linear Fluorescent | 48 | T-12 | 2 | 40 | Other
Wall Mount | Compact Fluorescent |  | Twist | 2 | 14 | Bathroom
Ceiling Fixture | Compact Fluorescent |  | Twist | 1 | 9 | Master Bedroom
Ceiling Fixture | Compact Fluorescent |  | Twist | 1 | 15 | Closet
Wall Mount | Compact Fluorescent |  | Twist | 1 | 18 | Closet
Recessed Can | Compact Fluorescent |  | Reflector | 1 | 15 | Kitchen
Chandelier (Hanging) | Compact Fluorescent |  | Twist | 1 | 15 | Kitchen
Other | Compact Fluorescent |  | Twist | 1 | 15 | Kitchen
Other | Linear Fluorescent | 18 | Fluorescent Unknown | 1 | 15 | Kitchen
Ceiling Fixture | Compact Fluorescent |  | A shape bulb | 1 | 14 | Living Room
Floor lamp | Compact Fluorescent |  | Twist | 1 | 14 | Living Room
Other | Compact Fluorescent |  | Twist | 1 | 14 | Living Room
Ceiling Fixture | Compact Fluorescent |  | Twist | 1 | 15 | Closet
Wall Mount | Incandescent |  | Standard A Lamp | 6 | 60 | Bathroom
Ceiling Fan | Incandescent |  | Standard A Lamp | 1 | 60 | Bathroom
Chandelier (Hanging) | Incandescent |  | Globe | 1 | 100 | Master Bedroom
Table | Incandescent |  | Decorative | 1 | 60 | Master Bedroom
Ceiling Fixture | Incandescent |  | Standard A Lamp | 1 | 60 | Closet
Chandelier (Hanging) | Incandescent |  | Standard A Lamp | 3 | 60 | Dining Room
Ceiling Fixture | Incandescent |  | Standard A Lamp | 1 | 60 | Hall
Wall Mount | Incandescent |  | Standard A Lamp | 1 | 75 | Garage
Wall Mount | Incandescent |  | Standard A Lamp | 1 | 75 | Garage
Garage door opener | Incandescent |  | Standard A Lamp | 1 | 15 | Garage
Ceiling Fixture | Compact Fluorescent |  | Twist | 1 | 23 | Garage
Track | Halogen |  | MR | 3 | 50 | Kitchen
Ceiling Fixture | Incandescent |  | Standard A Lamp | 1 | 60 | Laundry Room
Ceiling Fan | Halogen |  | MR | 3 | 50 | Living Room
Table | Compact Fluorescent |  | Twist | 2 | 15 | Living Room
Recessed Can | Compact Fluorescent |  | Reflector | 1 | 15 | Family Room
Wall Mount | Incandescent |  | Clear | 3 | 40 | Bathroom
Ceiling Fixture | Compact Fluorescent |  | Twist | 2 | 15 | Bedroom
Floor lamp | Compact Fluorescent |  | Twist | 1 | 15 | Bedroom
Ceiling Fixture | Incandescent |  | Standard A Lamp | 1 | 60 | Hall
Chandelier (Hanging) | Compact Fluorescent |  | Twist | 1 | 15 | Dining Room
Table | Compact Fluorescent |  | Twist | 1 | 15 | Dining Room
Ceiling Fixture | Compact Fluorescent |  | Twist | 2 | 15 | Family Room
Track | Halogen |  | MR | 3 | 50 | Kitchen
Ceiling Fan | Compact Fluorescent |  | Twist | 1 | 15 | Living Room
Table | Compact Fluorescent |  | Twist | 1 | 15 | Living Room
Chandelier (Hanging) | Incandescent |  | Mini base | 6 | 25 | Other
Ceiling Fixture | Compact Fluorescent |  | Twist | 2 | 15 | Office
Table | Compact Fluorescent |  | Twist | 1 | 15 | Office
Ceiling Fixture | Compact Fluorescent |  | Twist | 2 | 15 | Bedroom
Track | Halogen |  | MR | 5 | 30 | Master Bedroom
Wall Mount | Incandescent |  | Standard A Lamp | 1 | 60 | Bathroom
Chandelier (Hanging) | Incandescent |  | Globe | 1 | 60 | Dining Room
Ceiling Fixture | Linear Fluorescent | 48 | T-12 | 2 | 40 | Garage
Ceiling Fixture | Incandescent |  | Standard A Lamp | 1 | 60 | Garage
Ceiling Fixture | Incandescent |  | Standard A Lamp | 1 | 60 | Hall
Ceiling Fixture | Compact Fluorescent |  | Twist | 4 | 15 | Kitchen
Ceiling Fixture | Compact Fluorescent |  | Twist | 1 | 15 | Laundry Room
Floor lamp | Compact Fluorescent |  | Twist | 1 | 15 | Living Room
Wall Mount | Compact Fluorescent |  | Twist | 3 | 15 | Bathroom
Ceiling Fixture | Compact Fluorescent |  | Twist | 2 | 15 | Bedroom
Table | Incandescent |  | 3-Way Incandescent | 1 | 150 | Bedroom
Ceiling Fixture | Compact Fluorescent |  | Twist | 2 | 15 | Bedroom
Ceiling Fixture | Compact Fluorescent |  | Twist | 1 | 15 | Hall
Ceiling Fixture | Incandescent |  | Standard A Lamp | 2 | 60 | Master Bedroom
Table | Incandescent |  | Decorative | 1 | 40 | Master Bedroom
Track | Incandescent |  | Standard A Lamp | 1 | 60 | Living Room
Wall Mount | Incandescent |  | Standard A Lamp | 1 | 100 | Living Room
Floor lamp | Incandescent |  | Standard A Lamp | 1 | 100 | Living Room
Ceiling Fixture | Incandescent |  | Standard A Lamp | 1 | 40 | Hall
Ceiling Fixture | Linear Fluorescent | 24 | T-12 | 4 | 32 | Kitchen
Ceiling Fixture | Incandescent |  | Standard A Lamp | 1 | 40 | Kitchen
Chandelier (Hanging) | Incandescent |  | Standard A Lamp | 5 | 60 | Dining Room
Recessed Can | Incandescent |  | Reflector | 1 | 60 | Dining Room
Wall Mount | Incandescent |  | Standard A Lamp | 1 | 60 | Dining Room
Ceiling Fixture | Incandescent |  | Standard A Lamp | 2 | 40 | Hall
Wall Mount | Incandescent |  | Clear | 3 | 60 | Bathroom
Table | Incandescent |  | Standard A Lamp | 1 | 40 | Bedroom
Ceiling Fixture | Incandescent |  | Standard A Lamp | 2 | 75 | Bedroom
Ceiling Fixture | Incandescent |  | Standard A Lamp | 2 | 60 | Bedroom
Ceiling Fixture | Incandescent |  | Standard A Lamp | 1 | 60 | Garage
Garage door opener | Incandescent |  | Standard A Lamp | 2 | 60 | Garage
Wall Mount | Compact Fluorescent |  | Twist | 2 | 22 | Bathroom
Wall Mount | Compact Fluorescent |  | Twist | 2 | 15 | Bathroom
Ceiling Fixture | Compact Fluorescent |  | Twist | 1 | 15 | Master Bedroom
Ceiling Fixture | Incandescent |  | Standard A Lamp | 1 | 60 | Bedroom
Ceiling Fixture | Compact Fluorescent |  | Twist | 2 | 22 | Bedroom
Ceiling Fixture | Compact Fluorescent |  | Twist | 1 | 15 | Garage
Ceiling Fixture | Compact Fluorescent |  | Twist | 1 | 15 | Hall
Ceiling Fixture | Compact Fluorescent |  | Twist | 2 | 15 | Kitchen
Recessed - other | Compact Fluorescent |  | Twist | 1 | 15 | Kitchen
Table | Compact Fluorescent |  | Straight Tube | 1 | 15 | Living Room
Ceiling Fixture | Compact Fluorescent |  | Twist | 2 | 15 | Dining Room
Recessed Can | Incandescent |  | Reflector | 1 | 65 | Bathroom
Ceiling Fixture | Incandescent |  | Standard A Lamp | 2 | 60 | Bedroom
Table | Incandescent |  | 3-Way Incandescent | 1 | 150 | Bedroom
Chandelier (Hanging) | Incandescent |  | Standard A Lamp | 4 | 60 | Dining Room
Architectural | Incandescent |  | Standard A Lamp | 1 | 60 | Garage
Garage door opener | Incandescent |  | Standard A Lamp | 1 | 40 | Garage
Ceiling Fixture | Incandescent |  | Standard A Lamp | 1 | 60 | Hall
Ceiling Fixture | Incandescent |  | Standard A Lamp | 1 | 60 | Hall
Ceiling Fixture | Incandescent |  | Standard A Lamp | 2 | 60 | Kitchen
Recessed Can | Incandescent |  | Reflector | 1 | 65 | Kitchen
Ceiling Fixture | Incandescent |  | Standard A Lamp | 1 | 60 | Laundry Room
Table | Incandescent |  | Decorative | 2 | 40 | Living Room
Table | Incandescent |  | Standard A Lamp | 1 | 60 | Living Room
Floor lamp | Incandescent |  | Standard A Lamp | 1 | 60 | Living Room
Ceiling Fixture | Incandescent |  | Standard A Lamp | 1 | 60 | Master Bedroom
Other | Incandescent |  | Mini base | 1 | 40 | Master Bedroom
Table | Incandescent |  | Standard A Lamp | 2 | 60 | Master Bedroom
Ceiling Fixture | Incandescent |  | Standard A Lamp | 1 | 60 | Other
Ceiling Fixture | Incandescent |  | Standard A Lamp | 1 | 60 | Bathroom
Wall Mount | Incandescent |  | Globe | 6 | 40 | Bathroom
Ceiling Fixture | Incandescent |  | Standard A Lamp | 4 | 60 | Bathroom
Wall Mount | Incandescent |  | Standard A Lamp | 4 | 75 | Bathroom
Ceiling Fixture | Incandescent |  | Standard A Lamp | 1 | 60 | Bathroom
Wall Mount | Incandescent |  | Globe | 6 | 40 | Bathroom
Wall Mount | Compact Fluorescent |  | Twist | 3 | 15 | Bathroom
Table | Incandescent |  | Standard A Lamp | 1 | 60 | Bedroom
Ceiling Fan | Incandescent |  | Standard A Lamp | 3 | 60 | Bedroom
Ceiling Fan | Incandescent |  | Standard A Lamp | 2 | 60 | Bedroom
Floor lamp | Incandescent |  | Standard A Lamp | 5 | 60 | Bedroom
Table | Incandescent |  | Standard A Lamp | 1 | 60 | Bedroom
Ceiling Fan | Incandescent |  | Standard A Lamp | 2 | 60 | Bedroom
Ceiling Fan | Incandescent |  | Standard A Lamp | 2 | 60 | Bedroom
Table | Incandescent |  | Standard A Lamp | 1 | 60 | Bedroom
Ceiling Fixture | Incandescent |  | Standard A Lamp | 2 | 60 | Bedroom
Table | Incandescent |  | Standard A Lamp | 1 | 60 | Bedroom
Ceiling Fixture | Incandescent |  | Standard A Lamp | 2 | 60 | Bedroom
Ceiling Fixture | Incandescent |  | Standard A Lamp | 1 | 60 | Bedroom
Ceiling Fixture | Compact Fluorescent |  | Twist | 2 | 15 | Other
Ceiling Fixture | Incandescent |  | Standard A Lamp | 2 | 60 | Closet
Ceiling Fixture | Incandescent |  | Standard A Lamp | 1 | 60 | Closet
Table | Incandescent |  | Standard A Lamp | 4 | 60 | Family Room
Recessed Can | Incandescent |  | Reflector | 1 | 40 | Family Room
Ceiling Fan | Incandescent |  | Standard A Lamp | 3 | 60 | Family Room
Ceiling Fixture | Incandescent |  | Standard A Lamp | 1 | 60 | Other
Ceiling Fan | Incandescent |  | Standard A Lamp | 2 | 60 | Other
Recessed Can | Incandescent |  | Reflector | 1 | 60 | Other
Floor lamp | Incandescent |  | Standard A Lamp | 3 | 60 | Other
Floor lamp | Incandescent |  | Standard A Lamp | 3 | 60 | Other
Ceiling Fixture | Linear Fluorescent | 48 | T-12 | 4 | 40 | Garage
Ceiling Fixture | Linear Fluorescent | 48 | T-12 | 2 | 40 | Garage
Garage door opener | Incandescent |  | Standard A Lamp | 2 | 60 | Garage
Recessed Can | Incandescent |  | Reflector | 1 | 60 | Hall
Table | Compact Fluorescent |  | Twist | 1 | 15 | Hall
Chandelier (Hanging) | Incandescent |  | Standard A Lamp | 1 | 60 | Hall
Recessed Can | Incandescent |  | Standard A Lamp | 1 | 60 | Hall
Ceiling Fixture | Incandescent |  | Standard A Lamp | 1 | 60 | Hall
Recessed Can | Compact Fluorescent |  | Reflector | 1 | 22 | Kitchen
Chandelier (Hanging) | Incandescent |  | Standard A Lamp | 5 | 60 | Kitchen
Track | Halogen |  | PAR | 3 | 50 | Kitchen
Recessed - other | Linear Fluorescent | 24 | T-12 | 1 | 32 | Kitchen
Ceiling Fixture | Incandescent |  | Standard A Lamp | 1 | 60 | Laundry Room
Chandelier (Hanging) | Incandescent |  | Reflector | 8 | 40 | Living Room
Floor lamp | Incandescent |  | Standard A Lamp | 3 | 60 | Living Room
Table | Incandescent |  | Standard A Lamp | 1 | 60 | Living Room
Recessed Can | Incandescent |  | Reflector | 1 | 60 | Living Room
Ceiling Fixture | Incandescent |  | Standard A Lamp | 1 | 60 | Closet
Chandelier (Hanging) | Incandescent |  | Globe | 3 | 40 | Bathroom
Ceiling Fan | Incandescent |  | Standard A Lamp | 1 | 60 | Bathroom
Wall Mount | Compact Fluorescent |  | Twist | 4 | 15 | Bathroom
Ceiling Fixture | Compact Fluorescent |  | Twist | 1 | 22 | Bedroom
Chandelier (Hanging) | Incandescent |  | Standard A Lamp | 1 | 25 | Dining Room
Ceiling Fixture | Compact Fluorescent |  | Twist | 1 | 15 | Family Room
Ceiling Fixture | Incandescent |  | Standard A Lamp | 1 | 60 | Hall
Recessed Can | Incandescent |  | Reflector | 1 | 65 | Kitchen
Ceiling Fixture | Incandescent |  | Standard A Lamp | 1 | 60 | Kitchen
Ceiling Fixture | Linear Fluorescent | 25 | T-4 | 1 | 16 | Laundry Room
Architectural | Incandescent |  | Standard A Lamp | 3 | 60 | Living Room
Ceiling Fixture | Incandescent |  | Standard A Lamp | 1 | 60 | Master Bedroom
Ceiling Fixture | Incandescent |  | Standard A Lamp | 1 | 60 | Office
Wall Mount | Incandescent |  | Standard A Lamp | 3 | 60 | Bathroom
Ceiling Fixture | Incandescent |  | Standard A Lamp | 1 | 40 | Bathroom
Wall Mount | Compact Fluorescent |  | Twist | 3 | 13 | Bathroom
Other | Halogen |  | PAR | 1 | 100 | Bedroom
Ceiling Fixture | Incandescent |  | Standard A Lamp | 2 | 60 | Bedroom
Floor lamp | Incandescent |  | Standard A Lamp | 1 | 60 | Bedroom
Wall Mount | Compact Fluorescent |  | Twist | 1 | 13 | Hall
Ceiling Fixture | Incandescent |  | Standard A Lamp | 1 | 60 | Hall
Ceiling Fan | Compact Fluorescent |  | Twist | 2 | 27 | Other
Ceiling Fixture | Incandescent |  | Standard A Lamp | 1 | 60 | Family Room
Floor lamp | Incandescent |  | Standard A Lamp | 1 | 75 | Family Room
Floor lamp | Incandescent |  | Reflector | 1 | 25 | Family Room
Ceiling Fixture | Incandescent |  | Reflector | 1 | 65 | Garage
Recessed Can | Compact Fluorescent |  | Twist | 1 | 13 | Kitchen
Chandelier (Hanging) | Incandescent |  | Standard A Lamp | 5 | 40 | Kitchen
Ceiling Fixture | Incandescent |  | Standard A Lamp | 1 | 40 | Kitchen
Ceiling Fixture | Incandescent |  | Standard A Lamp | 1 | 13 | Laundry Room
Floor lamp | Compact Fluorescent |  | Twist | 1 | 27 | Living Room
Floor lamp | Compact Fluorescent |  | Circline (Screw Base) | 2 | 22 | Living Room
Floor lamp | Incandescent |  | Standard A Lamp | 1 | 75 | Living Room
Wall Mount | Incandescent |  | Standard A Lamp | 3 | 60 | Bathroom
Ceiling Fan | Incandescent |  | Decorative | 3 | 40 | Master Bedroom
Floor lamp | Incandescent |  | Standard A Lamp | 2 | 40 | Master Bedroom
Floor lamp | Compact Fluorescent |  | Twist | 1 | 13 | Master Bedroom
Floor lamp | Incandescent |  | Mini base | 1 | 40 | Office
Ceiling Fan | Compact Fluorescent |  | Twist | 3 | 9 | Office
Floor lamp | Compact Fluorescent |  | Circline (Screw Base) | 1 | 22 | Office
Floor lamp | Compact Fluorescent |  | Twist | 1 | 13 | Office
Ceiling Fixture | Incandescent |  | Standard A Lamp | 2 | 60 | Office
Recessed Can | Incandescent |  | Reflector | 1 | 65 | Hall
Ceiling Fixture | Incandescent |  | Standard A Lamp | 1 | 60 | Other
Wall Mount | Incandescent |  | Standard A Lamp | 4 | 40 | Bathroom
Wall Mount | Incandescent |  | Globe | 3 | 40 | Bathroom
Ceiling Fixture | Incandescent |  | Other | 1 | 250 | Bathroom
Ceiling Fixture | Incandescent |  | Standard A Lamp | 1 | 100 | Bathroom
Ceiling Fixture | Incandescent |  | Standard A Lamp | 1 | 75 | Bathroom
Wall Mount | Incandescent |  | Standard A Lamp | 2 | 65 | Bathroom
Ceiling Fixture | Incandescent |  | Standard A Lamp | 2 | 60 | Bedroom
Wall Mount | Compact Fluorescent |  | Twist | 1 | 15 | Bedroom
Table | Incandescent |  | Standard A Lamp | 1 | 60 | Bedroom
Table | Incandescent |  | Standard A Lamp | 1 | 60 | Bedroom
Wall Mount | Incandescent |  | Standard A Lamp | 1 | 75 | Closet
Ceiling Fixture | Compact Fluorescent |  | Twist | 2 | 22 | Dining Room
Ceiling Fixture | Incandescent |  | Standard A Lamp | 1 | 60 | Hall
Ceiling Fixture | Compact Fluorescent |  | Twist | 2 | 15 | Kitchen
Ceiling Fixture | Compact Fluorescent |  | Twist | 1 | 15 | Kitchen
Ceiling Fixture | Linear Fluorescent | 48 | T-8 | 2 | 32 | Kitchen
Ceiling Fixture | Incandescent |  | Standard A Lamp | 1 | 60 | Kitchen
Track | Halogen |  | Other | 8 | 30 | Family Room
Wall Mount | Compact Fluorescent |  | Twist | 1 | 15 | Family Room
Floor lamp | Incandescent |  | Standard A Lamp | 5 | 40 | Family Room
Track | Halogen |  | Other | 3 | 30 | Family Room
Ceiling Fixture | Compact Fluorescent |  | Twist | 1 | 15 | Family Room
Table | Incandescent |  | Standard A Lamp | 1 | 60 | Family Room
Ceiling Fixture | Incandescent |  | Standard A Lamp | 1 | 60 | Family Room
Wall Mount | Incandescent |  | Standard A Lamp | 1 | 75 | Bathroom
Track | Compact Fluorescent |  | Twist | 1 | 22 | Master Bedroom
Wall Mount | Compact Fluorescent |  | Straight Tube | 1 | 15 | Master Bedroom
Wall Mount | Incandescent |  | Standard A Lamp | 1 | 60 | Master Bedroom
Table | Compact Fluorescent |  | Twist | 1 | 22 | Master Bedroom
Wall Mount | Incandescent |  | Standard A Lamp | 1 | 40 | Closet
Chandelier (Hanging) | Compact Fluorescent |  | Twist | 1 | 22 | Closet
Ceiling Fixture | Linear Fluorescent | 48 | T-12 | 2 | 40 | Office
Ceiling Fixture | Incandescent |  | Standard A Lamp | 1 | 100 | Office
Table | Incandescent |  | Standard A Lamp | 1 | 60 | Office
Ceiling Fixture | Compact Fluorescent |  | Twist | 1 | 15 | Hall
Wall Mount | Compact Fluorescent |  | Twist | 1 | 15 | Hall
Ceiling Fixture | Incandescent |  | Standard A Lamp | 1 | 60 | Other
Ceiling Fixture | Linear Fluorescent | 48 | T-8 | 2 | 20 | Other
Ceiling Fixture | Compact Fluorescent |  | Pin base | 1 | 30 | Family Room
Table | Compact Fluorescent |  | Twist | 1 | 13 | Family Room
Floor lamp | Incandescent |  | Standard A Lamp | 1 | 100 | Family Room
Recessed Can | Compact Fluorescent |  | Twist | 1 | 13 | Family Room
Table | Compact Fluorescent |  | Twist | 1 | 13 | Family Room
Wall Mount | Incandescent |  | Mini base | 8 | 40 | Bathroom
Ceiling Fixture | Incandescent |  | Heat Lamp | 2 | 15 | Bathroom
Table | Compact Fluorescent |  | Twist | 1 | 13 | Bedroom
Floor lamp | Incandescent |  | Standard A Lamp | 5 | 60 | Bedroom
Ceiling Fixture | Compact Fluorescent |  | Twist | 1 | 15 | Bedroom
Table | Compact Fluorescent |  | Mini base | 1 | 7 | Bedroom
Wall Mount | Compact Fluorescent |  | Twist | 1 | 13 | Bedroom
Table | Compact Fluorescent |  | Twist | 1 | 13 | Bedroom
Ceiling Fixture | Compact Fluorescent |  | Twist | 2 | 13 | Bedroom
Ceiling Fixture | Compact Fluorescent |  | Twist | 1 | 15 | Closet
Ceiling Fixture | Incandescent |  | Standard A Lamp | 1 | 60 | Dining Room
Floor lamp | Compact Fluorescent |  | Twist | 1 | 14 | Dining Room
Ceiling Fixture | Incandescent |  | Standard A Lamp | 1 | 100 | Kitchen
Ceiling Fixture | Incandescent |  | Clear | 3 | 25 | Kitchen
Ceiling Fixture | Compact Fluorescent |  | Pin base | 2 | 22 | Kitchen
Ceiling Fixture | Compact Fluorescent |  | Twist | 1 | 13 | Kitchen
Ceiling Fixture | Compact Fluorescent |  | Pin base | 1 | 30 | Kitchen
Ceiling Fixture | Compact Fluorescent |  | Twist | 1 | 15 | Closet
Floor lamp | Compact Fluorescent |  | Twist | 1 | 13 | Living Room
Wall Mount | Compact Fluorescent |  | Twist | 2 | 13 | Living Room
Recessed Can | Compact Fluorescent |  | Twist | 1 | 13 | Living Room
Recessed - other | Compact Fluorescent |  | Twist | 1 | 13 | Living Room
Table | Incandescent |  | Decorative | 1 | 60 | Living Room
Ceiling Fixture | Incandescent |  | Heat Lamp | 2 | 60 | Bathroom
Wall Mount | Compact Fluorescent |  | Twist | 3 | 13 | Bathroom
Chandelier (Hanging) | Compact Fluorescent |  | Twist | 1 | 13 | Other
Wall Mount | Incandescent |  | Standard A Lamp | 1 | 40 | Hall
Ceiling Fixture | Compact Fluorescent |  | Twist | 2 | 15 | Bathroom
Wall Mount | Compact Fluorescent |  | Twist | 1 | 15 | Bathroom
Wall Mount | Incandescent |  | Standard A Lamp | 1 | 40 | Bathroom
Wall Mount | Incandescent |  | Decorative | 1 | 60 | Bathroom
Ceiling Fan | Incandescent |  | Standard A Lamp | 3 | 40 | Master Bedroom
Wall Mount | Incandescent |  | Standard A Lamp | 1 | 40 | Master Bedroom
Ceiling Fixture | Incandescent |  | Standard A Lamp | 1 | 40 | Closet
Ceiling Fixture | Incandescent |  | Standard A Lamp | 1 | 60 | Bedroom
Table | Incandescent |  | Mini base | 1 | 25 | Bedroom
Table | Compact Fluorescent |  | Twist | 1 | 15 | Bedroom
Wall Mount | Incandescent |  | Standard A Lamp | 1 | 40 | Bedroom
Wall Mount | Incandescent |  | Standard A Lamp | 1 | 40 | Bedroom
Ceiling Fixture | Incandescent |  | Standard A Lamp | 1 | 40 | Bathroom
Wall Mount | Incandescent |  | Mini base | 4 | 25 | Bathroom
Wall Mount | Incandescent |  | Standard A Lamp | 1 | 60 | Closet
Ceiling Fixture | Incandescent |  | Standard A Lamp | 1 | 60 | Closet
Ceiling Fixture | Linear Fluorescent | 48 | T-12 | 2 | 40 | Dining Room
Ceiling Fixture | Linear Fluorescent | 48 | T-12 | 2 | 40 | Garage
Garage door opener | Incandescent |  | Standard A Lamp | 2 | 60 | Garage
Ceiling Fixture | Incandescent |  | Standard A Lamp | 1 | 60 | Hall
Ceiling Fixture | Linear Fluorescent | 48 | T-12 | 1 | 40 | Kitchen
Ceiling Fixture | Linear Fluorescent | 24 | T-12 | 2 | 20 | Kitchen
Ceiling Fixture | Linear Fluorescent | 24 | T-12 | 2 | 20 | Laundry Room
Table | Halogen |  | MR | 1 | 35 | Living Room
Torchiere | Halogen |  | Quartz Tube | 1 | 300 | Living Room
Table | Incandescent |  | Standard A Lamp | 1 | 40 | Living Room
Table | Incandescent |  | Decorative | 1 | 60 | Living Room
Table | Incandescent |  | Standard A Lamp | 1 | 60 | Living Room
Ceiling Fan | Incandescent |  | Decorative | 3 | 60 | Living Room
Ceiling Fixture | Halogen |  | MR | 3 | 35 | Living Room
Ceiling Fixture | Incandescent |  | Standard A Lamp | 3 | 40 | Office
Table | Incandescent |  | 3-Way Incandescent | 1 | 150 | Office
Wall Mount | Compact Fluorescent |  | Straight Tube | 1 | 11 | Office
Ceiling Fixture | Linear Fluorescent | 48 | T-12 | 2 | 40 | Other
Recessed - other | Halogen |  | Other | 1 | 35 | Other
Wall Mount | Incandescent |  | Standard A Lamp | 1 | 60 | Other
Wall Mount | Compact Fluorescent |  | Twist | 1 | 15 | Hall
Wall Mount | Incandescent |  | Globe | 5 | 40 | Bathroom
Wall Mount | Incandescent |  | Standard A Lamp | 1 | 75 | Bathroom
Ceiling Fixture | Incandescent |  | Standard A Lamp | 2 | 40 | Bathroom
Ceiling Fixture | Incandescent |  | Standard A Lamp | 2 | 60 | Bedroom
Table | Compact Fluorescent |  | Twist | 1 | 15 | Bedroom
Ceiling Fixture | Incandescent |  | Standard A Lamp | 2 | 40 | Bedroom
Table | Incandescent |  | Standard A Lamp | 1 | 40 | Bedroom
Ceiling Fixture | Incandescent |  | Clear | 2 | 40 | Bedroom
Floor lamp | Incandescent |  | Standard A Lamp | 2 | 70 | Bedroom
Floor lamp | Compact Fluorescent |  | Twist | 1 | 15 | Bedroom
Ceiling Fixture | Incandescent |  | Standard A Lamp | 1 | 60 | Bedroom
Recessed Can | Incandescent |  | Clear | 1 | 40 | Bedroom
Ceiling Fixture | Incandescent |  | Decorative | 1 | 40 | Family Room
Ceiling Fixture | Incandescent |  | Clear | 1 | 40 | Garage
Ceiling Fixture | Incandescent |  | Standard A Lamp | 1 | 60 | Hall
Ceiling Fixture | Compact Fluorescent |  | Twist | 2 | 15 | Kitchen
Architectural | Compact Fluorescent |  | Twist | 1 | 15 | Kitchen
Ceiling Fixture | Incandescent |  | Standard A Lamp | 1 | 40 | Laundry Room
Floor lamp | Incandescent |  | Standard A Lamp | 1 | 75 | Living Room
Recessed - other | Incandescent |  | Heat Lamp | 1 | 250 | Bathroom
Wall Mount | Compact Fluorescent |  | Twist | 4 | 15 | Bathroom
Ceiling Fan | Incandescent |  | Standard A Lamp | 1 | 75 | Bedroom
Ceiling Fixture | Compact Fluorescent |  | Twist | 1 | 22 | Hall
Recessed Can | Compact Fluorescent |  | Reflector | 1 | 22 | Kitchen
Recessed Can | Incandescent |  | Reflector | 1 | 65 | Kitchen
Floor lamp | Incandescent |  | Standard A Lamp | 1 | 250 | Family Room
Table | Compact Fluorescent |  | Twist | 1 | 20 | Family Room
Ceiling Fan | Compact Fluorescent |  | Twist | 1 | 15 | Master Bedroom
Table | Incandescent |  | Mini base | 1 | 25 | Master Bedroom
Wall Mount | Compact Fluorescent |  | Twist | 2 | 13 | Bathroom
Recessed Can | Incandescent |  | Reflector | 1 | 65 | Bathroom
Wall Mount | Incandescent |  | Clear | 3 | 60 | Bathroom
Ceiling Fixture | Compact Fluorescent |  | Twist | 1 | 15 | Bathroom
Wall Mount | Compact Fluorescent |  | Twist | 3 | 15 | Bathroom
Ceiling Fixture | Incandescent |  | Standard A Lamp | 2 | 60 | Bedroom
Table | Incandescent |  | Standard A Lamp | 1 | 55 | Bedroom
Ceiling Fan | Incandescent |  | Clear | 1 | 60 | Other
Ceiling Fixture | Incandescent |  | Standard A Lamp | 1 | 60 | Closet
Ceiling Fixture | Compact Fluorescent |  | Twist | 2 | 36 | Other
Chandelier (Hanging) | Incandescent |  | Standard A Lamp | 2 | 75 | Dining Room
Table | Incandescent |  | Standard A Lamp | 1 | 100 | Family Room
Table | Compact Fluorescent |  | A shape bulb | 1 | 15 | Family Room
Torchiere | Halogen |  | Quartz Tube | 1 | 150 | Family Room
Ceiling Fixture | Incandescent |  | Standard A Lamp | 1 | 60 | Hall
Ceiling Fixture | Incandescent |  | Clear | 1 | 57 | Kitchen
Recessed Can | Incandescent |  | Reflector | 1 | 65 | Kitchen
Ceiling Fixture | Incandescent |  | Standard A Lamp | 2 | 57 | Kitchen
Ceiling Fixture | Incandescent |  | Standard A Lamp | 2 | 57 | Laundry Room
Ceiling Fan | Compact Fluorescent |  | Twist | 4 | 15 | Master Bedroom
Table | Incandescent |  | Standard A Lamp | 1 | 100 | Master Bedroom
Ceiling Fixture | Incandescent |  | Standard A Lamp | 1 | 75 | Garage
Ceiling Fixture | Incandescent |  | Clear | 1 | 60 | Bathroom
Ceiling Fan | Incandescent |  | Standard A Lamp | 1 | 60 | Bedroom
Table | Incandescent |  | 3-Way Incandescent | 1 | 70 | Bedroom
Garage door opener | Compact Fluorescent |  | Twist | 2 | 13 | Garage
Ceiling Fixture | Compact Fluorescent |  | Twist | 1 | 13 | Garage
Other | Compact Fluorescent |  | Twist | 1 | 13 | Garage
Wall Mount | Incandescent |  | Standard A Lamp | 1 | 40 | Garage
Table | Incandescent |  | Standard A Lamp | 1 | 100 | Hall
Ceiling Fixture | Incandescent |  | Clear | 1 | 60 | Hall
Ceiling Fixture | Incandescent |  | Colored | 1 | 60 | Kitchen
Other | Halogen |  | MR | 2 | 50 | Kitchen
Ceiling Fixture | Incandescent |  | Mini base | 3 | 40 | Kitchen
Other | Compact Fluorescent |  | Straight Tube | 1 | 18 | Kitchen
Ceiling Fixture | Incandescent |  | Standard A Lamp | 1 | 60 | Laundry Room
Ceiling Fixture | Incandescent |  | Mini base | 3 | 40 | Living Room
Table | Incandescent |  | 3-Way Incandescent | 1 | 100 | Living Room
Wall Mount | Incandescent |  | Decorative | 1 | 40 | Living Room
Table | Incandescent |  | Standard A Lamp | 1 | 60 | Living Room
Other | Linear Fluorescent | 36 | T-5 | 1 | 36 | Living Room
Recessed - other | Incandescent |  | Standard A Lamp | 2 | 60 | Master Bedroom
Table | Incandescent |  | Standard A Lamp | 1 | 60 | Master Bedroom
Wall Mount | Incandescent |  | Standard A Lamp | 1 | 100 | Master Bedroom
Wall Mount | Incandescent |  | Mini base | 4 | 40 | Master Bedroom
Ceiling Fixture | Incandescent |  | Clear | 2 | 40 | Master Bedroom
Ceiling Fan | Incandescent |  | Reflector | 2 | 65 | Bathroom
Table | Incandescent |  | Mini base | 1 | 5 | Bathroom
Chandelier (Hanging) | Incandescent |  | Decorative | 8 | 25 | Dining Room
Table | Incandescent |  | Standard A Lamp | 1 | 100 | Dining Room
Floor lamp | Incandescent |  | Standard A Lamp | 1 | 100 | Dining Room
Ceiling Fixture | Incandescent |  | Standard A Lamp | 2 | 40 | Hall
Recessed Can | Incandescent |  | Reflector | 1 | 65 | Other
Ceiling Fixture | Incandescent |  | Standard A Lamp | 2 | 60 | Family Room
Table | Incandescent |  | Standard A Lamp | 1 | 40 | Family Room
Table | Incandescent |  | Mini base | 1 | 25 | Family Room
Ceiling Fixture | Linear Fluorescent | 48 | T-12 | 1 | 40 | Kitchen
Chandelier (Hanging) | Incandescent |  | Mini base | 3 | 25 | Kitchen
Other | Incandescent |  |  | 1 | 5 | Kitchen
Ceiling Fixture | Incandescent |  | Standard A Lamp | 2 | 40 | Kitchen
Ceiling Fixture | Incandescent |  | Standard A Lamp | 2 | 75 | Living Room
Ceiling Fixture | Compact Fluorescent |  | Twist | 1 | 15 | Living Room
Floor lamp | Incandescent |  | Standard A Lamp | 3 | 60 | Living Room
Table | Incandescent |  | Standard A Lamp | 1 | 75 | Living Room
Other | Incandescent |  | Standard A Lamp | 1 | 25 | Living Room
Recessed Can | Incandescent |  | Reflector | 1 | 75 | Master Bedroom
Ceiling Fan | Incandescent |  | Standard A Lamp | 3 | 60 | Master Bedroom
Table | Compact Fluorescent |  | Twist | 1 | 15 | Master Bedroom
Table | Incandescent |  | Standard A Lamp | 1 | 25 | Master Bedroom
Floor lamp | Incandescent |  | Standard A Lamp | 3 | 60 | Master Bedroom
Table | Incandescent |  | Standard A Lamp | 1 | 75 | Master Bedroom
Wall Mount | Incandescent |  | Standard A Lamp | 1 | 60 | Master Bedroom
Floor lamp | Incandescent |  | Standard A Lamp | 1 | 60 | Master Bedroom
Recessed Can | Incandescent |  | Reflector | 2 | 100 | Bathroom
Recessed Can | Incandescent |  | Reflector | 1 | 65 | Closet
Chandelier (Hanging) | Incandescent |  | Mini base | 3 | 60 | Master Bedroom
Table | Incandescent |  | Mini base | 1 | 60 | Master Bedroom
Table | Compact Fluorescent |  | A shape bulb | 1 | 14 | Master Bedroom
Ceiling Fixture | Incandescent |  | Standard A Lamp | 1 | 60 | Hall
Recessed Can | Incandescent |  | Standard A Lamp | 1 | 60 | Bedroom
Wall Mount | Other |  |  | 1 | 50 | Bedroom
Wall Mount | Incandescent |  | Globe | 3 | 60 | Bathroom
Chandelier (Hanging) | Incandescent |  | Mini base | 11 | 40 | Dining Room
Ceiling Fixture | Incandescent |  | Standard A Lamp | 1 | 60 | Other
Ceiling Fan | Incandescent |  | Standard A Lamp | 1 | 60 | Kitchen
Recessed Can | Compact Fluorescent |  | Flood | 1 | 23 | Kitchen
Table | Compact Fluorescent |  | Twist | 1 | 15 | Family Room
Ceiling Fixture | Incandescent |  | Standard A Lamp | 1 | 60 | Family Room
Ceiling Fixture | Compact Fluorescent |  | Pin base | 1 | 22 | Family Room
Table | Compact Fluorescent |  | Twist | 1 | 14 | Master Bedroom
Recessed Can | Incandescent |  | Reflector | 1 | 65 | Master Bedroom
Table | Incandescent |  | Mini base | 2 | 40 | Office
Chandelier (Hanging) | Incandescent |  | Globe | 5 | 60 | Office
Ceiling Fixture | Incandescent |  | Reflector | 1 | 40 | Living Room
Floor lamp | Incandescent |  | 3-Way Incandescent | 1 | 150 | Living Room
Floor lamp | Incandescent |  | Clear | 1 | 40 | Living Room
Table | Incandescent |  | Standard A Lamp | 1 | 60 | Living Room
Table | Compact Fluorescent |  | Twist | 1 | 23 | Living Room
Ceiling Fixture | Incandescent |  | Standard A Lamp | 1 | 60 | Hall
Ceiling Fixture | Incandescent |  | Standard A Lamp | 1 | 60 | Laundry Room
Track | Incandescent |  | Standard A Lamp | 1 | 60 | Laundry Room
Track | Halogen |  | MR | 5 | 40 | Other
Wall Mount | Incandescent |  | Globe | 3 | 60 | Bathroom
Ceiling Fixture | Compact Fluorescent |  | Twist | 2 | 15 | Bedroom
Ceiling Fixture | Compact Fluorescent |  | Twist | 2 | 22 | Bedroom
Chandelier (Hanging) | Incandescent |  | Standard A Lamp | 1 | 60 | Dining Room
Recessed Can | Incandescent |  | Reflector | 1 | 65 | Family Room
Garage door opener | Incandescent |  | Standard A Lamp | 1 | 60 | Garage
Ceiling Fixture | Compact Fluorescent |  | Twist | 1 | 15 | Hall
Track | Halogen |  | MR | 4 | 20 | Hall
Ceiling Fixture | Compact Fluorescent |  | Twist | 3 | 22 | Laundry Room
Floor lamp | Compact Fluorescent |  | Twist | 1 | 15 | Living Room
Ceiling Fixture | Compact Fluorescent |  | Twist | 2 | 22 | Master Bedroom
Ceiling Fixture | Incandescent |  | Standard A Lamp | 1 | 40 | Closet
Wall Mount | Incandescent |  | Globe | 4 | 60 | Bathroom
Recessed Can | Compact Fluorescent |  | Twist | 1 | 15 | Hall
Recessed Can | Compact Fluorescent |  | Twist | 1 | 15 | Kitchen
Recessed Can | Compact Fluorescent |  | Twist | 1 | 15 | Master Bedroom
Table | Compact Fluorescent |  | Twist | 1 | 15 | Master Bedroom
Wall Mount | Compact Fluorescent |  | Twist | 4 | 15 | Bathroom
Ceiling Fixture | Compact Fluorescent |  | Twist | 1 | 15 | Hall
Ceiling Fan | Incandescent |  | Heat Lamp | 1 | 250 | Bathroom
Wall Mount | Compact Fluorescent |  | Twist | 4 | 15 | Bathroom
Wall Mount | Compact Fluorescent |  | Twist | 4 | 23 | Bathroom
Ceiling Fixture | Compact Fluorescent |  | Twist | 2 | 15 | Bedroom
Ceiling Fixture | Compact Fluorescent |  | Twist | 2 | 15 | Office
Wall Mount | Compact Fluorescent |  | Twist | 1 | 15 | Hall
Ceiling Fixture | Compact Fluorescent |  | Twist | 2 | 15 | Bedroom
Ceiling Fixture | Compact Fluorescent |  | Twist | 1 | 15 | Garage
Garage door opener | Incandescent |  | Standard A Lamp | 1 | 40 | Garage
Ceiling Fixture | Compact Fluorescent |  | Twist | 1 | 15 | Living Room
Recessed Can | Compact Fluorescent |  | Twist | 1 | 15 | Living Room
Ceiling Fixture | Compact Fluorescent |  | Twist | 2 | 13 | Bedroom
Table | Compact Fluorescent |  | A shape bulb | 1 | 13 | Bedroom
Ceiling Fixture | Compact Fluorescent |  | Twist | 2 | 13 | Bedroom
Table | Incandescent |  | Clear | 1 | 60 | Bedroom
Floor lamp | Incandescent |  | Mini base | 6 | 25 | Bedroom
Ceiling Fixture | Compact Fluorescent |  | Twist | 2 | 13 | Bedroom
Chandelier (Hanging) | Incandescent |  | Clear | 5 | 60 | Dining Room
Chandelier (Hanging) | Incandescent |  | Mini base | 6 | 40 | Dining Room
Wall Mount | Incandescent |  | Globe | 4 | 60 | Bathroom
Ceiling Fan | Compact Fluorescent |  | Twist | 1 | 13 | Family Room
Floor lamp | Halogen |  | Quartz Tube | 1 | 300 | Family Room
Chandelier (Hanging) | Incandescent |  | Mini base | 15 | 40 | Hall
High bay | Linear Fluorescent | 48 | T-12 | 2 | 40 | Garage
Recessed Can | Compact Fluorescent |  | Twist | 1 | 13 | Hall
Recessed Can | Compact Fluorescent |  | Twist | 1 | 13 | Kitchen
Recessed Can | Compact Fluorescent |  | Twist | 1 | 13 | Laundry Room
Recessed Can | Incandescent |  | Reflector | 1 | 45 | Living Room
Recessed Can | Compact Fluorescent |  | Twist | 1 | 13 | Living Room
Wall Mount | Incandescent |  | Globe | 8 | 60 | Bathroom
Ceiling Fixture | Incandescent |  | Standard A Lamp | 3 | 60 | Bedroom
Table | Incandescent |  | Standard A Lamp | 1 | 60 | Bedroom
Ceiling Fixture | Incandescent |  | Standard A Lamp | 1 | 60 | Closet
Wall Mount | Incandescent |  | Globe | 6 | 60 | Bathroom
Recessed Can | Compact Fluorescent |  | Twist | 1 | 13 | Hall
Wall Mount | Incandescent |  | Globe | 3 | 40 | Bathroom
Wall Mount | Compact Fluorescent |  | Globe | 3 | 7 | Bathroom
Ceiling Fixture | Compact Fluorescent |  | Twist | 1 | 15 | Bedroom
Table | Incandescent |  | Standard A Lamp | 1 | 40 | Bedroom
Ceiling Fixture | Compact Fluorescent |  | Twist | 1 | 15 | Other
Ceiling Fixture | Incandescent |  | Decorative | 5 | 25 | Dining Room
Ceiling Fan | Incandescent |  | Globe | 4 | 60 | Family Room
Floor lamp | Compact Fluorescent |  | Twist | 1 | 22 | Family Room
Table | Compact Fluorescent |  | Twist | 1 | 22 | Family Room
Ceiling Fixture | Compact Fluorescent |  | Twist | 1 | 15 | Hall
Recessed - other | Linear Fluorescent | 72 | T-12 | 2 | 40 | Kitchen
Ceiling Fixture | Incandescent |  | Standard A Lamp | 1 | 40 | Kitchen
Ceiling Fixture | Compact Fluorescent |  | Twist | 1 | 15 | Laundry Room
Recessed Can | Incandescent |  | Reflector | 1 | 65 | Living Room
Table | Incandescent |  | Standard A Lamp | 2 | 60 | Living Room
Floor lamp | Compact Fluorescent |  | Twist | 1 | 22 | Living Room
Table | Compact Fluorescent |  | Straight Tube | 1 | 15 | Living Room
Floor lamp | Incandescent |  | Standard A Lamp | 1 | 60 | Living Room
Wall Mount | Incandescent |  | Globe | 6 | 40 | Bathroom
Ceiling Fixture | Incandescent |  | Standard A Lamp | 2 | 60 | Bathroom
Ceiling Fixture | Incandescent |  | Standard A Lamp | 2 | 60 | Master Bedroom
Table | Compact Fluorescent |  | A shape bulb | 1 | 7 | Master Bedroom
Ceiling Fixture | Incandescent |  | Standard A Lamp | 1 | 60 | Closet
Floor lamp | Compact Fluorescent |  | Twist | 1 | 7 | Office
Wall Mount | Compact Fluorescent |  | Globe | 3 | 15 | Bathroom
Wall Mount | Incandescent |  | Globe | 3 | 40 | Bathroom
Ceiling Fixture | Incandescent |  | Standard A Lamp | 2 | 60 | Bedroom
Table | Compact Fluorescent |  | Twist | 1 | 15 | Bedroom
Ceiling Fixture | Compact Fluorescent |  | Twist | 2 | 15 | Bedroom
Ceiling Fixture | Compact Fluorescent |  | Twist | 2 | 15 | Bedroom
Chandelier (Hanging) | Compact Fluorescent |  | Twist | 1 | 15 | Dining Room
Ceiling Fixture | Incandescent |  | Standard A Lamp | 1 | 60 | Garage
Garage door opener | Incandescent |  | Standard A Lamp | 1 | 60 | Garage
Ceiling Fixture | Incandescent |  | Standard A Lamp | 1 | 60 | Hall
Ceiling Fixture | Compact Fluorescent |  | Twist | 1 | 15 | Kitchen
Ceiling Fixture | Compact Fluorescent |  | Twist | 1 | 15 | Laundry Room
Torchiere | Incandescent |  | Reflector | 1 | 65 | Living Room
Wall Mount | Incandescent |  | Globe | 6 | 40 | Bathroom
Ceiling Fixture | Compact Fluorescent |  | Twist | 1 | 15 | Bathroom
Ceiling Fixture | Compact Fluorescent |  | Twist | 2 | 15 | Master Bedroom
Ceiling Fixture | Compact Fluorescent |  | Twist | 1 | 15 | Closet
Ceiling Fixture | Compact Fluorescent |  | Twist | 1 | 15 | Hall
Ceiling Fixture | Incandescent |  | Standard A Lamp | 1 | 60 | Bedroom
Table | Incandescent |  | Standard A Lamp | 1 | 75 | Bedroom
Recessed Can | Incandescent |  | Heat Lamp | 1 | 150 | Bathroom
Wall Mount | Incandescent |  | Globe | 4 | 40 | Bathroom
Wall Mount | Compact Fluorescent |  | Twist | 3 | 15 | Bathroom
Ceiling Fixture | Linear Fluorescent | 48 | T-12 | 2 | 40 | Other
Ceiling Fixture | Incandescent |  | Standard A Lamp | 1 | 60 | Closet
Chandelier (Hanging) | Incandescent |  | Standard A Lamp | 5 | 40 | Dining Room
Torchiere | Halogen |  | Quartz Tube | 1 | 100 | Dining Room
Ceiling Fixture | Compact Fluorescent |  | Twist | 3 | 22 | Kitchen
Ceiling Fixture | Compact Fluorescent |  | Twist | 2 | 15 | Laundry Room
Ceiling Fixture | Compact Fluorescent |  | Twist | 2 | 15 | Living Room
Ceiling Fixture | Compact Fluorescent |  | Twist | 3 | 15 | Living Room
Torchiere | Halogen |  | Quartz Tube | 1 | 75 | Living Room
Floor lamp | Compact Fluorescent |  | Twist | 3 | 15 | Living Room
Table | Incandescent |  | Standard A Lamp | 1 | 60 | Living Room
Wall Mount | Incandescent |  | Globe | 6 | 40 | Bathroom
Ceiling Fixture | Compact Fluorescent |  | Twist | 3 | 15 | Master Bedroom
Table | Incandescent |  | Standard A Lamp | 1 | 60 | Master Bedroom
Ceiling Fixture | Compact Fluorescent |  | Twist | 2 | 15 | Office
Ceiling Fixture | Compact Fluorescent |  | Twist | 1 | 42 | Hall
Ceiling Fixture | Linear Fluorescent | 48 | T-12 | 2 | 40 | Other
Ceiling Fixture | Linear Fluorescent | 48 | T-5 | 4 | 32 | Other
Ceiling Fixture | Incandescent |  | Reflector | 1 | 150 | Other
Ceiling Fixture | Compact Fluorescent |  | Straight Tube | 1 | 42 | Other
Recessed - other | Linear Fluorescent | 48 | T-8 | 1 | 32 | Bathroom
Recessed - other | Linear Fluorescent | 48 | T-8 | 1 | 32 | Bathroom
Wall Mount | Incandescent |  | Standard A Lamp | 4 | 60 | Bathroom
Ceiling Fixture | Incandescent |  | Standard A Lamp | 2 | 60 | Bathroom
Torchiere | Halogen |  | Quartz Tube | 1 | 300 | Bedroom
Wall Mount | Compact Fluorescent |  | Twist | 1 | 15 | Bedroom
Wall Mount | Incandescent |  | Reflector | 1 | 60 | Closet
Chandelier (Hanging) | Incandescent |  | Standard A Lamp | 5 | 60 | Dining Room
Chandelier (Hanging) | Compact Fluorescent |  | Twist | 6 | 15 | Hall
Ceiling Fixture | Incandescent |  | Mini base | 2 | 60 | Family Room
Ceiling Fan | Incandescent |  | Standard A Lamp | 1 | 60 | Family Room
Ceiling Fan | Compact Fluorescent |  | Twist | 2 | 15 | Family Room
Track | Compact Fluorescent |  | Twist | 3 | 15 | Family Room
Floor lamp | Compact Fluorescent |  | Twist | 2 | 15 | Family Room
Ceiling Fixture | Linear Fluorescent | 48 | T-12 | 2 | 40 | Garage
Ceiling Fixture | Compact Fluorescent |  | Twist | 2 | 15 | Hall
Ceiling Fixture | Compact Fluorescent |  | Twist | 1 | 15 | Hall
Chandelier (Hanging) | Incandescent |  | Standard A Lamp | 6 | 60 | Kitchen
Recessed Can | Incandescent |  | Reflector | 1 | 65 | Kitchen
Other | Halogen |  | Other | 1 | 25 | Kitchen
Other | Halogen |  | Other | 1 | 17 | Kitchen
Other | Halogen |  | Other | 1 | 17 | Kitchen
Ceiling Fixture | Incandescent |  | Standard A Lamp | 1 | 60 | Laundry Room
Floor lamp | Incandescent |  | Standard A Lamp | 1 | 60 | Living Room
Other | Compact Fluorescent |  | Twist | 1 | 15 | Master Bedroom
Torchiere | Incandescent |  | 3-Way Incandescent | 1 | 150 | Master Bedroom
Floor lamp | Compact Fluorescent |  | Twist | 1 | 12 | Master Bedroom
Recessed - other | Linear Fluorescent | 48 | T-8 | 1 | 32 | Bathroom
Wall Mount | Incandescent |  | Globe | 4 | 40 | Bathroom
Recessed Can | Compact Fluorescent |  | Reflector | 1 | 15 | Bedroom
Floor lamp | Compact Fluorescent |  | A shape bulb | 1 | 20 | Bedroom
Ceiling Fixture | Compact Fluorescent |  | Twist | 2 | 15 | Bedroom
Ceiling Fixture | Compact Fluorescent |  | Twist | 2 | 15 | Hall
Chandelier (Hanging) | Incandescent |  | Standard A Lamp | 5 | 60 | Dining Room
Recessed Can | Compact Fluorescent |  | Reflector | 1 | 15 | Other
Architectural | Compact Fluorescent |  | Twist | 1 | 25 | Garage
Garage door opener | Compact Fluorescent |  | Twist | 1 | 25 | Garage
Recessed Can | Compact Fluorescent |  | Reflector | 1 | 15 | Hall
Chandelier (Hanging) | Incandescent |  | Standard A Lamp | 3 | 60 | Hall
Recessed Can | Compact Fluorescent |  | Twist | 1 | 15 | Kitchen
Chandelier (Hanging) | Compact Fluorescent |  | Twist | 1 | 25 | Kitchen
Ceiling Fixture | Incandescent |  | Standard A Lamp | 2 | 40 | Laundry Room
Floor lamp | Halogen |  | Quartz Tube | 1 | 300 | Living Room
Ceiling Fixture | Incandescent |  | Standard A Lamp | 2 | 60 | Closet
Wall Mount | Incandescent |  | Standard A Lamp | 3 | 100 | Bathroom
Floor lamp | Compact Fluorescent |  | Circline (Screw Base) | 1 | 22 | Master Bedroom
Ceiling Fixture | Incandescent |  | Standard A Lamp | 2 | 40 | Office
High bay | Linear Fluorescent | 48 | T-12 | 4 | 40 | Other
Recessed - other | Incandescent |  | Reflector | 1 | 65 | Bathroom
Wall Mount | Incandescent |  | Globe | 6 | 40 | Bathroom
Recessed Can | Compact Fluorescent |  | Reflector | 1 | 15 | Hall
Wall Mount | Compact Fluorescent |  | Globe | 4 | 11 | Bathroom
Ceiling Fan | Compact Fluorescent |  | Twist | 4 | 13 | Bedroom
Table | Compact Fluorescent |  | Twist | 1 | 13 | Bedroom
Ceiling Fixture | Compact Fluorescent |  | Twist | 2 | 23 | Bedroom
Table | Incandescent |  | Standard A Lamp | 1 | 60 | Bedroom
Wall Mount | Compact Fluorescent |  | Globe | 3 | 16 | Bathroom
Ceiling Fan | Compact Fluorescent |  | Twist | 3 | 13 | Bedroom
Ceiling Fan | Compact Fluorescent |  | Twist | 1 | 23 | Other
Table | Compact Fluorescent |  | Twist | 2 | 15 | Other
Recessed Can | Compact Fluorescent |  | Twist | 1 | 13 | Hall
Ceiling Fan | Compact Fluorescent |  | Twist | 3 | 13 | Kitchen
Architectural | Linear Fluorescent | 36 | Fluorescent Other | 1 | 11 | Laundry Room
Ceiling Fan | Compact Fluorescent |  | Twist | 1 | 13 | Living Room
Table | Linear Fluorescent | 36 | Fluorescent Other | 1 | 11 | Living Room
Recessed Can | Compact Fluorescent |  | Reflector | 1 | 16 | Other
Ceiling Fan | Compact Fluorescent |  | Globe | 3 | 16 | Other
Table | Compact Fluorescent |  | Twist | 1 | 13 | Other
Ceiling Fixture | Incandescent |  | Standard A Lamp | 2 | 60 | Other
Table | Incandescent |  | Standard A Lamp | 2 | 60 | Other
Chandelier (Hanging) | Incandescent |  | Mini base | 5 | 40 | Dining Room
Ceiling Fan | Compact Fluorescent |  | Twist | 4 | 15 | Family Room
Table | Incandescent |  | Mini base | 1 | 40 | Family Room
Floor lamp | Incandescent |  | Decorative | 2 | 40 | Family Room
Chandelier (Hanging) | Compact Fluorescent |  | Decorative | 3 | 15 | Hall
Ceiling Fixture | Incandescent |  | Standard A Lamp | 1 | 40 | Laundry Room
Wall Mount | Incandescent |  | Clear | 3 | 40 | Laundry Room
Ceiling Fixture | Incandescent |  | Reflector | 3 | 75 | Garage
Garage door opener | Incandescent |  | Standard A Lamp | 2 | 60 | Garage
Recessed Can | Incandescent |  | Standard A Lamp | 1 | 40 | Living Room
Table | Compact Fluorescent |  | Twist | 1 | 15 | Living Room
Ceiling Fan | Incandescent |  | Standard A Lamp | 1 | 60 | Hall
Wall Mount | Compact Fluorescent |  | Twist | 4 | 15 | Bathroom
Table | Incandescent |  | Standard A Lamp | 1 | 40 | Bathroom
Ceiling Fixture | Incandescent |  | Standard A Lamp | 2 | 60 | Bedroom
Floor lamp | Halogen |  | MR | 1 | 75 | Bedroom
Table | Compact Fluorescent |  | Twist | 1 | 15 | Bedroom
Ceiling Fan | Incandescent |  | Standard A Lamp | 4 | 60 | Master Bedroom
Table | Incandescent |  | Standard A Lamp | 1 | 60 | Master Bedroom
Table | Incandescent |  | Clear | 1 | 25 | Master Bedroom
Wall Mount | Compact Fluorescent |  | Twist | 1 | 15 | Bathroom
Ceiling Fixture | Incandescent |  | Standard A Lamp | 1 | 40 | Bathroom
Ceiling Fixture | Compact Fluorescent |  | Twist | 2 | 22 | Office
Table | Halogen |  | PAR | 1 | 50 | Office
Floor lamp | Incandescent |  | Standard A Lamp | 3 | 60 | Office
Ceiling Fan | Compact Fluorescent |  | Twist | 3 | 20 | Kitchen
Ceiling Fixture | Compact Fluorescent |  | Twist | 1 | 22 | Kitchen
Ceiling Fixture | Compact Fluorescent |  | Twist | 2 | 13 | Other
Wall Mount | Compact Fluorescent |  | Twist | 3 | 13 | Bathroom
Ceiling Fixture | Compact Fluorescent |  | Twist | 2 | 13 | Bedroom
Ceiling Fixture | Compact Fluorescent |  | Twist | 3 | 15 | Bedroom
Floor lamp | Compact Fluorescent |  | Twist | 2 | 13 | Bedroom
Table | Incandescent |  | Mini base | 1 | 150 | Bedroom
Ceiling Fixture | Incandescent |  | Standard A Lamp | 3 | 60 | Bedroom
Ceiling Fixture | Compact Fluorescent |  | Twist | 1 | 13 | Closet
Ceiling Fixture | Compact Fluorescent |  | Twist | 1 | 13 | Closet
Ceiling Fixture | Incandescent |  | Decorative | 3 | 40 | Other
Ceiling Fixture | Compact Fluorescent |  | Twist | 2 | 13 | Dining Room
Wall Mount | Incandescent |  | Decorative | 1 | 60 | Family Room
Floor lamp | Compact Fluorescent |  | Twist | 2 | 13 | Family Room
Ceiling Fixture | Incandescent |  | Standard A Lamp | 1 | 60 | Garage
Ceiling Fixture | Compact Fluorescent |  | Twist | 1 | 13 | Garage
Ceiling Fixture | Compact Fluorescent |  | Twist | 1 | 13 | Kitchen
Ceiling Fixture | Linear Fluorescent | 24 | T-12 | 2 | 20 | Laundry Room
Ceiling Fixture | Incandescent |  | Standard A Lamp | 1 | 60 | Laundry Room
Recessed Can | Compact Fluorescent |  | Twist | 1 | 13 | Family Room
Ceiling Fixture | Linear Fluorescent | 48 | T-12 | 2 | 40 | Family Room
Ceiling Fixture | Compact Fluorescent |  | Twist | 1 | 13 | Other
Ceiling Fixture | Incandescent |  | Standard A Lamp | 1 | 60 | Other
Wall Mount | Incandescent |  | Mini base | 1 | 7 | Bathroom
Recessed Can | Incandescent |  | Standard A Lamp | 1 | 40 | Closet
Recessed Can | Compact Fluorescent |  | Twist | 1 | 15 | Family Room
Floor lamp | Compact Fluorescent |  | Twist | 1 | 15 | Family Room
Recessed Can | Incandescent |  | Reflector | 1 | 65 | Laundry Room
Recessed Can | Incandescent |  | Standard A Lamp | 1 | 40 | Laundry Room
Wall Mount | Compact Fluorescent |  | Twist | 1 | 15 | Bathroom
Ceiling Fixture | Incandescent |  | Standard A Lamp | 1 | 40 | Bedroom
Table | Incandescent |  | Standard A Lamp | 1 | 25 | Bedroom
Table | Compact Fluorescent |  | Twist | 1 | 7 | Bedroom
Table | Compact Fluorescent |  | Twist | 1 | 7 | Hall
Chandelier (Hanging) | Incandescent |  | Mini base | 1 | 25 | Family Room
Floor lamp | Incandescent |  | Standard A Lamp | 1 | 75 | Family Room
Floor lamp | Compact Fluorescent |  | Twist | 1 | 22 | Family Room
Ceiling Fixture | Incandescent |  | Standard A Lamp | 1 | 40 | Hall
Wall Mount | Compact Fluorescent |  | Twist | 1 | 15 | Bedroom
Table | Compact Fluorescent |  | Twist | 1 | 7 | Bedroom
Wall Mount | Incandescent |  | Standard A Lamp | 1 | 60 | Hall
Chandelier (Hanging) | Other |  |  | 1 | 15 | Hall
Ceiling Fixture | Linear Fluorescent | 48 | T-12 | 2 | 40 | Garage
Garage door opener | Compact Fluorescent |  | Twist | 2 | 15 | Garage
Recessed Can | Incandescent |  | Reflector | 1 | 65 | Kitchen
Recessed Can | Incandescent |  | Standard A Lamp | 1 | 60 | Kitchen
Table | Other |  | LED Interior | 1 | 7 | Kitchen
Track | Incandescent |  | Standard A Lamp | 1 | 25 | Kitchen
Table | Compact Fluorescent |  | Twist | 1 | 15 | Living Room
Track | Halogen |  | MR | 4 | 35 | Living Room
Wall Mount | Incandescent |  | Standard A Lamp | 1 | 25 | Bathroom
Wall Mount | Other |  | LED Interior | 1 | 7 | Bathroom
Wall Mount | Incandescent |  | Standard A Lamp | 1 | 25 | Bathroom
Floor lamp | Other |  | LED Interior | 1 | 7 | Master Bedroom
Wall Mount | Compact Fluorescent |  | Twist | 1 | 15 | Master Bedroom
Table | Incandescent |  | Mini base | 2 | 40 | Master Bedroom
Ceiling Fixture | Incandescent |  | Reflector | 1 | 75 | Master Bedroom
Ceiling Fixture | Compact Fluorescent |  | Twist | 1 | 15 | Closet
Ceiling Fixture | Incandescent |  | Globe | 3 | 25 | Bedroom
Floor lamp | Incandescent |  | 3-Way Incandescent | 1 | 150 | Bedroom
Table | Compact Fluorescent |  | Circline (Screw Base) | 1 | 30 | Bedroom
Table | Linear Fluorescent | 17 | T-8 | 2 | 15 | Bedroom
Architectural | Compact Fluorescent |  | Twist | 1 | 15 | Other
Ceiling Fixture | Linear Fluorescent | 48 | T-12 | 2 | 40 | Other
Wall Mount | Incandescent |  | Globe | 6 | 40 | Bathroom
Wall Mount | Incandescent |  | Globe | 5 | 40 | Bathroom
Table | Incandescent |  | Standard A Lamp | 1 | 60 | Bedroom
Ceiling Fixture | Incandescent |  | Standard A Lamp | 2 | 60 | Bedroom
Table | Compact Fluorescent |  | Straight Tube | 1 | 27 | Bedroom
Table | Compact Fluorescent |  | Twist | 1 | 13 | Bedroom
Architectural | Compact Fluorescent |  | Twist | 1 | 13 | Other
Ceiling Fixture | Incandescent |  | Standard A Lamp | 2 | 60 | Closet
Chandelier (Hanging) | Incandescent |  | Mini base | 6 | 40 | Dining Room
Table | Compact Fluorescent |  | Twist | 3 | 13 | Hall
Ceiling Fixture | Incandescent |  | Clear | 5 | 25 | Hall
Ceiling Fan | Incandescent |  | Standard A Lamp | 1 | 60 | Hall
Recessed Can | Incandescent |  | Reflector | 1 | 65 | Kitchen
Recessed Can | Incandescent |  | Reflector | 1 | 65 | Laundry Room
Ceiling Fixture | Linear Fluorescent | 48 | T-12 | 2 | 40 | Laundry Room
Architectural | Compact Fluorescent |  | Other | 1 | 15 | Laundry Room
Architectural | Compact Fluorescent |  | Twist | 1 | 13 | Laundry Room
Floor lamp | Incandescent |  | Standard A Lamp | 1 | 100 | Living Room
Table | Incandescent |  | Standard A Lamp | 4 | 13 | Living Room
Floor lamp | Compact Fluorescent |  | Twist | 4 | 13 | Living Room
Wall Mount | Compact Fluorescent |  | Twist | 10 | 18 | Bathroom
Ceiling Fixture | Incandescent |  | Globe | 3 | 25 | Master Bedroom
Table | Incandescent |  | 3-Way Incandescent | 1 | 150 | Master Bedroom
Floor lamp | Incandescent |  | Standard A Lamp | 1 | 150 | Master Bedroom
Recessed Can | Incandescent |  | Reflector | 1 | 65 | Master Bedroom
Ceiling Fixture | Incandescent |  | Standard A Lamp | 3 | 75 | Office
Floor lamp | Incandescent |  | 3-Way Incandescent | 1 | 150 | Office
Table | Incandescent |  | Standard A Lamp | 1 | 60 | Office
Table | Halogen |  | MR | 1 | 100 | Office
Architectural | Compact Fluorescent |  | Twist | 1 | 23 | Hall
Architectural | Incandescent |  | Standard A Lamp | 1 | 55 | Other
Architectural | Compact Fluorescent |  | Twist | 1 | 15 | Other
Table | Incandescent |  | Standard A Lamp | 1 | 40 | Other
Architectural | Incandescent |  | Standard A Lamp | 1 | 75 | Other
Recessed Can | Incandescent |  | Reflector | 1 | 65 | Other
Ceiling Fixture | Incandescent |  | Standard A Lamp | 1 | 60 | Bathroom
Wall Mount | Incandescent |  | Globe | 6 | 40 | Bathroom
Ceiling Fixture | Incandescent |  | Standard A Lamp | 2 | 60 | Bedroom
Recessed Can | Incandescent |  | Reflector | 1 | 65 | Other
Table | Incandescent |  | Standard A Lamp | 1 | 60 | Other
Table | Incandescent |  | Standard A Lamp | 1 | 75 | Other
Track | Incandescent |  | Reflector | 2 | 75 | Living Room
Floor lamp | Incandescent |  | Standard A Lamp | 1 | 60 | Living Room
Table | Compact Fluorescent |  | Twist | 1 | 20 | Living Room
Ceiling Fixture | Incandescent |  | Standard A Lamp | 1 | 100 | Bedroom
Ceiling Fixture | Incandescent |  | Standard A Lamp | 1 | 75 | Closet
Recessed Can | Incandescent |  | Reflector | 1 | 60 | Dining Room
Ceiling Fixture | Incandescent |  | Standard A Lamp | 1 | 75 | Other
Ceiling Fixture | Incandescent |  | Standard A Lamp | 1 | 60 | Garage
Recessed Can | Incandescent |  | Reflector | 1 | 65 | Kitchen
Recessed Can | Halogen |  | PAR | 1 | 90 | Kitchen
Track | Incandescent |  | Reflector | 2 | 60 | Living Room
Recessed Can | Incandescent |  | Reflector | 1 | 75 | Living Room
Wall Mount | Incandescent |  | Globe | 6 | 40 | Bathroom
Ceiling Fixture | Incandescent |  | Standard A Lamp | 1 | 75 | Bathroom
Recessed Can | Incandescent |  | Reflector | 1 | 65 | Master Bedroom
Wall Mount | Incandescent |  | Clear | 1 | 60 | Master Bedroom
Table | Incandescent |  | Standard A Lamp | 1 | 60 | Master Bedroom
Ceiling Fixture | Incandescent |  | Standard A Lamp | 1 | 40 | Closet
Ceiling Fixture | Incandescent |  | Standard A Lamp | 1 | 60 | Closet
Ceiling Fixture | Incandescent |  | Standard A Lamp | 1 | 75 | Closet
Track | Incandescent |  | Reflector | 3 | 65 | Other
Ceiling Fixture | Incandescent |  | Standard A Lamp | 1 | 60 | Closet
Wall Mount | Incandescent |  | Standard A Lamp | 1 | 40 | Bathroom
Wall Mount | Incandescent |  | Standard A Lamp | 1 | 100 | Bathroom
Recessed Can | Incandescent |  | Reflector | 1 | 65 | Hall
Ceiling Fixture | Incandescent |  | Standard A Lamp | 1 | 60 | Other
Wall Mount | Incandescent |  | Decorative | 2 | 25 | Bathroom
Ceiling Fixture | Compact Fluorescent |  | Twist | 2 | 15 | Bedroom
Chandelier (Hanging) | Incandescent |  | Mini base | 5 | 25 | Dining Room
Garage door opener | Incandescent |  | Standard A Lamp | 1 | 60 | Garage
Ceiling Fixture | Compact Fluorescent |  | Twist | 1 | 15 | Garage
Ceiling Fixture | Compact Fluorescent |  | Twist | 2 | 15 | Hall
Recessed - other | Linear Fluorescent | 48 | T-12 | 2 | 32 | Kitchen
Ceiling Fixture | Compact Fluorescent |  | Twist | 1 | 15 | Laundry Room
Table | Compact Fluorescent |  | Twist | 1 | 15 | Living Room
Wall Mount | Compact Fluorescent |  | Twist | 3 | 15 | Bathroom
Recessed - other | Incandescent |  | Heat Lamp | 2 | 250 | Bathroom
Ceiling Fixture | Linear Fluorescent | 48 | T-12 | 2 | 40 | Bedroom
Table | Incandescent |  | Standard A Lamp | 1 | 60 | Bedroom
Ceiling Fixture | Compact Fluorescent |  | Twist | 1 | 15 | Closet
Ceiling Fixture | Compact Fluorescent |  | Twist | 2 | 15 | Hall
Ceiling Fan | Compact Fluorescent |  | Twist | 2 | 15 | Hall
Table | Compact Fluorescent |  | Twist | 1 | 15 | Master Bedroom
Wall Mount | Incandescent |  | Decorative | 4 | 60 | Bathroom
Ceiling Fixture | Incandescent |  | Standard A Lamp | 3 | 60 | Bedroom
Ceiling Fixture | Incandescent |  | Standard A Lamp | 2 | 60 | Bedroom
Table | Compact Fluorescent |  | Twist | 1 | 15 | Bedroom
Ceiling Fixture | Compact Fluorescent |  | Twist | 1 | 15 | Dining Room
Ceiling Fixture | Compact Fluorescent |  | Twist | 3 | 15 | Family Room
Ceiling Fixture | Incandescent |  | Standard A Lamp | 1 | 40 | Family Room
Table | Compact Fluorescent |  | Pin base | 1 | 22 | Family Room
Ceiling Fixture | Incandescent |  | Standard A Lamp | 2 | 60 | Hall
Ceiling Fan | Linear Fluorescent | 40 | T-12 | 2 | 40 | Kitchen
Ceiling Fixture | Incandescent |  | Globe | 1 | 60 | Laundry Room
Table | Compact Fluorescent |  | Twist | 3 | 15 | Living Room
Wall Mount | Incandescent |  | Decorative | 2 | 25 | Living Room
Floor lamp | Incandescent |  | 3-Way Incandescent | 1 | 150 | Living Room
Chandelier (Hanging) | Compact Fluorescent |  | Twist | 1 | 15 | Bathroom
Wall Mount | Incandescent |  | Standard A Lamp | 1 | 40 | Bathroom
Chandelier (Hanging) | Incandescent |  | Standard A Lamp | 2 | 60 | Bathroom
Wall Mount | Incandescent |  | Standard A Lamp | 2 | 75 | Bathroom
Wall Mount | Compact Fluorescent |  | Twist | 1 | 15 | Bathroom
Track | Incandescent |  | Reflector | 4 | 65 | Bedroom
Chandelier (Hanging) | Compact Fluorescent |  | Twist | 2 | 18 | Bedroom
Table | Compact Fluorescent |  | Straight Tube | 1 | 15 | Bedroom
Chandelier (Hanging) | Incandescent |  | Standard A Lamp | 2 | 60 | Master Bedroom
Table | Incandescent |  | Decorative | 1 | 40 | Master Bedroom
Chandelier (Hanging) | Compact Fluorescent |  | Twist | 2 | 15 | Dining Room
Ceiling Fixture | Incandescent |  | Standard A Lamp | 1 | 75 | Dining Room
Ceiling Fixture | Linear Fluorescent | 48 | T-12 | 4 | 40 | Kitchen
Ceiling Fixture | Incandescent |  | Standard A Lamp | 1 | 60 | Laundry Room
Floor lamp | Incandescent |  | Reflector | 2 | 65 | Living Room
Floor lamp | Halogen |  | MR | 1 | 50 | Living Room
Recessed Can | Compact Fluorescent |  | Reflector | 1 | 22 | Living Room
Ceiling Fan | Halogen |  | MR | 1 | 75 | Living Room
Track | Compact Fluorescent |  | Twist | 2 | 15 | Living Room
Track | Incandescent |  | Reflector | 2 | 65 | Living Room
Ceiling Fixture | Linear Fluorescent | 48 | T-12 | 4 | 40 | Closet
Chandelier (Hanging) | Incandescent |  | Standard A Lamp | 2 | 75 | Family Room
Floor lamp | Incandescent |  | Standard A Lamp | 1 | 60 | Family Room
Chandelier (Hanging) | Incandescent |  | Clear | 2 | 60 | Living Room
Table | Compact Fluorescent |  | Twist | 1 | 15 | Living Room
Ceiling Fixture | Incandescent |  | Standard A Lamp | 1 | 75 | Hall
Wall Mount | Incandescent |  | Standard A Lamp | 1 | 100 | Hall
Wall Mount | Incandescent |  | Standard A Lamp | 2 | 60 | Bathroom
Chandelier (Hanging) | Incandescent |  | Mini base | 6 | 60 | Dining Room
Chandelier (Hanging) | Compact Fluorescent |  | Twist | 5 | 15 | Hall
Chandelier (Hanging) | Incandescent |  | Mini base | 1 | 60 | Kitchen
Recessed Can | Incandescent |  | Reflector | 1 | 60 | Kitchen
Table | Compact Fluorescent |  | Straight Tube | 1 | 11 | Living Room
Table | Incandescent |  | Standard A Lamp | 1 | 40 | Living Room
Table | Incandescent |  | Standard A Lamp | 1 | 60 | Living Room
Table | Incandescent |  | Standard A Lamp | 1 | 75 | Living Room
Table | Compact Fluorescent |  | Twist | 1 | 15 | Living Room
Chandelier (Hanging) | Incandescent |  | Mini base | 3 | 60 | Hall
Ceiling Fixture | Compact Fluorescent |  | Twist | 1 | 15 | Closet
Recessed Can | Incandescent |  | Reflector | 1 | 60 | Bathroom
Wall Mount | Incandescent |  | Standard A Lamp | 1 | 3 | Bathroom
Ceiling Fixture | Incandescent |  | Standard A Lamp | 1 | 40 | Bedroom
Ceiling Fixture | Incandescent |  | Standard A Lamp | 1 | 60 | Bedroom
Table | Incandescent |  | Globe | 1 | 40 | Bedroom
Ceiling Fixture | Compact Fluorescent |  | Other | 1 | 15 | Closet
Chandelier (Hanging) | Incandescent |  | Standard A Lamp | 2 | 60 | Hall
Wall Mount | Incandescent |  | Clear | 1 | 60 | Hall
Wall Mount | Compact Fluorescent |  | Twist | 1 | 15 | Hall
Chandelier (Hanging) | Incandescent |  | Mini base | 3 | 60 | Master Bedroom
Table | Incandescent |  | Standard A Lamp | 1 | 40 | Master Bedroom
Table | Incandescent |  | Standard A Lamp | 1 | 60 | Master Bedroom
Ceiling Fixture | Compact Fluorescent |  | Twist | 1 | 15 | Closet
Track | Halogen |  | MR | 5 | 50 | Office
Table | Incandescent |  | Standard A Lamp | 1 | 40 | Office
Table | Incandescent |  | Standard A Lamp | 1 | 60 | Office
Ceiling Fixture | Incandescent |  | Standard A Lamp | 1 | 100 | Other
Ceiling Fixture | Incandescent |  | Standard A Lamp | 1 | 40 | Other
Ceiling Fixture | Compact Fluorescent |  | Twist | 1 | 15 | Garage
Ceiling Fixture | Incandescent |  | Standard A Lamp | 1 | 100 | Laundry Room
Ceiling Fixture | Compact Fluorescent |  | Twist | 1 | 15 | Other
Wall Mount | Incandescent |  | Decorative | 4 | 5 | Bathroom
Architectural | Halogen |  | Quartz Tube | 1 | 20 | Bathroom
Ceiling Fixture | Compact Fluorescent |  | Twist | 2 | 15 | Bedroom
Torchiere | Halogen |  | Quartz Tube | 2 | 20 | Bedroom
Floor lamp | Incandescent |  | Standard A Lamp | 1 | 60 | Bedroom
Floor lamp | Halogen |  | Quartz Tube | 1 | 50 | Dining Room
Ceiling Fan | Halogen |  | MR | 1 | 20 | Dining Room
Ceiling Fixture | Other |  | LED Interior | 1 | 12 | Kitchen
Recessed Can | Compact Fluorescent |  | Reflector | 1 | 15 | Kitchen
Ceiling Fan | Halogen |  | MR | 1 | 20 | Kitchen
Floor lamp | Halogen |  | Quartz Tube | 2 | 20 | Living Room
Architectural | Halogen |  | MR | 5 | 20 | Office
Architectural | Halogen |  | MR | 1 | 20 | Office
Floor lamp | Halogen |  | Quartz Tube | 1 | 50 | Office
Architectural | Other |  | LED Interior | 1 | 12 | Office
Ceiling Fixture | Compact Fluorescent |  | Twist | 1 | 15 | Bathroom
Track | Halogen |  | MR | 4 | 20 | Hall
Ceiling Fixture | Compact Fluorescent |  | Twist | 1 | 15 | Office
Ceiling Fixture | Incandescent |  | Clear | 3 | 40 | Master Bedroom
Table | Incandescent |  | Standard A Lamp | 1 | 60 | Master Bedroom
Ceiling Fixture | Incandescent |  | Standard A Lamp | 2 | 60 | Bedroom
Ceiling Fixture | Incandescent |  | Clear | 3 | 60 | Bedroom
Chandelier (Hanging) | Incandescent |  | Mini base | 4 | 25 | Dining Room
Wall Mount | Incandescent |  | Globe | 3 | 40 | Bathroom
Ceiling Fixture | Incandescent |  | Standard A Lamp | 1 | 60 | Bathroom
Ceiling Fixture | Linear Fluorescent | 48 | T-12 | 2 | 40 | Kitchen
Wall Mount | Incandescent |  | Standard A Lamp | 2 | 60 | Kitchen
Ceiling Fixture | Incandescent |  | Standard A Lamp | 1 | 100 | Laundry Room
Wall Mount | Incandescent |  | Standard A Lamp | 2 | 60 | Laundry Room
Floor lamp | Incandescent |  | Standard A Lamp | 2 | 125 | Living Room
Floor lamp | Compact Fluorescent |  | Twist | 1 | 15 | Living Room
Table | Incandescent |  | Standard A Lamp | 1 | 125 | Living Room
Table | Incandescent |  | Decorative | 1 | 40 | Living Room
Ceiling Fixture | Incandescent |  | Standard A Lamp | 2 | 60 | Bathroom
Wall Mount | Incandescent |  | Standard A Lamp | 4 | 60 | Bathroom
Recessed Can | Halogen |  | PAR | 1 | 50 | Other
Wall Mount | Incandescent |  | Standard A Lamp | 1 | 60 | Closet
Wall Mount | Incandescent |  | Standard A Lamp | 4 | 60 | Bathroom
Ceiling Fixture | Incandescent |  | Standard A Lamp | 2 | 60 | Bathroom
Floor lamp | Incandescent |  | Standard A Lamp | 1 | 25 | Other
Ceiling Fixture | Incandescent |  | Standard A Lamp | 1 | 60 | Closet
Ceiling Fixture | Incandescent |  | Standard A Lamp | 2 | 60 | Other
Ceiling Fixture | Incandescent |  | Standard A Lamp | 1 | 60 | Garage
Ceiling Fixture | Incandescent |  | Standard A Lamp | 2 | 60 | Hall
Ceiling Fixture | Incandescent |  | Reflector | 2 | 125 | Kitchen
Ceiling Fixture | Incandescent |  | Reflector | 2 | 75 | Kitchen
Ceiling Fixture | Incandescent |  | Globe | 1 | 100 | Kitchen
Ceiling Fixture | Incandescent |  | Standard A Lamp | 1 | 60 | Laundry Room
Ceiling Fixture | Incandescent |  | Decorative | 1 | 25 | Living Room
Wall Mount | Incandescent |  | Decorative | 2 | 25 | Living Room
Chandelier (Hanging) | Incandescent |  | Decorative | 8 | 25 | Living Room
Ceiling Fixture | Incandescent |  | Standard A Lamp | 3 | 60 | Master Bedroom
Wall Mount | Incandescent |  | Globe | 2 | 40 | Bathroom
Ceiling Fixture | Incandescent |  | Standard A Lamp | 1 | 60 | Bathroom
Ceiling Fixture | Incandescent |  | Standard A Lamp | 3 | 60 | Office
Wall Mount | Linear Fluorescent | 24 | T-5 | 1 | 20 | Office
Ceiling Fixture | Incandescent |  | Standard A Lamp | 3 | 75 | Office
Floor lamp | Incandescent |  | Standard A Lamp | 1 | 150 | Office
Floor lamp | Incandescent |  | Standard A Lamp | 1 | 60 | Office
Floor lamp | Compact Fluorescent |  | 3-Way CFL | 1 | 19 | Living Room
Ceiling Fixture | Compact Fluorescent |  | Reflector | 1 | 14 | Bedroom
Table | Incandescent |  | Standard A Lamp | 1 | 100 | Bedroom
Floor lamp | Compact Fluorescent |  | Twist | 1 | 23 | Bedroom
Wall Mount | Compact Fluorescent |  | Globe | 5 | 11 | Bathroom
Table | Compact Fluorescent |  | Twist | 1 | 23 | Bedroom
Recessed Can | Compact Fluorescent |  | Twist | 1 | 23 | Bedroom
Ceiling Fixture | Halogen |  | MR | 1 | 50 | Bedroom
Table | Compact Fluorescent |  | Twist | 1 | 23 | Master Bedroom
Ceiling Fixture | Compact Fluorescent |  | Twist | 2 | 23 | Closet
Wall Mount | Compact Fluorescent |  | Twist | 4 | 13 | Bathroom
Ceiling Fixture | Compact Fluorescent |  | Twist | 1 | 13 | Bathroom
Ceiling Fixture | Compact Fluorescent |  | Twist | 1 | 23 | Garage
Ceiling Fixture | Incandescent |  | Standard A Lamp | 4 | 60 | Dining Room
Table | Compact Fluorescent |  | Twist | 1 | 13 | Dining Room
Floor lamp | Compact Fluorescent |  | 3-Way CFL | 1 | 19 | Dining Room
Recessed Can | Incandescent |  | Reflector | 1 | 65 | Kitchen
Ceiling Fixture | Incandescent |  | Standard A Lamp | 1 | 60 | Kitchen
Ceiling Fixture | Incandescent |  | Globe | 2 | 150 | Office
Floor lamp | Compact Fluorescent |  | Twist | 1 | 23 | Office
Table | Compact Fluorescent |  | Twist | 1 | 23 | Living Room
Ceiling Fixture | Incandescent |  | Mini base | 4 | 25 | Hall
Table | Compact Fluorescent |  | Twist | 1 | 23 | Hall
Floor lamp | Compact Fluorescent |  | Twist | 1 | 23 | Bathroom
Ceiling Fixture | Compact Fluorescent |  | Twist | 1 | 23 | Laundry Room
Ceiling Fixture | Compact Fluorescent |  | Twist | 2 | 23 | Closet
Wall Mount | Halogen |  | Quartz Tube | 1 | 50 | Bathroom
Ceiling Fixture | Compact Fluorescent |  | Twist | 1 | 23 | Bedroom
Table | Halogen |  | Other | 1 | 60 | Bedroom
Ceiling Fixture | Compact Fluorescent |  | Twist | 1 | 15 | Bedroom
Floor lamp | Compact Fluorescent |  | Twist | 1 | 23 | Bedroom
Table | Compact Fluorescent | 48 | Pin base | 1 | 27 | Bedroom
Ceiling Fixture | Incandescent |  | Standard A Lamp | 1 | 60 | Hall
Ceiling Fixture | Compact Fluorescent |  | Twist | 1 | 15 | Kitchen
Chandelier (Hanging) | Incandescent |  | Mini base | 4 | 40 | Kitchen
Ceiling Fixture | Incandescent |  | Standard A Lamp | 1 | 60 | Laundry Room
Wall Mount | Compact Fluorescent |  | Twist | 1 | 23 | Living Room
Floor lamp | Compact Fluorescent |  | Twist | 1 | 26 | Living Room
Table | Incandescent |  | Colored | 1 | 75 | Living Room
Ceiling Fixture | Linear Fluorescent | 48 | T-12 | 2 | 40 | Other
Recessed Can | Incandescent |  | Standard A Lamp | 1 | 75 | Other
Recessed Can | Compact Fluorescent |  | Twist | 1 | 7 | Other
Ceiling Fixture | Compact Fluorescent |  | Twist | 1 | 22 | Hall
Wall Mount | Incandescent |  | Standard A Lamp | 2 | 60 | Bathroom
Chandelier (Hanging) | Incandescent |  | Decorative | 8 | 25 | Bedroom
Track | Incandescent |  | Decorative | 1 | 25 | Bedroom
Table | Incandescent |  | Standard A Lamp | 1 | 40 | Office
Ceiling Fixture | Compact Fluorescent |  | Twist | 3 | 22 | Office
Ceiling Fixture | Compact Fluorescent |  | Twist | 1 | 22 | Family Room
Table | Compact Fluorescent |  | Twist | 1 | 22 | Family Room
Ceiling Fixture | Compact Fluorescent |  | Twist | 1 | 22 | Family Room
Ceiling Fixture | Compact Fluorescent |  | Twist | 1 | 22 | Bedroom
Table | Incandescent |  | Standard A Lamp | 1 | 40 | Bedroom
Ceiling Fixture | Compact Fluorescent |  | Twist | 1 | 22 | Bathroom
Ceiling Fixture | Incandescent |  | Standard A Lamp | 1 | 100 | Bedroom
Table | Halogen |  | Other | 1 | 50 | Bedroom
Ceiling Fixture | Compact Fluorescent |  | Twist | 1 | 15 | Bedroom
Ceiling Fixture | Compact Fluorescent |  | Twist | 2 | 22 | Bathroom
Ceiling Fixture | Incandescent |  | Standard A Lamp | 1 | 40 | Bathroom
Recessed Can | Compact Fluorescent |  | Twist | 1 | 22 | Kitchen
Ceiling Fixture | Compact Fluorescent |  | Twist | 1 | 15 | Kitchen
Chandelier (Hanging) | Halogen |  | Quartz Tube | 1 | 150 | Dining Room
Ceiling Fixture | Incandescent |  | Standard A Lamp | 4 | 100 | Living Room
Floor lamp | Incandescent |  | Decorative | 1 | 25 | Living Room
Torchiere | Compact Fluorescent |  | Twist | 1 | 22 | Living Room
Table | Incandescent |  | Decorative | 2 | 25 | Living Room
Ceiling Fixture | Incandescent |  | Standard A Lamp | 1 | 100 | Other
Ceiling Fixture | Compact Fluorescent |  | Twist | 2 | 15 | Bedroom
Ceiling Fixture | Compact Fluorescent |  | Twist | 1 | 22 | Closet
Table | Halogen |  | Other | 1 | 50 | Closet
Wall Mount | Compact Fluorescent |  | Twist | 2 | 15 | Bathroom
Wall Mount | Compact Fluorescent |  | Twist | 4 | 15 | Bathroom
Recessed Can | Compact Fluorescent |  | Twist | 1 | 15 | Bedroom
Ceiling Fan | Compact Fluorescent |  | Twist | 1 | 15 | Bedroom
Table | Compact Fluorescent |  | Twist | 1 | 15 | Bedroom
Ceiling Fan | Compact Fluorescent |  | Twist | 1 | 15 | Bedroom
Chandelier (Hanging) | Compact Fluorescent |  | Twist | 7 | 15 | Dining Room
Ceiling Fixture | Linear Fluorescent | 48 | T-12 | 2 | 40 | Garage
Garage door opener | Incandescent |  | Standard A Lamp | 2 | 60 | Garage
Ceiling Fan | Compact Fluorescent |  | Twist | 1 | 15 | Hall
Recessed Can | Compact Fluorescent |  | Twist | 1 | 15 | Kitchen
Ceiling Fixture | Compact Fluorescent |  | Twist | 2 | 15 | Laundry Room
Recessed Can | Compact Fluorescent |  | Twist | 1 | 15 | Laundry Room
Recessed Can | Compact Fluorescent |  | Twist | 1 | 15 | Office
Ceiling Fixture | Compact Fluorescent |  | Twist | 1 | 15 | Closet
Floor lamp | Compact Fluorescent |  | Twist | 3 | 22 | Living Room
Track | Incandescent |  | Reflector | 3 | 50 | Living Room
Chandelier (Hanging) | Compact Fluorescent |  | Twist | 5 | 22 | Dining Room
Ceiling Fixture | Linear Fluorescent | 48 | T-12 | 4 | 40 | Kitchen
Other | Incandescent |  | Standard A Lamp | 2 | 60 | Kitchen
Track | Compact Fluorescent |  | A shape bulb | 4 | 15 | Hall
Ceiling Fixture | Compact Fluorescent |  | Twist | 1 | 15 | Bathroom
Ceiling Fixture | Incandescent |  | Heat Lamp | 1 | 500 | Bathroom
Ceiling Fixture | Compact Fluorescent |  | Twist | 2 | 22 | Bedroom
Table | Incandescent |  | Standard A Lamp | 1 | 40 | Bedroom
Table | Compact Fluorescent |  | Twist | 1 | 22 | Bedroom
Ceiling Fixture | Compact Fluorescent |  | Twist | 2 | 22 | Office
Recessed Can | Incandescent |  | Reflector | 1 | 100 | Bathroom
Recessed Can | Incandescent |  | Reflector | 1 | 75 | Bathroom
Wall Mount | Incandescent |  | Standard A Lamp | 3 | 40 | Bathroom
Recessed Can | Incandescent |  | Reflector | 1 | 75 | Bathroom
Ceiling Fixture | Incandescent |  | Clear | 2 | 60 | Bedroom
Wall Mount | Incandescent |  | Standard A Lamp | 1 | 100 | Bedroom
Floor lamp | Incandescent |  | Standard A Lamp | 1 | 75 | Bedroom
Ceiling Fixture | Compact Fluorescent |  | Twist | 2 | 15 | Closet
Ceiling Fixture | Incandescent |  | Standard A Lamp | 2 | 60 | Closet
Table | Compact Fluorescent |  | Twist | 1 | 15 | Dining Room
Table | Incandescent |  | Standard A Lamp | 2 | 60 | Dining Room
Chandelier (Hanging) | Incandescent |  | Decorative | 7 | 40 | Dining Room
Ceiling Fixture | Other |  | Other | 2 | 40 | Other
Ceiling Fixture | Incandescent |  | Standard A Lamp | 3 | 100 | Family Room
Table | Incandescent |  | Standard A Lamp | 1 | 60 | Family Room
Table | Compact Fluorescent |  | Twist | 1 | 15 | Family Room
Wall Mount | Linear Fluorescent | 24 | T-12 | 1 | 40 | Family Room
Garage door opener | Incandescent |  | Standard A Lamp | 1 | 40 | Garage
Ceiling Fixture | Compact Fluorescent |  | Circline (Screw Base) | 1 | 22 | Garage
Ceiling Fixture | Linear Fluorescent | 48 | T-12 | 4 | 40 | Garage
Recessed Can | Incandescent |  | Reflector | 1 | 75 | Kitchen
Ceiling Fixture | Incandescent |  | Globe | 1 | 100 | Kitchen
Architectural | Linear Fluorescent | 18 | T-5 | 1 | 7 | Kitchen
Ceiling Fixture | Linear Fluorescent | 48 | T-12 | 2 | 40 | Laundry Room
Recessed Can | Incandescent |  | Reflector | 1 | 60 | Living Room
Wall Mount | Compact Fluorescent |  | Twist | 1 | 15 | Living Room
Table | Incandescent |  | 3-Way Incandescent | 1 | 100 | Living Room
Chandelier (Hanging) | Incandescent |  | Globe | 1 | 40 | Living Room
Wall Mount | Linear Fluorescent | 48 | T-12 | 1 | 40 | Master Bedroom
Table | Incandescent |  | Standard A Lamp | 1 | 90 | Master Bedroom
Wall Mount | Incandescent |  | Standard A Lamp | 1 | 75 | Master Bedroom
Floor lamp | Incandescent |  | Standard A Lamp | 1 | 60 | Master Bedroom
Ceiling Fixture | Linear Fluorescent | 48 | T-8 | 2 | 32 | Closet
Floor lamp | Incandescent |  | Decorative | 1 | 60 | Office
Ceiling Fixture | Incandescent |  | Standard A Lamp | 1 | 100 | Office
Table | Compact Fluorescent |  | Twist | 1 | 15 | Office
Ceiling Fixture | Incandescent |  | Clear | 4 | 40 | Hall
Wall Mount | Linear Fluorescent | 36 | T-8 | 1 | 32 | Other
Wall Mount | Incandescent |  | Standard A Lamp | 4 | 60 | Bathroom
Ceiling Fixture | Incandescent |  | Standard A Lamp | 2 | 60 | Bedroom
Ceiling Fixture | Incandescent |  | Standard A Lamp | 2 | 60 | Bedroom
Floor lamp | Incandescent |  | Standard A Lamp | 1 | 75 | Bedroom
Ceiling Fan | Incandescent |  | Standard A Lamp | 5 | 60 | Dining Room
Ceiling Fixture | Linear Fluorescent | 48 | T-12 | 2 | 32 | Garage
Wall Mount | Incandescent |  | Standard A Lamp | 2 | 60 | Bathroom
Ceiling Fixture | Incandescent |  | Standard A Lamp | 1 | 60 | Hall
Ceiling Fixture | Linear Fluorescent | 48 | T-12 | 4 | 32 | Kitchen
Floor lamp | Incandescent |  | Standard A Lamp | 1 | 60 | Living Room
Floor lamp | Incandescent |  | 3-Way Incandescent | 1 | 150 | Living Room
Ceiling Fixture | Linear Fluorescent | 48 | T-12 | 4 | 32 | Office
Ceiling Fixture | Incandescent |  | Standard A Lamp | 2 | 60 | Bedroom
Wall Mount | Incandescent |  | Clear | 4 | 40 | Bathroom
Ceiling Fixture | Compact Fluorescent |  | Twist | 1 | 15 | Bathroom
Ceiling Fixture | Incandescent |  | Standard A Lamp | 1 | 40 | Bathroom
Wall Mount | Incandescent |  | Globe | 3 | 40 | Bathroom
Recessed Can | Incandescent |  | Reflector | 1 | 65 | Bedroom
Ceiling Fixture | Incandescent |  | Standard A Lamp | 2 | 40 | Bedroom
Recessed Can | Incandescent |  | Reflector | 1 | 65 | Bedroom
Ceiling Fixture | Incandescent |  | Standard A Lamp | 2 | 60 | Bedroom
Recessed Can | Incandescent |  | Reflector | 1 | 65 | Master Bedroom
Ceiling Fixture | Compact Fluorescent |  | Twist | 1 | 15 | Master Bedroom
Table | Incandescent |  | Decorative | 1 | 40 | Master Bedroom
Chandelier (Hanging) | Compact Fluorescent |  | Twist | 3 | 15 | Dining Room
Floor lamp | Incandescent |  | Standard A Lamp | 3 | 100 | Dining Room
Table | Incandescent |  | Standard A Lamp | 2 | 100 | Dining Room
Ceiling Fixture | Incandescent |  | Standard A Lamp | 2 | 40 | Hall
Ceiling Fixture | Halogen |  | MR | 3 | 50 | Family Room
Table | Incandescent |  | Standard A Lamp | 1 | 60 | Family Room
Table | Compact Fluorescent |  | Twist | 1 | 15 | Family Room
Table | Incandescent |  | Decorative | 1 | 40 | Family Room
Ceiling Fixture | Compact Fluorescent |  | Twist | 1 | 15 | Garage
Ceiling Fan | Incandescent |  | Mini base | 3 | 40 | Kitchen
Recessed Can | Incandescent |  | Reflector | 1 | 75 | Living Room
Table | Halogen |  | MR | 1 | 50 | Living Room
Table | Incandescent |  | Standard A Lamp | 1 | 100 | Living Room
Chandelier (Hanging) | Compact Fluorescent |  | Twist | 1 | 15 | Dining Room
Wall Mount | Incandescent |  | Standard A Lamp | 3 | 60 | Bathroom
Wall Mount | Incandescent |  | Standard A Lamp | 4 | 100 | Bathroom
Ceiling Fixture | Compact Fluorescent |  | Twist | 1 | 20 | Bathroom
Wall Mount | Incandescent |  | Standard A Lamp | 2 | 60 | Bathroom
Recessed Can | Incandescent |  | Reflector | 1 | 65 | Bathroom
Ceiling Fixture | Incandescent |  | Standard A Lamp | 1 | 60 | Bedroom
Table | Incandescent |  | 3-Way Incandescent | 1 | 200 | Bedroom
Table | Incandescent |  | Clear | 1 | 60 | Bedroom
Ceiling Fixture | Compact Fluorescent |  | Twist | 1 | 20 | Bedroom
Table | Incandescent |  | 3-Way Incandescent | 1 | 100 | Bedroom
Table | Compact Fluorescent |  | Twist | 1 | 13 | Bedroom
Ceiling Fixture | Incandescent |  | Standard A Lamp | 1 | 60 | Closet
Ceiling Fixture | Incandescent |  | Standard A Lamp | 1 | 60 | Closet
Recessed Can | Compact Fluorescent |  | Reflector | 1 | 14 | Dining Room
Recessed Can | Incandescent |  | Reflector | 1 | 65 | Dining Room
Chandelier (Hanging) | Incandescent |  | Standard A Lamp | 9 | 60 | Other
Recessed Can | Incandescent |  | Reflector | 1 | 65 | Family Room
Recessed Can | Incandescent |  | Reflector | 1 | 65 | Family Room
Garage door opener | Incandescent |  | Standard A Lamp | 2 | 60 | Garage
Ceiling Fixture | Compact Fluorescent |  | Twist | 1 | 20 | Garage
Recessed Can | Incandescent |  | Reflector | 1 | 65 | Hall
Table | Compact Fluorescent |  | Twist | 1 | 20 | Hall
Recessed Can | Incandescent |  | Reflector | 1 | 65 | Hall
Recessed Can | Incandescent |  | Reflector | 1 | 65 | Kitchen
Ceiling Fixture | Incandescent |  | Standard A Lamp | 2 | 60 | Laundry Room
Chandelier (Hanging) | Incandescent |  | Decorative | 6 | 60 | Living Room
Table | Incandescent |  | 3-Way Incandescent | 1 | 100 | Living Room
Table | Incandescent |  | Standard A Lamp | 1 | 60 | Living Room
Recessed Can | Incandescent |  | Reflector | 1 | 65 | Living Room
Wall Mount | Incandescent |  | Decorative | 1 | 40 | Living Room
Recessed Can | Incandescent |  | Reflector | 1 | 65 | Master Bedroom
Table | Incandescent |  | 3-Way Incandescent | 1 | 200 | Master Bedroom
Ceiling Fixture | Compact Fluorescent |  | Twist | 2 | 20 | Office
Floor lamp | Compact Fluorescent |  | Straight Tube | 1 | 42 | Office
Ceiling Fixture | Compact Fluorescent |  | Twist | 2 | 13 | Office
Floor lamp | Compact Fluorescent |  | Straight Tube | 1 | 13 | Office
Ceiling Fixture | Incandescent |  | Standard A Lamp | 1 | 60 | Other
Wall Mount | Compact Fluorescent |  | Twist | 1 | 15 | Bathroom
Ceiling Fixture | Incandescent |  | Standard A Lamp | 1 | 100 | Bathroom
Ceiling Fixture | Compact Fluorescent |  | Twist | 2 | 15 | Bedroom
Ceiling Fixture | Compact Fluorescent |  | Twist | 2 | 15 | Bedroom
Table | Incandescent |  | Standard A Lamp | 1 | 100 | Bedroom
Ceiling Fixture | Linear Fluorescent | 48 | T-12 | 2 | 40 | Garage
Ceiling Fixture | Compact Fluorescent |  | Twist | 1 | 22 | Hall
Ceiling Fixture | Compact Fluorescent |  | Twist | 2 | 15 | Kitchen
Chandelier (Hanging) | Compact Fluorescent |  | Twist | 5 | 22 | Kitchen
Ceiling Fixture | Compact Fluorescent |  | Twist | 1 | 15 | Laundry Room
Wall Mount | Compact Fluorescent |  | Twist | 1 | 15 | Living Room
Torchiere | Incandescent |  | Standard A Lamp | 1 | 100 | Living Room
Torchiere | Compact Fluorescent |  | Twist | 1 | 22 | Living Room
Wall Mount | Incandescent |  | Standard A Lamp | 1 | 60 | Other
Ceiling Fixture | Incandescent |  | Standard A Lamp | 1 | 60 | Bedroom
Wall Mount | Other |  | LED Interior | 1 | 1 | Bedroom
Wall Mount | Incandescent |  | Globe | 1 | 40 | Bathroom
Wall Mount | Incandescent |  | Globe | 1 | 40 | Bathroom
Ceiling Fixture | Incandescent |  | Standard A Lamp | 1 | 60 | Bathroom
Ceiling Fixture | Incandescent |  | Standard A Lamp | 1 | 60 | Closet
Wall Mount | Incandescent |  | Globe | 1 | 40 | Closet
Ceiling Fixture | Incandescent |  | Standard A Lamp | 1 | 60 | Dining Room
Ceiling Fixture | Incandescent |  | Standard A Lamp | 1 | 60 | Hall
Ceiling Fixture | Linear Fluorescent | 48 | T-12 | 2 | 40 | Garage
Garage door opener | Incandescent |  | Standard A Lamp | 1 | 60 | Garage
Ceiling Fixture | Incandescent |  | Decorative | 2 | 40 | Hall
Other | Linear Fluorescent | 36 | T-12 | 1 | 35 | Kitchen
Ceiling Fixture | Linear Fluorescent | 48 | T-12 | 2 | 40 | Kitchen
Ceiling Fixture | Incandescent |  | Standard A Lamp | 1 | 60 | Kitchen
Ceiling Fixture | Incandescent |  | Standard A Lamp | 1 | 60 | Hall
Track | Halogen |  | MR | 4 | 50 | Living Room
Ceiling Fixture | Incandescent |  | Standard A Lamp | 1 | 60 | Master Bedroom
Ceiling Fixture | Incandescent |  | Standard A Lamp | 1 | 60 | Bedroom
Table | Incandescent |  | Standard A Lamp | 1 | 75 | Bedroom
Ceiling Fixture | Compact Fluorescent |  | Twist | 1 | 22 | Other
Wall Mount | Incandescent |  | Reflector | 2 | 60 | Hall
Ceiling Fixture | Incandescent |  | Standard A Lamp | 2 | 60 | Bedroom
Recessed Can | Compact Fluorescent |  | Reflector | 1 | 15 | Kitchen
Ceiling Fixture | Incandescent |  | Standard A Lamp | 2 | 60 | Hall
Wall Mount | Incandescent |  | Mini base | 6 | 40 | Bathroom
Ceiling Fixture | Compact Fluorescent |  | Twist | 2 | 22 | Bedroom
Ceiling Fixture | Incandescent |  | Standard A Lamp | 3 | 60 | Master Bedroom
Wall Mount | Compact Fluorescent |  | Twist | 3 | 22 | Bathroom
Ceiling Fixture | Incandescent |  | Standard A Lamp | 1 | 60 | Bathroom
Wall Mount | Incandescent |  | Standard A Lamp | 1 | 40 | Hall
Ceiling Fan | Incandescent |  | Clear | 3 | 40 | Other
Ceiling Fixture | Compact Fluorescent |  | Twist | 2 | 22 | Office
Ceiling Fixture | Incandescent |  | Standard A Lamp | 1 | 60 | Laundry Room
Ceiling Fixture | Incandescent |  | Standard A Lamp | 1 | 60 | Closet
Ceiling Fixture | Compact Fluorescent |  | Twist | 3 | 15 | Kitchen
Ceiling Fixture | Compact Fluorescent |  | Twist | 3 | 22 | Family Room
Track | Compact Fluorescent |  | Twist | 3 | 22 | Family Room
Wall Mount | Incandescent |  | Clear | 6 | 40 | Bathroom
Ceiling Fixture | Incandescent |  | Standard A Lamp | 1 | 60 | Hall
Ceiling Fan | Incandescent |  | Standard A Lamp | 1 | 40 | Bedroom
Ceiling Fixture | Incandescent |  | Standard A Lamp | 1 | 60 | Closet
Ceiling Fan | Compact Fluorescent |  | Twist | 5 | 22 | Hall
Table | Incandescent |  | Standard A Lamp | 1 | 60 | Living Room
Chandelier (Hanging) | Compact Fluorescent |  | Twist | 4 | 22 | Dining Room
Recessed Can | Halogen |  | PAR | 1 | 50 | Hall
Wall Mount | Halogen |  | PAR | 1 | 50 | Bathroom
Ceiling Fan | Compact Fluorescent |  | Twist | 1 | 15 | Bathroom
Recessed Can | Halogen |  | PAR | 1 | 50 | Other
Track | Halogen |  | PAR | 1 | 50 | Other
Table | Incandescent |  | 3-Way Incandescent | 1 | 150 | Other
Recessed Can | Halogen |  | PAR | 1 | 50 | Kitchen
Ceiling Fan | Incandescent |  | Standard A Lamp | 1 | 60 | Bathroom
Ceiling Fan | Halogen |  | Other | 1 | 25 | Bathroom
Wall Mount | Linear Fluorescent | 12 | T-5 | 1 | 10 | Hall
Wall Mount | Linear Fluorescent | 24 | T-5 | 1 | 15 | Hall
Recessed Can | Halogen |  | PAR | 1 | 50 | Master Bedroom
Recessed Can | Halogen |  | PAR | 1 | 50 | Master Bedroom
Ceiling Fixture | Incandescent |  | Reflector | 1 | 75 | Dining Room
Recessed Can | Halogen |  | PAR | 1 | 50 | Dining Room
Table | Compact Fluorescent |  | Reflector | 1 | 15 | Dining Room
Recessed - other | Halogen |  | PAR | 1 | 50 | Hall
Ceiling Fixture | Incandescent |  | Standard A Lamp | 1 | 60 | Closet
Recessed Can | Halogen |  | PAR | 1 | 50 | Hall
Ceiling Fixture | Incandescent |  | Standard A Lamp | 1 | 60 | Other
Ceiling Fixture | Linear Fluorescent | 96 | T-12 | 2 | 100 | Garage
Garage door opener | Incandescent |  | Standard A Lamp | 1 | 60 | Garage
Recessed Can | Halogen |  | PAR | 1 | 50 | Kitchen
Recessed Can | Halogen |  | PAR | 1 | 50 | Kitchen
Track | Halogen |  | PAR | 2 | 50 | Kitchen
Wall Mount | Linear Fluorescent | 48 | T-12 | 1 | 40 | Laundry Room
Recessed - other | Halogen |  | PAR | 1 | 50 | Living Room
Wall Mount | Halogen |  | PAR | 4 | 50 | Bathroom
Track | Halogen |  | PAR | 1 | 50 | Closet
Wall Mount | Incandescent |  | Standard A Lamp | 4 | 60 | Bathroom
Ceiling Fixture | Incandescent |  | Standard A Lamp | 1 | 75 | Bedroom
Ceiling Fixture | Incandescent |  | Standard A Lamp | 2 | 60 | Bedroom
Floor lamp | Incandescent |  | Mini base | 5 | 25 | Bedroom
Ceiling Fan | Incandescent |  | Standard A Lamp | 1 | 60 | Bedroom
Table | Incandescent |  | Standard A Lamp | 1 | 60 | Bedroom
Chandelier (Hanging) | Incandescent |  | Standard A Lamp | 2 | 100 | Dining Room
Ceiling Fixture | Incandescent |  | Standard A Lamp | 1 | 60 | Garage
Garage door opener | Incandescent |  | Decorative | 1 | 40 | Garage
Ceiling Fixture | Linear Fluorescent | 48 | T-12 | 2 | 40 | Garage
Ceiling Fixture | Compact Fluorescent |  | Twist | 2 | 22 | Kitchen
Ceiling Fixture | Incandescent |  | Standard A Lamp | 2 | 100 | Family Room
Floor lamp | Incandescent |  | Mini base | 5 | 25 | Family Room
Table | Compact Fluorescent |  | Twist | 1 | 22 | Family Room
Wall Mount | Incandescent |  | Standard A Lamp | 1 | 60 | Bathroom
Wall Mount | Incandescent |  | Standard A Lamp | 2 | 60 | Bathroom
Wall Mount | Incandescent |  | Standard A Lamp | 1 | 60 | Bathroom
Recessed Can | Halogen |  | PAR | 1 | 75 | Bathroom
Table | Incandescent |  | Standard A Lamp | 1 | 40 | Bedroom
Ceiling Fixture | Incandescent |  | Standard A Lamp | 2 | 60 | Bedroom
Ceiling Fixture | Incandescent |  | Standard A Lamp | 2 | 40 | Office
Table | Compact Fluorescent |  | Twist | 1 | 15 | Office
Track | Halogen |  | PAR | 1 | 50 | Dining Room
Chandelier (Hanging) | Incandescent |  | Decorative | 4 | 40 | Dining Room
Architectural | Halogen |  | Other | 1 | 20 | Dining Room
Floor lamp | Incandescent |  | Standard A Lamp | 1 | 60 | Family Room
Track | Halogen |  | PAR | 1 | 50 | Family Room
Ceiling Fixture | Incandescent |  | Standard A Lamp | 1 | 60 | Family Room
Floor lamp | Incandescent |  | Standard A Lamp | 3 | 40 | Family Room
Table | Incandescent |  | Standard A Lamp | 1 | 40 | Family Room
Ceiling Fixture | Compact Fluorescent |  | Twist | 1 | 28 | Garage
Garage door opener | Incandescent |  | Standard A Lamp | 1 | 75 | Garage
Ceiling Fixture | Incandescent |  | Standard A Lamp | 2 | 40 | Hall
Recessed Can | Halogen |  | PAR | 1 | 50 | Kitchen
Ceiling Fixture | Incandescent |  | Standard A Lamp | 1 | 60 | Kitchen
Ceiling Fixture | Compact Fluorescent |  | Twist | 2 | 15 | Laundry Room
Recessed Can | Halogen |  | PAR | 1 | 50 | Laundry Room
Wall Mount | Incandescent |  | Decorative | 3 | 25 | Bathroom
Recessed Can | Halogen |  | PAR | 1 | 50 | Bathroom
Table | Incandescent |  | Standard A Lamp | 1 | 60 | Master Bedroom
Ceiling Fixture | Incandescent |  | Standard A Lamp | 2 | 60 | Master Bedroom
High bay | Incandescent |  | Mini base | 1 | 40 | Master Bedroom
Ceiling Fixture | Compact Fluorescent |  | Twist | 2 | 22 | Other
Ceiling Fixture | Incandescent |  | Standard A Lamp | 1 | 60 | Closet
Ceiling Fixture | Compact Fluorescent |  | Twist | 1 | 15 | Kitchen
Other | Halogen |  | Other | 1 | 10 | Kitchen
Other | Incandescent |  | Mini base | 2 | 25 | Kitchen
Wall Mount | Compact Fluorescent |  | Twist | 1 | 15 | Office
Floor lamp | Compact Fluorescent |  | Twist | 2 | 15 | Office
Table | Linear Fluorescent | 48 | Fluorescent Other | 1 | 16 | Office
Wall Mount | Incandescent |  | Standard A Lamp | 1 | 75 | Office
Ceiling Fixture | Compact Fluorescent |  | Twist | 1 | 15 | Dining Room
Wall Mount | Compact Fluorescent |  | Twist | 1 | 7 | Living Room
Wall Mount | Halogen |  | PAR | 5 | 10 | Living Room
Floor lamp | Other |  | Other | 1 | 15 | Living Room
Ceiling Fixture | Compact Fluorescent |  | Twist | 1 | 7 | Hall
Floor lamp | Other |  | Other | 1 | 40 | Bedroom
Table | Compact Fluorescent |  | Twist | 1 | 7 | Bedroom
Table | Compact Fluorescent |  | Twist | 1 | 7 | Master Bedroom
Floor lamp | Other |  | Other | 1 | 40 | Master Bedroom
Ceiling Fixture | Incandescent |  | Standard A Lamp | 1 | 60 | Closet
Wall Mount | Compact Fluorescent |  | Twist | 2 | 15 | Bathroom
Ceiling Fixture | Compact Fluorescent |  | Twist | 2 | 15 | Kitchen
Chandelier (Hanging) | Compact Fluorescent |  | Twist | 5 | 7 | Kitchen
Ceiling Fixture | Incandescent |  | Standard A Lamp | 2 | 60 | Bedroom
Table | Compact Fluorescent |  | Twist | 1 | 7 | Bedroom
Ceiling Fixture | Incandescent |  | Standard A Lamp | 2 | 60 | Bedroom
Floor lamp | Compact Fluorescent |  | Twist | 1 | 22 | Family Room
Table | Incandescent |  | Standard A Lamp | 1 | 75 | Family Room
Track | Compact Fluorescent |  | Twist | 3 | 22 | Bedroom
Ceiling Fixture | Incandescent |  | Standard A Lamp | 1 | 60 | Laundry Room
Ceiling Fixture | Compact Fluorescent |  | Twist | 1 | 15 | Hall
Ceiling Fixture | Incandescent |  | Standard A Lamp | 1 | 60 | Hall
Wall Mount | Incandescent |  | Standard A Lamp | 2 | 60 | Bathroom
Ceiling Fixture | Incandescent |  | Standard A Lamp | 2 | 60 | Bedroom
Table | Incandescent |  | Standard A Lamp | 1 | 60 | Bedroom
Wall Mount | Compact Fluorescent |  | Twist | 2 | 15 | Bathroom
Chandelier (Hanging) | Halogen |  | PAR | 3 | 50 | Dining Room
Table | Compact Fluorescent |  | Pin base | 1 | 18 | Office
Ceiling Fixture | Compact Fluorescent |  | Twist | 3 | 13 | Office
Recessed - other | Incandescent |  | Standard A Lamp | 1 | 60 | Hall
Ceiling Fixture | Linear Fluorescent | 48 | T-8 | 2 | 32 | Garage
Ceiling Fixture | Incandescent |  | Standard A Lamp | 2 | 60 | Garage
Other | Incandescent |  | Mini base | 1 | 40 | Kitchen
Other | Incandescent |  | Other | 1 | 10 | Kitchen
Chandelier (Hanging) | Incandescent |  | Standard A Lamp | 1 | 60 | Kitchen
Recessed - other | Incandescent |  | Standard A Lamp | 1 | 60 | Kitchen
Recessed Can | Incandescent |  | Standard A Lamp | 1 | 60 | Living Room
Track | Halogen |  | MR | 2 | 50 | Living Room
Floor lamp | Halogen |  | Other | 1 | 35 | Living Room
Floor lamp | Halogen |  | Other | 1 | 50 | Living Room
Torchiere | Halogen |  | Quartz Tube | 1 | 150 | Living Room
Floor lamp | Halogen |  | Other | 1 | 100 | Master Bedroom
Ceiling Fixture | Compact Fluorescent |  | Twist | 2 | 9 | Master Bedroom
Wall Mount | Halogen |  | Quartz Tube | 1 | 100 | Bathroom
Ceiling Fixture | Incandescent |  | Standard A Lamp | 1 | 60 | Bathroom
Chandelier (Hanging) | Incandescent |  | Standard A Lamp | 1 | 60 | Bathroom
Table | Incandescent |  | Other | 1 | 60 | Office
Ceiling Fan | Incandescent |  | Standard A Lamp | 1 | 60 | Office
Torchiere | Compact Fluorescent |  | Twist | 1 | 13 | Office
Ceiling Fan | Incandescent |  | Standard A Lamp | 4 | 60 | Bedroom
Ceiling Fixture | Compact Fluorescent |  | Twist | 4 | 13 | Bedroom
Ceiling Fan | Compact Fluorescent |  | Twist | 4 | 13 | Bedroom
Ceiling Fixture | Incandescent |  | Standard A Lamp | 2 | 60 | Closet
Ceiling Fixture | Incandescent |  | Standard A Lamp | 2 | 60 | Closet
Ceiling Fan | Incandescent |  | Standard A Lamp | 4 | 60 | Other
Floor lamp | Incandescent |  | Standard A Lamp | 3 | 60 | Other
Table | Incandescent |  | Standard A Lamp | 1 | 60 | Other
Ceiling Fixture | Incandescent |  | Standard A Lamp | 3 | 60 | Hall
Ceiling Fixture | Incandescent |  | Standard A Lamp | 2 | 40 | Hall
Garage door opener | Incandescent |  | Standard A Lamp | 1 | 60 | Garage
High bay | Linear Fluorescent | 48 | T-12 | 4 | 40 | Garage
Ceiling Fixture | Incandescent |  | Standard A Lamp | 2 | 60 | Hall
Recessed Can | Incandescent |  | Reflector | 1 | 65 | Hall
Recessed Can | Incandescent |  | Reflector | 1 | 65 | Kitchen
Chandelier (Hanging) | Incandescent |  | Standard A Lamp | 5 | 65 | Kitchen
Ceiling Fixture | Incandescent |  | Standard A Lamp | 3 | 60 | Laundry Room
Recessed Can | Incandescent |  | Reflector | 1 | 65 | Living Room
Wall Mount | Incandescent |  | Standard A Lamp | 7 | 60 | Bathroom
Recessed Can | Incandescent |  | Reflector | 1 | 65 | Bathroom
Ceiling Fixture | Incandescent |  | Standard A Lamp | 2 | 60 | Bathroom
Recessed Can | Incandescent |  | Reflector | 1 | 65 | Bathroom
Wall Mount | Incandescent |  | Standard A Lamp | 3 | 60 | Bathroom
Ceiling Fan | Compact Fluorescent |  | Twist | 4 | 13 | Master Bedroom
Table | Halogen |  | PAR | 1 | 20 | Master Bedroom
Ceiling Fan | Compact Fluorescent |  | Twist | 4 | 13 | Office
Wall Mount | Compact Fluorescent |  | Twist | 3 | 13 | Bathroom
Recessed Can | Incandescent |  | Clear | 1 | 60 | Other
Ceiling Fixture | Compact Fluorescent |  | Twist | 2 | 13 | Bedroom
Ceiling Fan | Compact Fluorescent |  | Twist | 2 | 13 | Bedroom
Floor lamp | Compact Fluorescent |  | Twist | 1 | 13 | Bedroom
Architectural | Incandescent |  | Standard A Lamp | 1 | 75 | Hall
Chandelier (Hanging) | Compact Fluorescent |  | Twist | 1 | 13 | Kitchen
Low bay | Linear Fluorescent | 36 | T-8 | 1 | 30 | Kitchen
Low bay | Linear Fluorescent | 17 | T-12 | 1 | 15 | Kitchen
Recessed Can | Incandescent |  | Reflector | 1 | 65 | Living Room
Ceiling Fan | Compact Fluorescent |  | Twist | 2 | 13 | Office
Architectural | Incandescent |  | Standard A Lamp | 1 | 75 | Closet
Ceiling Fan | Incandescent |  | Heat Lamp | 2 | 250 | Bathroom
Ceiling Fixture | Incandescent |  | Standard A Lamp | 2 | 60 | Bathroom
Wall Mount | Incandescent |  | Standard A Lamp | 3 | 60 | Bathroom
Track | Halogen |  | MR | 3 | 50 | Dining Room
Other | Incandescent |  | Mini base | 1 | 7 | Dining Room
Table | Incandescent |  | 3-Way Incandescent | 1 | 150 | Dining Room
Ceiling Fan | Incandescent |  | Standard A Lamp | 1 | 60 | Other
Ceiling Fixture | Linear Fluorescent | 92 | T-12 | 2 | 100 | Garage
Ceiling Fixture | Incandescent |  | Mini base | 3 | 60 | Hall
Recessed Can | Incandescent |  | Reflector | 1 | 65 | Kitchen
Recessed Can | Incandescent |  | Reflector | 1 | 50 | Kitchen
Floor lamp | Incandescent |  | 3-Way Incandescent | 1 | 150 | Living Room
Recessed - other | Incandescent |  | Standard A Lamp | 1 | 60 | Master Bedroom
Table | Incandescent |  | 3-Way Incandescent | 1 | 150 | Master Bedroom
Wall Mount | Incandescent |  | Globe | 8 | 60 | Bathroom
Ceiling Fan | Incandescent |  | Standard A Lamp | 1 | 60 | Office
Wall Mount | Incandescent |  | Globe | 8 | 60 | Bathroom
Wall Mount | Incandescent |  | Mini base | 1 | 7 | Bathroom
Wall Mount | Incandescent |  | Clear | 3 | 40 | Bathroom
Recessed - other | Incandescent |  | Heat Lamp | 1 | 150 | Bathroom
Chandelier (Hanging) | Incandescent |  | Mini base | 4 | 25 | Bedroom
Ceiling Fan | Incandescent |  | Decorative | 3 | 40 | Bedroom
Ceiling Fixture | Incandescent |  | Standard A Lamp | 1 | 60 | Office
Ceiling Fixture | Compact Fluorescent |  | Twist | 1 | 15 | Hall
Chandelier (Hanging) | Incandescent |  | Standard A Lamp | 4 | 60 | Dining Room
Ceiling Fixture | Incandescent |  | Standard A Lamp | 1 | 60 | Family Room
Garage door opener | Incandescent |  | Standard A Lamp | 1 | 60 | Garage
Ceiling Fixture | Incandescent |  | Standard A Lamp | 1 | 60 | Hall
Ceiling Fixture | Compact Fluorescent |  | Circline (Screw Base) | 1 | 28 | Kitchen
Ceiling Fixture | Incandescent |  | Standard A Lamp | 1 | 60 | Kitchen
Ceiling Fixture | Incandescent |  | Standard A Lamp | 1 | 60 | Laundry Room
Recessed - other | Incandescent |  | Heat Lamp | 1 | 150 | Laundry Room
Ceiling Fan | Incandescent |  | Clear | 4 | 40 | Living Room
Wall Mount | Incandescent |  | Decorative | 8 | 40 | Bathroom
Recessed - other | Incandescent |  | Heat Lamp | 1 | 150 | Bathroom
Ceiling Fan | Incandescent |  | Standard A Lamp | 1 | 60 | Master Bedroom
Table | Compact Fluorescent |  | Pin base | 1 | 15 | Master Bedroom
Ceiling Fixture | Incandescent |  | Standard A Lamp | 1 | 60 | Closet
Ceiling Fixture | Halogen |  | MR | 5 | 50 | Other
Ceiling Fixture | Compact Fluorescent |  | Twist | 1 | 13 | Other
Wall Mount | Incandescent |  | Clear | 1 | 60 | Other
Ceiling Fixture | Compact Fluorescent |  | Twist | 2 | 23 | Laundry Room
Ceiling Fixture | Compact Fluorescent |  | Twist | 2 | 13 | Bedroom
Wall Mount | Halogen |  | MR | 1 | 100 | Bedroom
Ceiling Fixture | Compact Fluorescent |  | Twist | 2 | 23 | Bedroom
Table | Compact Fluorescent |  | Twist | 1 | 13 | Bedroom
Ceiling Fixture | Compact Fluorescent |  | Twist | 1 | 13 | Closet
Recessed Can | Incandescent |  | Reflector | 1 | 65 | Dining Room
Wall Mount | Incandescent |  | Decorative | 1 | 60 | Dining Room
Wall Mount | Incandescent |  | Decorative | 1 | 60 | Other
Wall Mount | Compact Fluorescent |  | Twist | 1 | 13 | Hall
Other | Halogen |  | MR | 1 | 20 | Kitchen
Ceiling Fixture | Halogen |  | MR | 3 | 50 | Kitchen
Other | Halogen |  | MR | 4 | 25 | Kitchen
Recessed Can | Incandescent |  | Reflector | 1 | 65 | Living Room
Wall Mount | Compact Fluorescent |  | Twist | 2 | 23 | Bathroom
Wall Mount | Compact Fluorescent |  | Twist | 1 | 13 | Bathroom
Ceiling Fixture | Compact Fluorescent |  | Twist | 1 | 13 | Bathroom
Wall Mount | Incandescent |  | Standard A Lamp | 1 | 60 | Other
Other | Incandescent |  | Standard A Lamp | 1 | 60 | Kitchen
Ceiling Fan | Incandescent |  | Standard A Lamp | 3 | 60 | Living Room
Wall Mount | Incandescent |  | Standard A Lamp | 1 | 60 | Living Room
Table | Incandescent |  | Reflector | 1 | 60 | Office
Ceiling Fixture | Incandescent |  | Globe | 1 | 60 | Other
Ceiling Fixture | Compact Fluorescent |  | Twist | 1 | 15 | Other
Ceiling Fixture | Incandescent |  | Standard A Lamp | 1 | 60 | Bedroom
Table | Incandescent |  | Clear | 1 | 60 | Bedroom
Ceiling Fixture | Linear Fluorescent | 48 | T-12 | 1 | 40 | Other
Wall Mount | Compact Fluorescent |  | Twist | 4 | 15 | Bathroom
Wall Mount | Incandescent |  | Standard A Lamp | 1 | 60 | Other
Ceiling Fixture | Compact Fluorescent |  | Twist | 2 | 15 | Hall
Recessed Can | Compact Fluorescent |  | Reflector | 1 | 15 | Bedroom
Table | Incandescent |  | Standard A Lamp | 1 | 60 | Bedroom
Ceiling Fixture | Linear Fluorescent | 48 | T-12 | 2 | 40 | Kitchen
Recessed Can | Compact Fluorescent |  | Reflector | 1 | 15 | Kitchen
Other | Incandescent |  | Standard A Lamp | 1 | 40 | Kitchen
Ceiling Fixture | Compact Fluorescent |  | Twist | 2 | 15 | Laundry Room
Recessed Can | Compact Fluorescent |  | Twist | 1 | 15 | Laundry Room
Floor lamp | Incandescent |  | Decorative | 5 | 60 | Living Room
Floor lamp | Compact Fluorescent |  | Twist | 1 | 15 | Living Room
Torchiere | Halogen |  | Quartz Tube | 1 | 300 | Living Room
Recessed Can | Compact Fluorescent |  | Twist | 1 | 15 | Master Bedroom
Table | Incandescent |  | Standard A Lamp | 1 | 60 | Master Bedroom
Table | Compact Fluorescent |  | Twist | 1 | 15 | Master Bedroom
Recessed Can | Compact Fluorescent |  | Twist | 1 | 13 | Bathroom
Wall Mount | Incandescent |  | Decorative | 3 | 40 | Bathroom
Ceiling Fixture | Compact Fluorescent |  | Twist | 2 | 13 | Bedroom
Table | Incandescent |  | Mini base | 1 | 40 | Bedroom
High bay | Linear Fluorescent | 48 | T-12 | 2 | 40 | Garage
Recessed Can | Compact Fluorescent |  | Reflector | 1 | 23 | Hall
Chandelier (Hanging) | Compact Fluorescent |  | Twist | 4 | 13 | Kitchen
Chandelier (Hanging) | Incandescent |  | Standard A Lamp | 1 | 60 | Kitchen
Ceiling Fixture | Incandescent |  | Standard A Lamp | 1 | 60 | Kitchen
Table | Compact Fluorescent |  | Twist | 1 | 13 | Living Room
Ceiling Fixture | Compact Fluorescent |  | Twist | 2 | 13 | Master Bedroom
Table | Compact Fluorescent |  | Twist | 1 | 13 | Master Bedroom
Wall Mount | Compact Fluorescent |  | Twist | 1 | 15 | Bathroom
Recessed - other | Linear Fluorescent | 48 | T-12 | 2 | 60 | Bathroom
Ceiling Fixture | Compact Fluorescent |  | Twist | 2 | 15 | Bedroom
Ceiling Fixture | Compact Fluorescent |  | Twist | 1 | 15 | Closet
Chandelier (Hanging) | Incandescent |  | Mini base | 6 | 25 | Dining Room
Table | Incandescent |  | 3-Way Incandescent | 1 | 150 | Family Room
Ceiling Fixture | Compact Fluorescent |  | Twist | 2 | 15 | Family Room
Table | Incandescent |  | Standard A Lamp | 2 | 40 | Family Room
Ceiling Fixture | Linear Fluorescent | 48 | T-12 | 2 | 40 | Garage
Ceiling Fixture | Compact Fluorescent |  | A shape bulb | 1 | 22 | Hall
Ceiling Fixture | Compact Fluorescent |  | Twist | 1 | 15 | Hall
Wall Mount | Incandescent |  | Standard A Lamp | 1 | 60 | Hall
Ceiling Fixture | Incandescent |  | Standard A Lamp | 1 | 60 | Hall
Ceiling Fixture | Linear Fluorescent | 48 | T-12 | 4 | 40 | Kitchen
Ceiling Fixture | Compact Fluorescent |  | Twist | 1 | 15 | Laundry Room
Table | Incandescent |  | 3-Way Incandescent | 1 | 150 | Living Room
Table | Compact Fluorescent |  | Twist | 1 | 15 | Living Room
Floor lamp | Incandescent |  | Standard A Lamp | 2 | 60 | Living Room
Wall Mount | Incandescent |  | Globe | 8 | 25 | Bathroom
Recessed Can | Incandescent |  | Heat Lamp | 1 | 250 | Bathroom
Table | Incandescent |  | Mini base | 3 | 25 | Master Bedroom
Ceiling Fixture | Compact Fluorescent |  | Twist | 2 | 15 | Master Bedroom
Track | Halogen |  | PAR | 5 | 75 | Office
Ceiling Fixture | Linear Fluorescent | 96 | T-12 | 2 | 60 | Other
Chandelier (Hanging) | Incandescent |  | Standard A Lamp | 2 | 60 | Hall
Ceiling Fixture | Incandescent |  | Standard A Lamp | 1 | 60 | Closet
Ceiling Fan | Incandescent |  | Standard A Lamp | 2 | 60 | Kitchen
Wall Mount | Incandescent |  | Decorative | 3 | 60 | Bathroom
Wall Mount | Incandescent |  | Globe | 8 | 25 | Bathroom
Other | Incandescent |  | Heat Lamp | 1 | 500 | Bathroom
Recessed Can | Incandescent |  | Reflector | 1 | 60 | Bedroom
Wall Mount | Incandescent |  | Standard A Lamp | 1 | 60 | Bedroom
Table | Incandescent |  | Standard A Lamp | 1 | 60 | Bedroom
Ceiling Fixture | Linear Fluorescent | 48 | T-12 | 2 | 32 | Garage
Floor lamp | Incandescent |  | Standard A Lamp | 2 | 60 | Living Room
Track | Incandescent |  | Reflector | 1 | 60 | Living Room
Recessed Can | Incandescent |  | Reflector | 1 | 60 | Hall
Recessed Can | Incandescent |  | Reflector | 1 | 60 | Kitchen
Recessed Can | Incandescent |  | Reflector | 1 | 60 | Other
Ceiling Fixture | Linear Fluorescent | 24 | T-12 | 2 | 32 | Laundry Room
Track | Incandescent |  | Reflector | 3 | 60 | Master Bedroom
Table | Incandescent |  | 3-Way Incandescent | 1 | 150 | Master Bedroom
Recessed Can | Incandescent |  | Reflector | 1 | 65 | Office
Table | Incandescent |  | Standard A Lamp | 1 | 60 | Office
Chandelier (Hanging) | Incandescent |  | Mini base | 3 | 25 | Hall
Track | Incandescent |  | Reflector | 4 | 60 | Family Room
Floor lamp | Incandescent |  | Standard A Lamp | 3 | 60 | Family Room
Wall Mount | Compact Fluorescent |  | A shape bulb | 3 | 15 | Bathroom
Recessed Can | Compact Fluorescent |  | Reflector | 1 | 15 | Bathroom
Ceiling Fixture | Linear Fluorescent | 48 | T-8 | 2 | 40 | Other
Recessed Can | Compact Fluorescent |  | Reflector | 1 | 15 | Bedroom
Table | Compact Fluorescent |  | Twist | 1 | 15 | Bedroom
Recessed Can | Compact Fluorescent |  | Reflector | 1 | 15 | Bedroom
Ceiling Fixture | Linear Fluorescent | 48 | T-4 | 1 | 32 | Bedroom
Table | Compact Fluorescent |  | Twist | 1 | 15 | Bedroom
Recessed Can | Compact Fluorescent |  | Reflector | 1 | 15 | Dining Room
Chandelier (Hanging) | Incandescent |  | Standard A Lamp | 5 | 40 | Dining Room
Recessed Can | Compact Fluorescent |  | Reflector | 1 | 15 | Hall
Table | Halogen |  | Other | 1 | 30 | Hall
Ceiling Fixture | Compact Fluorescent |  | Globe | 1 | 7 | Kitchen
Recessed Can | Compact Fluorescent |  | Reflector | 1 | 15 | Kitchen
Recessed Can | Compact Fluorescent |  | Reflector | 1 | 15 | Living Room
Recessed - other | Halogen |  | PAR | 1 | 50 | Living Room
Floor lamp | Compact Fluorescent |  | Twist | 1 | 22 | Living Room
Wall Mount | Compact Fluorescent |  | Twist | 2 | 15 | Bathroom
Recessed Can | Compact Fluorescent |  | Reflector | 1 | 15 | Bathroom
Recessed Can | Compact Fluorescent |  | Reflector | 1 | 15 | Bedroom
Wall Mount | Compact Fluorescent |  | Straight Tube | 1 | 15 | Bedroom
Recessed - other | Compact Fluorescent |  | Twist | 1 | 15 | Closet
Ceiling Fixture | Compact Fluorescent |  | Twist | 2 | 22 | Other
Ceiling Fixture | Compact Fluorescent |  | Twist | 2 | 15 | Other
Ceiling Fixture | Incandescent |  | Reflector | 1 | 75 | Other
Ceiling Fixture | Linear Fluorescent | 48 | T-8 | 2 | 32 | Garage
Garage door opener | Compact Fluorescent |  | Twist | 1 | 15 | Garage
Ceiling Fixture | Linear Fluorescent | 48 | T-8 | 2 | 32 | Garage
Chandelier (Hanging) | Compact Fluorescent |  | Twist | 1 | 15 | Hall
Wall Mount | Compact Fluorescent |  | Twist | 1 | 22 | Bathroom
Recessed Can | Compact Fluorescent |  | Pin base | 1 | 15 | Bathroom
Chandelier (Hanging) | Compact Fluorescent |  | Twist | 5 | 15 | Dining Room
Wall Mount | Compact Fluorescent |  | Twist | 1 | 15 | Bedroom
Table | Compact Fluorescent |  | Twist | 1 | 15 | Bedroom
Ceiling Fixture | Linear Fluorescent | 24 | Fluorescent Other | 1 | 15 | Closet
Wall Mount | Compact Fluorescent |  | Twist | 1 | 15 | Hall
Ceiling Fixture | Compact Fluorescent |  | Twist | 3 | 15 | Hall
Recessed Can | Compact Fluorescent |  | Reflector | 1 | 15 | Kitchen
Recessed Can | Incandescent |  | Reflector | 1 | 75 | Kitchen
Ceiling Fixture | Compact Fluorescent |  | Twist | 3 | 15 | Hall
Torchiere | Halogen |  | Quartz Tube | 1 | 100 | Living Room
Torchiere | Compact Fluorescent |  | Twist | 1 | 26 | Living Room
Floor lamp | Compact Fluorescent |  | Twist | 1 | 15 | Living Room
Recessed - other | Incandescent |  | Standard A Lamp | 1 | 60 | Living Room
Recessed Can | Compact Fluorescent |  | Straight Tube | 1 | 15 | Other
Ceiling Fixture | Linear Fluorescent | 48 | Fluorescent Unknown | 1 | 20 | Bathroom
Wall Mount | Linear Fluorescent | 48 | T-12 | 1 | 40 | Bathroom
Wall Mount | Other |  | LED Interior | 1 | 1 | Bathroom
Ceiling Fixture | Incandescent |  | Mini base | 2 | 40 | Hall
Table | Incandescent |  | Standard A Lamp | 1 | 25 | Hall
Ceiling Fixture | Compact Fluorescent |  | Twist | 2 | 15 | Office
Wall Mount | Compact Fluorescent |  | Twist | 1 | 22 | Bedroom
Table | Compact Fluorescent |  | Twist | 1 | 15 | Bedroom
Wall Mount | Compact Fluorescent |  | Twist | 1 | 15 | Bedroom
Ceiling Fixture | Compact Fluorescent |  | Twist | 2 | 15 | Office
Table | Compact Fluorescent |  | Twist | 1 | 15 | Office
Wall Mount | Compact Fluorescent |  | Twist | 1 | 15 | Hall
Ceiling Fixture | Incandescent |  | Globe | 3 | 60 | Hall
Ceiling Fixture | Compact Fluorescent |  | Twist | 2 | 15 | Office
Recessed Can | Incandescent |  | Reflector | 1 | 65 | Kitchen
Ceiling Fixture | Incandescent |  | Clear | 2 | 60 | Bedroom
Ceiling Fixture | Linear Fluorescent | 48 | T-12 | 2 | 40 | Garage
Garage door opener | Incandescent |  | Standard A Lamp | 1 | 60 | Garage
Ceiling Fixture | Compact Fluorescent |  | Reflector | 1 | 22 | Garage
Ceiling Fixture | Linear Fluorescent | 48 | T-12 | 2 | 40 | Other
Ceiling Fixture | Incandescent |  | Globe | 1 | 40 | Other
Recessed Can | Incandescent |  | Reflector | 1 | 65 | Dining Room
Ceiling Fixture | Incandescent |  | Standard A Lamp | 3 | 60 | Family Room
Recessed Can | Incandescent |  | Reflector | 1 | 65 | Family Room
Floor lamp | Other |  | Fluorescent Other | 1 | 50 | Living Room
Table | Incandescent |  | Standard A Lamp | 1 | 75 | Living Room
Recessed Can | Incandescent |  | Reflector | 1 | 75 | Living Room
Table | Compact Fluorescent |  | Twist | 1 | 15 | Living Room
Ceiling Fixture | Incandescent |  | Standard A Lamp | 2 | 60 | Hall
Wall Mount | Incandescent |  | Clear | 5 | 60 | Bathroom
Ceiling Fixture | Incandescent |  | Standard A Lamp | 1 | 40 | Bathroom
Ceiling Fixture | Incandescent |  | Standard A Lamp | 3 | 60 | Master Bedroom
Ceiling Fixture | Incandescent |  | Standard A Lamp | 1 | 60 | Closet
Ceiling Fixture | Incandescent |  | Clear | 1 | 40 | Bathroom
Wall Mount | Incandescent |  | Clear | 4 | 60 | Bathroom
Wall Mount | Incandescent |  | Clear | 2 | 60 | Bathroom
Wall Mount | Incandescent |  | Standard A Lamp | 1 | 75 | Closet
Wall Mount | Incandescent |  | Decorative | 1 | 60 | Closet
Wall Mount | Halogen |  | Quartz Tube | 1 | 300 | Bedroom
Table | Incandescent |  | Standard A Lamp | 1 | 60 | Bedroom
Wall Mount | Incandescent |  | Decorative | 1 | 60 | Hall
Wall Mount | Incandescent |  | Standard A Lamp | 1 | 60 | Master Bedroom
Table | Incandescent |  | Mini base | 1 | 25 | Master Bedroom
Ceiling Fan | Incandescent |  | Mini base | 3 | 60 | Master Bedroom
Ceiling Fixture | Compact Fluorescent |  | Twist | 2 | 15 | Bathroom
Wall Mount | Compact Fluorescent |  | Twist | 2 | 15 | Bathroom
Ceiling Fixture | Compact Fluorescent |  | Reflector | 1 | 30 | Garage
Ceiling Fixture | Incandescent |  | Standard A Lamp | 2 | 60 | Garage
Table | Incandescent |  | Standard A Lamp | 1 | 75 | Garage
Chandelier (Hanging) | Incandescent |  | Mini base | 3 | 60 | Dining Room
High bay | Incandescent |  | Standard A Lamp | 1 | 60 | Hall
Ceiling Fixture | Compact Fluorescent |  | Twist | 3 | 15 | Kitchen
Recessed Can | Incandescent |  | Reflector | 1 | 65 | Laundry Room
Ceiling Fan | Incandescent |  | Mini base | 3 | 60 | Living Room
Floor lamp | Incandescent |  | Standard A Lamp | 1 | 100 | Living Room
Table | Incandescent |  | 3-Way Incandescent | 1 | 100 | Living Room
Ceiling Fixture | Incandescent |  | Standard A Lamp | 2 | 60 | Office
Table | Incandescent |  | Standard A Lamp | 1 | 60 | Office
Ceiling Fixture | Incandescent |  | Standard A Lamp | 1 | 60 | Closet
Wall Mount | Incandescent |  | Standard A Lamp | 1 | 60 | Closet
Wall Mount | Incandescent |  | Standard A Lamp | 2 | 75 | Bathroom
Ceiling Fixture | Incandescent |  | Standard A Lamp | 1 | 75 | Bathroom
Ceiling Fixture | Incandescent |  | Standard A Lamp | 2 | 75 | Master Bedroom
Ceiling Fan | Compact Fluorescent |  | Twist | 1 | 15 | Dining Room
Table | Incandescent |  | Decorative | 1 | 25 | Dining Room
Ceiling Fixture | Compact Fluorescent |  | Twist | 1 | 20 | Garage
Ceiling Fixture | Incandescent |  | Standard A Lamp | 2 | 60 | Kitchen
Ceiling Fixture | Incandescent |  | Standard A Lamp | 1 | 60 | Master Bedroom
Wall Mount | Compact Fluorescent |  | Twist | 1 | 15 | Bathroom
Ceiling Fixture | Incandescent |  | Standard A Lamp | 2 | 60 | Office
Ceiling Fixture | Halogen |  | MR | 1 | 50 | Family Room
Track | Halogen |  | MR | 3 | 50 | Family Room
Recessed Can | Incandescent |  | Reflector | 1 | 75 | Family Room
Recessed Can | Halogen |  | PAR | 1 | 75 | Family Room
Wall Mount | Incandescent |  | Standard A Lamp | 1 | 100 | Family Room
Low bay | Incandescent |  | Mini base | 3 | 15 | Family Room
Ceiling Fixture | Incandescent |  | Standard A Lamp | 2 | 60 | Hall
Wall Mount | Incandescent |  | Standard A Lamp | 1 | 100 | Hall
Chandelier (Hanging) | Incandescent |  | Standard A Lamp | 6 | 40 | Dining Room
Chandelier (Hanging) | Incandescent |  | Mini base | 10 | 25 | Dining Room
Wall Mount | Incandescent |  | Decorative | 1 | 25 | Dining Room
Ceiling Fixture | Incandescent |  | Globe | 2 | 60 | Hall
Wall Mount | Incandescent |  | Mini base | 1 | 25 | Hall
Recessed Can | Incandescent |  | Reflector | 1 | 75 | Kitchen
Low bay | Incandescent |  | Mini base | 1 | 15 | Kitchen
Ceiling Fixture | Compact Fluorescent |  | Twist | 1 | 15 | Kitchen
Wall Mount | Incandescent |  | Standard A Lamp | 1 | 60 | Bathroom
Ceiling Fixture | Incandescent |  | Standard A Lamp | 2 | 60 | Laundry Room
Wall Mount | Incandescent |  | Mini base | 3 | 18 | Laundry Room
Chandelier (Hanging) | Incandescent |  | Mini base | 6 | 25 | Living Room
Recessed Can | Incandescent |  | Reflector | 1 | 30 | Living Room
Wall Mount | Incandescent |  | Mini base | 1 | 25 | Bathroom
Recessed Can | Halogen |  | MR | 1 | 75 | Bathroom
Recessed Can | Incandescent |  | Reflector | 1 | 75 | Bathroom
Recessed - other | Incandescent |  | Reflector | 1 | 75 | Bathroom
Table | Compact Fluorescent |  | Twist | 1 | 15 | Master Bedroom
Table | Incandescent |  | Standard A Lamp | 1 | 100 | Master Bedroom
Wall Mount | Incandescent |  | Mini base | 1 | 25 | Master Bedroom
Ceiling Fixture | Incandescent |  | Standard A Lamp | 2 | 60 | Closet
Chandelier (Hanging) | Incandescent |  | Mini base | 5 | 25 | Bedroom
Table | Incandescent |  | Standard A Lamp | 1 | 100 | Bedroom
Recessed Can | Halogen |  | PAR | 1 | 75 | Living Room
Recessed Can | Incandescent |  | Reflector | 1 | 75 | Living Room
Ceiling Fan | Incandescent |  | Decorative | 2 | 25 | Bedroom
Table | Compact Fluorescent |  | Twist | 1 | 15 | Bedroom
Recessed Can | Incandescent |  | Reflector | 1 | 75 | Bathroom
Wall Mount | Incandescent |  | Standard A Lamp | 1 | 60 | Bathroom
Chandelier (Hanging) | Incandescent |  | Decorative | 3 | 25 | Hall
Recessed Can | Incandescent |  | Reflector | 1 | 45 | Other
Ceiling Fixture | Compact Fluorescent |  | Globe | 3 | 15 | Bathroom
Wall Mount | Compact Fluorescent |  | Globe | 4 | 15 | Bathroom
Wall Mount | Other |  | LED Interior | 1 | 1 | Bathroom
Ceiling Fixture | Compact Fluorescent |  | Pin base | 1 | 22 | Bedroom
Table | Compact Fluorescent |  | Twist | 1 | 15 | Bedroom
Table | Incandescent |  | Standard A Lamp | 1 | 60 | Bedroom
Ceiling Fixture | Compact Fluorescent |  | Twist | 1 | 15 | Closet
Wall Mount | Compact Fluorescent |  | Twist | 1 | 15 | Closet
Ceiling Fixture | Compact Fluorescent |  | Twist | 1 | 15 | Closet
Chandelier (Hanging) | Compact Fluorescent |  | Mini base | 8 | 7 | Dining Room
Chandelier (Hanging) | Other |  | LED Interior | 3 | 5 | Hall
Ceiling Fixture | Compact Fluorescent |  | Pin base | 2 | 20 | Family Room
Torchiere | Other |  | LED Interior | 1 | 5 | Family Room
Ceiling Fixture | Linear Fluorescent | 48 | T-12 | 2 | 40 | Garage
Garage door opener | Incandescent |  | Globe | 1 | 60 | Garage
Ceiling Fixture | Compact Fluorescent |  | Twist | 1 | 15 | Hall
Ceiling Fixture | Compact Fluorescent |  | Twist | 1 | 15 | Hall
Wall Mount | Compact Fluorescent |  | Globe | 7 | 15 | Bathroom
Wall Mount | Incandescent |  | Globe | 1 | 60 | Bathroom
Wall Mount | Other |  | LED Interior | 1 | 1 | Bathroom
Ceiling Fixture | Compact Fluorescent |  | Pin base | 1 | 22 | Bedroom
Table | Compact Fluorescent |  | Twist | 1 | 15 | Bedroom
Recessed - other | Linear Fluorescent | 48 | T-12 | 1 | 40 | Kitchen
Ceiling Fixture | Linear Fluorescent | 48 | T-12 | 2 | 40 | Laundry Room
Ceiling Fixture | Compact Fluorescent |  | Pin base | 1 | 22 | Office
Ceiling Fan | Incandescent |  | Mini base | 3 | 40 | Master Bedroom
Floor lamp | Compact Fluorescent |  | Decorative | 3 | 15 | Master Bedroom
Chandelier (Hanging) | Incandescent |  | Standard A Lamp | 1 | 60 | Bathroom
Ceiling Fan | Incandescent |  | Standard A Lamp | 1 | 60 | Bedroom
Ceiling Fan | Incandescent |  | Standard A Lamp | 1 | 100 | Dining Room
Ceiling Fixture | Incandescent |  | Standard A Lamp | 1 | 60 | Garage
Wall Mount | Incandescent |  | Standard A Lamp | 1 | 60 | Hall
Ceiling Fixture | Linear Fluorescent | 48 | T-12 | 2 | 40 | Kitchen
Ceiling Fixture | Linear Fluorescent | 24 | T-12 | 1 | 20 | Kitchen
Ceiling Fixture | Incandescent |  | Standard A Lamp | 1 | 60 | Laundry Room
Floor lamp | Incandescent |  | 3-Way Incandescent | 1 | 150 | Living Room
Ceiling Fixture | Incandescent |  | Standard A Lamp | 2 | 60 | Office
Table | Compact Fluorescent |  | Pin base | 1 | 18 | Office
Wall Mount | Incandescent |  | Clear | 4 | 40 | Bathroom
Recessed - other | Incandescent |  | Heat Lamp | 1 | 250 | Bathroom
Ceiling Fixture | Compact Fluorescent |  | Twist | 2 | 20 | Bedroom
Floor lamp | Halogen |  | Quartz Tube | 2 | 50 | Bedroom
Table | Compact Fluorescent |  | Twist | 1 | 13 | Bedroom
Ceiling Fixture | Linear Fluorescent | 48 | T-12 | 2 | 40 | Garage
Ceiling Fixture | Incandescent |  | Standard A Lamp | 1 | 60 | Garage
Garage door opener | Incandescent |  | Standard A Lamp | 1 | 40 | Garage
Recessed Can | Incandescent |  | Reflector | 1 | 65 | Hall
Chandelier (Hanging) | Incandescent |  | Standard A Lamp | 1 | 60 | Hall
Recessed Can | Incandescent |  | Reflector | 1 | 65 | Kitchen
Ceiling Fixture | Incandescent |  | Standard A Lamp | 2 | 100 | Living Room
Wall Mount | Incandescent |  | Globe | 4 | 40 | Bathroom
Recessed - other | Incandescent |  | Heat Lamp | 1 | 250 | Bathroom
Ceiling Fixture | Compact Fluorescent |  | Twist | 2 | 20 | Master Bedroom
Ceiling Fixture | Compact Fluorescent |  | Twist | 2 | 20 | Bedroom
Wall Mount | Incandescent |  | Standard A Lamp | 4 | 100 | Bathroom
Wall Mount | Incandescent |  | Standard A Lamp | 2 | 60 | Other
Recessed - other | Incandescent |  | Reflector | 1 | 250 | Bathroom
Recessed - other | Incandescent |  | Heat Lamp | 1 | 250 | Bathroom
Chandelier (Hanging) | Incandescent |  | Standard A Lamp | 3 | 75 | Dining Room
Ceiling Fixture | Linear Fluorescent | 96 | T-12 | 2 | 40 | Garage
Garage door opener | Incandescent |  | Standard A Lamp | 1 | 60 | Garage
Ceiling Fixture | Linear Fluorescent | 96 | T-12 | 2 | 96 | Garage
Recessed Can | Incandescent |  | Reflector | 1 | 45 | Hall
Ceiling Fixture | Incandescent |  | Standard A Lamp | 1 | 75 | Kitchen
Ceiling Fixture | Compact Fluorescent |  | Twist | 1 | 5 | Kitchen
Ceiling Fixture | Incandescent |  | Standard A Lamp | 2 | 60 | Laundry Room
Table | Incandescent |  | Standard A Lamp | 1 | 100 | Living Room
Table | Incandescent |  | Standard A Lamp | 1 | 75 | Living Room
Ceiling Fixture | Incandescent |  | Standard A Lamp | 2 | 60 | Master Bedroom
Table | Compact Fluorescent |  | Twist | 1 | 13 | Master Bedroom
Ceiling Fixture | Compact Fluorescent |  | Twist | 2 | 15 | Office
Wall Mount | Incandescent |  | Standard A Lamp | 1 | 60 | Office
Ceiling Fixture | Incandescent |  | Standard A Lamp | 2 | 60 | Bedroom
Floor lamp | Incandescent |  | 3-Way Incandescent | 1 | 200 | Bedroom
Floor lamp | Incandescent |  | Decorative | 3 | 40 | Bedroom
Wall Mount | Incandescent |  | Globe | 5 | 60 | Bathroom
Ceiling Fixture | Compact Fluorescent |  | Pin base | 1 | 15 | Bathroom
Ceiling Fixture | Linear Fluorescent | 48 | T-12 | 2 | 40 | Master Bedroom
Table | Incandescent |  | Standard A Lamp | 1 | 40 | Master Bedroom
Table | Incandescent |  | 3-Way Incandescent | 1 | 300 | Master Bedroom
Ceiling Fixture | Linear Fluorescent | 48 | T-12 | 2 | 40 | Family Room
Ceiling Fixture | Linear Fluorescent | 48 | T-12 | 2 | 40 | Other
Table | Linear Fluorescent | 18 | T-8 | 1 | 15 | Other
Chandelier (Hanging) | Compact Fluorescent |  | Twist | 3 | 15 | Dining Room
Ceiling Fixture | Linear Fluorescent | 48 | T-12 | 2 | 40 | Other
Table | Incandescent |  | Standard A Lamp | 1 | 40 | Other
Ceiling Fixture | Linear Fluorescent | 48 | T-12 | 1 | 40 | Garage
Ceiling Fixture | Compact Fluorescent |  | Twist | 1 | 15 | Hall
Wall Mount | Incandescent |  | Standard A Lamp | 1 | 60 | Bathroom
Wall Mount | Incandescent |  | Globe | 1 | 60 | Bathroom
Ceiling Fixture | Linear Fluorescent | 48 | T-12 | 2 | 40 | Kitchen
Ceiling Fixture | Linear Fluorescent | 48 | T-12 | 2 | 40 | Laundry Room
Track | Compact Fluorescent |  | Twist | 4 | 15 | Living Room
Track | Compact Fluorescent |  | Twist | 3 | 15 | Living Room
Wall Mount | Incandescent |  | Globe | 1 | 60 | Bathroom
Ceiling Fixture | Linear Fluorescent | 48 | T-12 | 1 | 40 | Bedroom
Table | Linear Fluorescent | 18 | T-8 | 2 | 15 | Bedroom
Table | Incandescent |  | Standard A Lamp | 1 | 60 | Bedroom
Ceiling Fixture | Linear Fluorescent | 48 | T-12 | 2 | 40 | Office
Table | Compact Fluorescent |  | Twist | 1 | 15 | Office
Ceiling Fixture | Incandescent |  | Standard A Lamp | 1 | 60 | Closet
Ceiling Fixture | Compact Fluorescent |  | Twist | 2 | 15 | Bedroom
Ceiling Fixture | Compact Fluorescent |  | Twist | 1 | 22 | Other
Ceiling Fixture | Compact Fluorescent |  | Twist | 1 | 42 | Other
Garage door opener | Incandescent |  | Standard A Lamp | 1 | 60 | Other
Ceiling Fixture | Linear Fluorescent | 48 | T-12 | 2 | 40 | Other
Wall Mount | Compact Fluorescent |  | Twist | 1 | 15 | Bathroom
Table | Compact Fluorescent |  | Twist | 1 | 22 | Bedroom
Ceiling Fixture | Compact Fluorescent |  | Twist | 1 | 15 | Bedroom
Table | Incandescent |  | Clear | 1 | 40 | Bedroom
Ceiling Fixture | Incandescent |  | Standard A Lamp | 2 | 60 | Kitchen
Track | Compact Fluorescent |  | Twist | 3 | 15 | Kitchen
Table | Halogen |  | Quartz Tube | 1 | 50 | Living Room
Table | Compact Fluorescent |  | Twist | 1 | 15 | Living Room
Wall Mount | Incandescent |  | Standard A Lamp | 3 | 60 | Bathroom
Ceiling Fixture | Linear Fluorescent | 96 | T-8 | 2 | 32 | Garage
Garage door opener | Incandescent |  | Standard A Lamp | 1 | 60 | Garage
Recessed - other | Linear Fluorescent | 48 | T-12 | 2 | 40 | Kitchen
Recessed - other | Linear Fluorescent | 48 | T-12 | 2 | 40 | Laundry Room
Floor lamp | Incandescent |  | Standard A Lamp | 1 | 100 | Living Room
Ceiling Fixture | Linear Fluorescent | 48 | T-8 | 2 | 32 | Living Room
Ceiling Fixture | Incandescent |  | Standard A Lamp | 1 | 60 | Garage
Table | Incandescent |  | Standard A Lamp | 1 | 60 | Garage
Ceiling Fixture | Incandescent |  | Standard A Lamp | 2 | 60 | Office
Chandelier (Hanging) | Incandescent |  | Standard A Lamp | 3 | 100 | Dining Room
Ceiling Fixture | Incandescent |  | Decorative | 3 | 40 | Hall
Chandelier (Hanging) | Incandescent |  | Mini base | 4 | 40 | Living Room
Table | Compact Fluorescent |  | Twist | 1 | 13 | Living Room
Track | Halogen |  | MR | 4 | 20 | Living Room
Recessed Can | Incandescent |  | Heat Lamp | 1 | 250 | Bathroom
Ceiling Fan | Compact Fluorescent |  | Twist | 1 | 13 | Bathroom
Recessed Can | Compact Fluorescent |  | Twist | 1 | 13 | Bathroom
Ceiling Fixture | Compact Fluorescent |  | Twist | 2 | 13 | Master Bedroom
Table | Incandescent |  | Standard A Lamp | 1 | 60 | Master Bedroom
Other | Incandescent |  | Mini base | 1 | 40 | Master Bedroom
Ceiling Fixture | Incandescent |  | Clear | 5 | 60 | Master Bedroom
Ceiling Fixture | Compact Fluorescent |  | Twist | 2 | 13 | Garage
Garage door opener | Compact Fluorescent |  | Twist | 1 | 13 | Garage
Ceiling Fixture | Compact Fluorescent |  | Twist | 1 | 13 | Hall
Ceiling Fixture | Incandescent |  | Clear | 5 | 60 | Bathroom
Recessed Can | Halogen |  | PAR | 1 | 50 | Kitchen
Ceiling Fixture | Compact Fluorescent |  | Twist | 2 | 13 | Laundry Room
Recessed Can | Incandescent |  | Reflector | 1 | 65 | Bathroom
Recessed Can | Compact Fluorescent |  | Reflector | 1 | 15 | Master Bedroom
Recessed Can | Incandescent |  | Reflector | 1 | 65 | Master Bedroom
Table | Incandescent |  | Standard A Lamp | 1 | 60 | Master Bedroom
Floor lamp | Halogen |  | Quartz Tube | 1 | 100 | Master Bedroom
Ceiling Fixture | Incandescent |  | Standard A Lamp | 2 | 60 | Office
Table | Incandescent |  | 3-Way Incandescent | 1 | 150 | Family Room
Floor lamp | Incandescent |  | 3-Way Incandescent | 1 | 150 | Family Room
Other | Halogen |  | Quartz Tube | 1 | 30 | Family Room
Table | Incandescent |  | Standard A Lamp | 1 | 100 | Master Bedroom
Table | Incandescent |  | Standard A Lamp | 1 | 75 | Master Bedroom
Ceiling Fixture | Incandescent |  | Standard A Lamp | 3 | 60 | Master Bedroom
Torchiere | Halogen |  | Quartz Tube | 2 | 300 | Living Room
Table | Incandescent |  | Standard A Lamp | 1 | 100 | Living Room
Ceiling Fixture | Incandescent |  | Standard A Lamp | 1 | 40 | Living Room
Wall Mount | Incandescent |  | Standard A Lamp | 2 | 75 | Bathroom
Ceiling Fixture | Compact Fluorescent |  | Twist | 1 | 15 | Hall
Ceiling Fixture | Incandescent |  | Standard A Lamp | 3 | 60 | Bedroom
Table | Incandescent |  | Decorative | 1 | 100 | Bedroom
Ceiling Fixture | Incandescent |  | Standard A Lamp | 1 | 75 | Laundry Room
Ceiling Fixture | Compact Fluorescent |  | Twist | 1 | 15 | Laundry Room
Ceiling Fixture | Incandescent |  | Standard A Lamp | 2 | 60 | Kitchen
Ceiling Fixture | Incandescent |  | Decorative | 1 | 75 | Kitchen
Ceiling Fixture | Compact Fluorescent |  | Twist | 2 | 15 | Kitchen
Ceiling Fixture | Incandescent |  | Standard A Lamp | 1 | 100 | Garage
Ceiling Fixture | Incandescent |  | Standard A Lamp | 1 | 60 | Other
Table | Incandescent |  | 3-Way Incandescent | 1 | 100 | Living Room
Ceiling Fixture | Halogen |  | PAR | 1 | 50 | Living Room
Torchiere | Incandescent |  | Standard A Lamp | 4 | 100 | Living Room
Recessed Can | Incandescent |  | Reflector | 1 | 60 | Living Room
Wall Mount | Incandescent |  | Mini base | 6 | 60 | Bathroom
Table | Incandescent |  | 3-Way Incandescent | 1 | 100 | Bedroom
Recessed Can | Incandescent |  | Reflector | 1 | 150 | Bedroom
Wall Mount | Incandescent |  | Standard A Lamp | 1 | 65 | Closet
Recessed Can | Incandescent |  | Reflector | 1 | 150 | Office
Track | Incandescent |  | Standard A Lamp | 3 | 100 | Office
Floor lamp | Linear Fluorescent | 48 | Fluorescent Other | 1 | 20 | Office
Table | Halogen |  | MR | 1 | 50 | Office
Table | Linear Fluorescent | 18 | T-8 | 1 | 32 | Office
Ceiling Fixture | Compact Fluorescent |  | Twist | 1 | 22 | Garage
Garage door opener | Incandescent |  | Standard A Lamp | 2 | 60 | Garage
Chandelier (Hanging) | Incandescent |  | Mini base | 6 | 60 | Dining Room
Wall Mount | Incandescent |  | Mini base | 2 | 60 | Dining Room
Chandelier (Hanging) | Incandescent |  | Mini base | 6 | 60 | Hall
Recessed Can | Compact Fluorescent |  | Reflector | 1 | 22 | Bathroom
Wall Mount | Halogen |  | MR | 3 | 50 | Bathroom
Table | Incandescent |  | Standard A Lamp | 1 | 100 | Master Bedroom
Table | Incandescent |  | Standard A Lamp | 1 | 60 | Master Bedroom
Floor lamp | Incandescent |  | Decorative | 1 | 100 | Master Bedroom
Recessed Can | Halogen |  | PAR | 1 | 50 | Bathroom
Recessed Can | Incandescent |  | Reflector | 1 | 65 | Bathroom
Wall Mount | Linear Fluorescent | 36 | T-4 | 1 | 32 | Bathroom
Recessed Can | Incandescent |  | Reflector | 1 | 125 | Bathroom
Ceiling Fixture | Incandescent |  | Standard A Lamp | 1 | 60 | Laundry Room
Recessed Can | Halogen |  | PAR | 1 | 50 | Kitchen
Recessed Can | Incandescent |  | Standard A Lamp | 1 | 100 | Kitchen
Wall Mount | Incandescent |  | Mini base | 2 | 60 | Hall
Wall Mount | Compact Fluorescent |  | Twist | 1 | 15 | Bathroom
Ceiling Fixture | Incandescent |  | Standard A Lamp | 2 | 60 | Bathroom
Ceiling Fixture | Compact Fluorescent |  | Twist | 1 | 15 | Bedroom
Ceiling Fan | Compact Fluorescent |  | Twist | 1 | 15 | Bedroom
Recessed Can | Compact Fluorescent |  | Reflector | 1 | 15 | Family Room
Chandelier (Hanging) | Compact Fluorescent |  | Twist | 3 | 15 | Dining Room
Floor lamp | Compact Fluorescent |  | Twist | 1 | 15 | Family Room
Torchiere | Compact Fluorescent |  | Twist | 1 | 15 | Family Room
Ceiling Fixture | Linear Fluorescent | 48 | T-12 | 2 | 40 | Garage
Ceiling Fixture | Linear Fluorescent | 48 | T-12 | 1 | 40 | Garage
Ceiling Fixture | Compact Fluorescent |  | Twist | 1 | 22 | Garage
Ceiling Fixture | Other |  | LED Interior | 1 | 1 | Garage
Ceiling Fixture | Compact Fluorescent |  | Twist | 1 | 15 | Hall
Recessed Can | Compact Fluorescent |  | Twist | 1 | 15 | Kitchen
Track | Halogen |  | MR | 6 | 35 | Kitchen
Other | Halogen |  | PAR | 1 | 50 | Kitchen
Ceiling Fixture | Compact Fluorescent |  | Twist | 2 | 15 | Laundry Room
Ceiling Fixture | Compact Fluorescent |  | Twist | 1 | 15 | Living Room
Ceiling Fixture | Compact Fluorescent |  | Twist | 1 | 15 | Other
Wall Mount | Compact Fluorescent |  | Twist | 2 | 15 | Bathroom
Wall Mount | Incandescent |  | Standard A Lamp | 1 | 60 | Bathroom
Wall Mount | Incandescent |  | Standard A Lamp | 1 | 10 | Bathroom
Ceiling Fixture | Incandescent |  | Standard A Lamp | 2 | 60 | Bedroom
Table | Incandescent |  | Mini base | 1 | 40 | Bedroom
Wall Mount | Incandescent |  | Mini base | 1 | 7 | Bedroom
Ceiling Fixture | Incandescent |  | Standard A Lamp | 1 | 60 | Hall
Ceiling Fixture | Linear Fluorescent | 48 | T-12 | 2 | 40 | Bathroom
Wall Mount | Incandescent |  | Mini base | 1 | 7 | Bathroom
Ceiling Fixture | Incandescent |  | Standard A Lamp | 2 | 60 | Master Bedroom
Table | Incandescent |  | Standard A Lamp | 1 | 40 | Master Bedroom
Ceiling Fixture | Compact Fluorescent |  | Twist | 1 | 15 | Closet
Ceiling Fixture | Incandescent |  | Standard A Lamp | 1 | 60 | Closet
Wall Mount | Incandescent |  | Standard A Lamp | 1 | 60 | Closet
Ceiling Fixture | Incandescent |  | Standard A Lamp | 2 | 60 | Bedroom
Ceiling Fixture | Incandescent |  | Clear | 2 | 60 | Hall
Wall Mount | Incandescent |  | Mini base | 1 | 7 | Hall
Wall Mount | Compact Fluorescent |  | Twist | 2 | 22 | Bedroom
Ceiling Fixture | Linear Fluorescent | 96 | T-12 | 2 | 95 | Other
Ceiling Fan | Incandescent |  | Mini base | 1 | 40 | Dining Room
Ceiling Fan | Incandescent |  | Clear | 3 | 60 | Dining Room
Ceiling Fixture | Compact Fluorescent |  | Twist | 2 | 15 | Hall
Chandelier (Hanging) | Incandescent |  | Standard A Lamp | 1 | 60 | Other
Ceiling Fixture | Linear Fluorescent | 48 | T-12 | 2 | 40 | Kitchen
Recessed Can | Incandescent |  | Reflector | 1 | 65 | Kitchen
Ceiling Fixture | Incandescent |  | Standard A Lamp | 1 | 60 | Laundry Room
Ceiling Fixture | Incandescent |  | Standard A Lamp | 2 | 60 | Family Room
Torchiere | Incandescent |  | 3-Way Incandescent | 1 | 150 | Family Room
Table | Incandescent |  | Standard A Lamp | 2 | 60 | Family Room
Recessed Can | Halogen |  | MR | 1 | 75 | Living Room
Ceiling Fixture | Linear Fluorescent | 96 | T-12 | 1 | 95 | Living Room
Floor lamp | Incandescent |  | Standard A Lamp | 1 | 40 | Living Room
Table | Incandescent |  | Standard A Lamp | 1 | 60 | Living Room
Recessed Can | Halogen |  | PAR | 1 | 75 | Living Room
Table | Incandescent |  | Mini base | 1 | 25 | Living Room
Ceiling Fixture | Incandescent |  | Standard A Lamp | 1 | 60 | Bedroom
Floor lamp | Incandescent |  | Standard A Lamp | 1 | 100 | Bedroom
Table | Incandescent |  | 3-Way Incandescent | 1 | 100 | Bedroom
Wall Mount | Incandescent |  | Mini base | 1 | 7 | Bedroom
Wall Mount | Incandescent |  | Standard A Lamp | 3 | 75 | Bedroom
Wall Mount | Incandescent |  | Mini base | 1 | 7 | Bedroom
Chandelier (Hanging) | Compact Fluorescent |  | Twist | 1 | 15 | Hall
Recessed Can | Incandescent |  | Reflector | 1 | 65 | Office
Table | Compact Fluorescent |  | Twist | 1 | 15 | Office
Wall Mount | Incandescent |  | Standard A Lamp | 1 | 60 | Closet
Ceiling Fixture | Incandescent |  | Standard A Lamp | 1 | 60 | Bathroom
Wall Mount | Compact Fluorescent |  | Twist | 1 | 15 | Bathroom
Ceiling Fixture | Compact Fluorescent |  | Twist | 2 | 15 | Bedroom
Ceiling Fixture | Compact Fluorescent |  | Twist | 2 | 15 | Bedroom
Ceiling Fixture | Incandescent |  | Standard A Lamp | 2 | 60 | Hall
Ceiling Fixture | Incandescent |  | Standard A Lamp | 1 | 60 | Kitchen
Wall Mount | Compact Fluorescent |  | Twist | 1 | 15 | Laundry Room
Ceiling Fan | Compact Fluorescent |  | Twist | 2 | 15 | Living Room
Floor lamp | Incandescent |  | Standard A Lamp | 3 | 60 | Living Room
Ceiling Fan | Incandescent |  | Standard A Lamp | 3 | 40 | Bedroom
Table | Incandescent |  | Standard A Lamp | 1 | 40 | Bedroom
Ceiling Fan | Incandescent |  | Standard A Lamp | 1 | 40 | Bedroom
Ceiling Fixture | Incandescent |  | Standard A Lamp | 2 | 40 | Dining Room
Chandelier (Hanging) | Incandescent |  | Standard A Lamp | 7 | 40 | Dining Room
Wall Mount | Incandescent |  | Standard A Lamp | 1 | 60 | Bathroom
Recessed Can | Incandescent |  | Reflector | 1 | 65 | Family Room
Table | Incandescent |  | Clear | 1 | 40 | Family Room
Table | Incandescent |  | Standard A Lamp | 1 | 60 | Family Room
Ceiling Fixture | Incandescent |  | Standard A Lamp | 2 | 40 | Hall
Garage door opener | Compact Fluorescent |  | A shape bulb | 2 | 15 | Garage
Ceiling Fixture | Compact Fluorescent |  | Twist | 1 | 22 | Garage
Ceiling Fixture | Incandescent |  | Standard A Lamp | 1 | 60 | Garage
Track | Halogen |  | MR | 6 | 50 | Kitchen
Low bay | Incandescent |  | Standard A Lamp | 1 | 40 | Kitchen
Ceiling Fixture | Incandescent |  | Standard A Lamp | 2 | 40 | Laundry Room
Table | Incandescent |  | Standard A Lamp | 1 | 60 | Living Room
Floor lamp | Incandescent |  | Standard A Lamp | 1 | 40 | Living Room
Ceiling Fan | Incandescent |  | Standard A Lamp | 2 | 60 | Master Bedroom
Table | Incandescent |  | Standard A Lamp | 1 | 40 | Master Bedroom
Ceiling Fixture | Incandescent |  | Standard A Lamp | 1 | 60 | Closet
Ceiling Fixture | Incandescent |  | Standard A Lamp | 1 | 60 | Bathroom
Wall Mount | Incandescent |  | Standard A Lamp | 4 | 40 | Other
Other | Compact Fluorescent |  | A shape bulb | 1 | 22 | Office
Wall Mount | Incandescent |  | Standard A Lamp | 4 | 40 | Bathroom
Ceiling Fixture | Incandescent |  | Standard A Lamp | 2 | 40 | Hall
Wall Mount | Incandescent |  | Globe | 4 | 40 | Bathroom
Ceiling Fixture | Incandescent |  | Standard A Lamp | 2 | 60 | Bathroom
Ceiling Fixture | Incandescent |  | Standard A Lamp | 2 | 60 | Bedroom
Ceiling Fixture | Incandescent |  | Standard A Lamp | 2 | 60 | Bedroom
Ceiling Fixture | Incandescent |  | Standard A Lamp | 2 | 60 | Bedroom
Ceiling Fan | Incandescent |  | Clear | 4 | 60 | Dining Room
Ceiling Fixture | Incandescent |  | Standard A Lamp | 2 | 60 | Hall
Ceiling Fixture | Incandescent |  | Standard A Lamp | 2 | 60 | Kitchen
Ceiling Fixture | Incandescent |  | Standard A Lamp | 1 | 60 | Laundry Room
Torchiere | Halogen |  | Quartz Tube | 1 | 100 | Living Room
Ceiling Fan | Incandescent |  | Standard A Lamp | 2 | 60 | Master Bedroom
Ceiling Fixture | Compact Fluorescent |  | Twist | 1 | 15 | Bathroom
Wall Mount | Incandescent |  | Standard A Lamp | 1 | 60 | Bathroom
Ceiling Fixture | Incandescent |  | Standard A Lamp | 1 | 60 | Bedroom
Other | Incandescent |  | Other | 1 | 25 | Bedroom
Ceiling Fixture | Incandescent |  | Standard A Lamp | 1 | 60 | Bedroom
Other | Incandescent |  | Standard A Lamp | 1 | 60 | Bedroom
Ceiling Fixture | Incandescent |  | Globe | 1 | 40 | Other
Ceiling Fixture | Compact Fluorescent |  | Twist | 1 | 15 | Family Room
Table | Incandescent |  | Mini base | 1 | 5 | Family Room
Ceiling Fixture | Compact Fluorescent |  | Twist | 2 | 15 | Kitchen
Wall Mount | Incandescent |  | Globe | 1 | 60 | Office
Ceiling Fixture | Incandescent |  | Globe | 1 | 60 | Office
Ceiling Fixture | Compact Fluorescent |  | Twist | 1 | 15 | Office
Wall Mount | Incandescent |  | Standard A Lamp | 3 | 60 | Bathroom
Ceiling Fixture | Compact Fluorescent |  | Twist | 1 | 23 | Bathroom
Ceiling Fixture | Incandescent |  | Standard A Lamp | 1 | 60 | Bedroom
Table | Incandescent |  | Standard A Lamp | 1 | 60 | Bedroom
Table | Compact Fluorescent |  | Twist | 1 | 15 | Bedroom
Ceiling Fixture | Compact Fluorescent |  | Twist | 1 | 13 | Bedroom
Ceiling Fixture | Incandescent |  | Clear | 1 | 60 | Closet
Chandelier (Hanging) | Incandescent |  | Decorative | 6 | 60 | Dining Room
Chandelier (Hanging) | Incandescent |  | Decorative | 3 | 60 | Other
Recessed Can | Incandescent |  | Reflector | 1 | 65 | Family Room
Recessed Can | Incandescent |  | Standard A Lamp | 1 | 65 | Hall
Recessed Can | Incandescent |  | Reflector | 1 | 65 | Kitchen
Recessed Can | Compact Fluorescent |  | Twist | 1 | 22 | Kitchen
Ceiling Fan | Incandescent |  | Standard A Lamp | 2 | 60 | Bedroom
Wall Mount | Incandescent |  | Decorative | 1 | 40 | Bedroom
Recessed Can | Incandescent |  | Reflector | 1 | 65 | Other
Ceiling Fan | Incandescent |  | Standard A Lamp | 1 | 60 | Bathroom
Ceiling Fixture | Compact Fluorescent |  | Twist | 1 | 15 | Bedroom
Ceiling Fixture | Compact Fluorescent |  | Twist | 1 | 15 | Bedroom
Wall Mount | Compact Fluorescent |  | Twist | 1 | 15 | Garage
Ceiling Fixture | Compact Fluorescent |  | Twist | 1 | 15 | Hall
Track | Halogen |  | PAR | 5 | 30 | Kitchen
Ceiling Fixture | Compact Fluorescent |  | Twist | 1 | 15 | Laundry Room
Floor lamp | Compact Fluorescent |  | A shape bulb | 1 | 15 | Living Room
Ceiling Fixture | Linear Fluorescent | 48 | T-8 | 2 | 32 | Garage
Garage door opener | Incandescent |  | Standard A Lamp | 2 | 60 | Garage
Recessed Can | Incandescent |  | Reflector | 1 | 60 | Hall
Wall Mount | Halogen |  | MR | 4 | 50 | Bathroom
Wall Mount | Linear Fluorescent | 48 | T-8 | 1 | 32 | Laundry Room
Recessed Can | Incandescent |  | Reflector | 1 | 60 | Office
Recessed Can | Incandescent |  | Reflector | 1 | 65 | Master Bedroom
Floor lamp | Compact Fluorescent |  | Circline (Screw Base) | 3 | 22 | Master Bedroom
Wall Mount | Halogen |  | PAR | 1 | 50 | Master Bedroom
Ceiling Fixture | Incandescent |  | Standard A Lamp | 1 | 60 | Closet
Wall Mount | Halogen |  | MR | 4 | 50 | Bathroom
Recessed Can | Incandescent |  | Reflector | 1 | 60 | Bathroom
Recessed Can | Compact Fluorescent |  | Reflector | 1 | 22 | Hall
Ceiling Fixture | Compact Fluorescent |  | Twist | 1 | 15 | Bedroom
Wall Mount | Halogen |  | MR | 4 | 30 | Bathroom
Ceiling Fixture | Incandescent |  | Heat Lamp | 1 | 500 | Bathroom
Wall Mount | Halogen |  | MR | 1 | 50 | Bathroom
Recessed Can | Compact Fluorescent |  | Reflector | 1 | 22 | Kitchen
Ceiling Fixture | Compact Fluorescent |  | Twist | 1 | 15 | Closet
Ceiling Fixture | Halogen |  | MR | 1 | 50 | Dining Room
Recessed Can | Incandescent |  | Reflector | 1 | 60 | Dining Room
Floor lamp | Compact Fluorescent |  | Circline (Screw Base) | 2 | 22 | Dining Room
Recessed Can | Incandescent |  | Reflector | 1 | 60 | Living Room
Recessed Can | Incandescent |  | Reflector | 1 | 50 | Dining Room
High bay | Compact Fluorescent |  | Twist | 4 | 15 | Bathroom
Ceiling Fan | Incandescent |  | Reflector | 1 | 150 | Bathroom
Ceiling Fixture | Incandescent |  | Standard A Lamp | 2 | 60 | Closet
Chandelier (Hanging) | Incandescent |  | Mini base | 8 | 25 | Dining Room
Ceiling Fixture | Compact Fluorescent |  | Twist | 2 | 15 | Hall
Ceiling Fixture | Incandescent |  | Standard A Lamp | 1 | 60 | Garage
Garage door opener | Incandescent |  | Standard A Lamp | 1 | 60 | Garage
Table | Incandescent |  | Reflector | 4 | 65 | Bedroom
Table | Incandescent |  | Standard A Lamp | 2 | 60 | Bedroom
Ceiling Fixture | Incandescent |  | Standard A Lamp | 2 | 60 | Hall
Torchiere | Compact Fluorescent |  | Reflector | 1 | 15 | Kitchen
Ceiling Fixture | Incandescent |  | Standard A Lamp | 1 | 60 | Laundry Room
Torchiere | Compact Fluorescent |  | 3-Way CFL | 1 | 29 | Living Room
Floor lamp | Compact Fluorescent |  | Twist | 1 | 15 | Living Room
Wall Mount | Compact Fluorescent |  | Twist | 6 | 15 | Bathroom
Ceiling Fan | Incandescent |  | Standard A Lamp | 1 | 60 | Bathroom
Ceiling Fan | Compact Fluorescent |  | Twist | 4 | 15 | Master Bedroom
Table | Compact Fluorescent |  | Twist | 1 | 15 | Master Bedroom
Track | Incandescent |  | Reflector | 4 | 65 | Office
Recessed Can | Compact Fluorescent |  | Reflector | 1 | 15 | Living Room
Recessed Can | Compact Fluorescent |  | Reflector | 1 | 15 | Bathroom
Ceiling Fixture | Incandescent |  | Standard A Lamp | 1 | 60 | Bedroom
Recessed Can | Compact Fluorescent |  | Reflector | 1 | 15 | Other
Table | Compact Fluorescent |  | Twist | 1 | 15 | Dining Room
Recessed Can | Halogen |  | PAR | 1 | 75 | Hall
Chandelier (Hanging) | Incandescent |  | Decorative | 2 | 25 | Hall
Recessed Can | Halogen |  | PAR | 1 | 75 | Kitchen
Recessed Can | Halogen |  | PAR | 1 | 75 | Laundry Room
Chandelier (Hanging) | Incandescent |  | Reflector | 3 | 65 | Living Room
Table | Incandescent |  | Clear | 1 | 40 | Living Room
Floor lamp | Incandescent |  | Clear | 1 | 40 | Living Room
Track | Incandescent |  | Standard A Lamp | 4 | 60 | Bathroom
Recessed Can | Compact Fluorescent |  | Reflector | 2 | 15 | Master Bedroom
Table | Incandescent |  | Standard A Lamp | 1 | 60 | Master Bedroom
Wall Mount | Incandescent |  | Clear | 1 | 40 | Master Bedroom
High bay | Compact Fluorescent |  | Twist | 2 | 15 | Office
Wall Mount | Incandescent |  | Decorative | 1 | 60 | Hall
Ceiling Fan | Incandescent |  | Standard A Lamp | 2 | 60 | Bedroom
Floor lamp | Incandescent |  | Standard A Lamp | 1 | 75 | Dining Room
Ceiling Fixture | Incandescent |  | Standard A Lamp | 1 | 40 | Hall
Wall Mount | Incandescent |  | Standard A Lamp | 3 | 60 | Bathroom
Ceiling Fan | Compact Fluorescent |  | Twist | 3 | 22 | Bedroom
Ceiling Fixture | Incandescent |  | Standard A Lamp | 1 | 60 | Bedroom
Ceiling Fixture | Compact Fluorescent |  | Twist | 1 | 15 | Bathroom
Recessed Can | Incandescent |  | Reflector | 1 | 65 | Family Room
Ceiling Fixture | Compact Fluorescent |  | Twist | 1 | 15 | Family Room
Table | Incandescent |  | Standard A Lamp | 1 | 60 | Family Room
Wall Mount | Compact Fluorescent |  | Twist | 1 | 15 | Other
Ceiling Fan | Incandescent |  | Standard A Lamp | 2 | 60 | Bedroom
Ceiling Fan | Incandescent |  | Standard A Lamp | 4 | 60 | Master Bedroom
Ceiling Fixture | Compact Fluorescent |  | Twist | 1 | 15 | Bathroom
Wall Mount | Compact Fluorescent |  | Twist | 1 | 15 | Bathroom
Ceiling Fixture | Incandescent |  | Standard A Lamp | 1 | 60 | Closet
Ceiling Fixture | Incandescent |  | Standard A Lamp | 2 | 60 | Hall
Chandelier (Hanging) | Incandescent |  | Decorative | 3 | 60 | Office
Ceiling Fixture | Compact Fluorescent |  | Twist | 2 | 15 | Other
Chandelier (Hanging) | Incandescent |  | Mini base | 3 | 60 | Kitchen
Wall Mount | Compact Fluorescent |  | Twist | 1 | 13 | Bathroom
Wall Mount | Compact Fluorescent |  | Twist | 1 | 26 | Bathroom
Wall Mount | Incandescent |  | Standard A Lamp | 2 | 60 | Bathroom
Ceiling Fixture | Incandescent |  | Standard A Lamp | 1 | 75 | Bedroom
Torchiere | Compact Fluorescent |  | Twist | 1 | 13 | Bedroom
Ceiling Fixture | Compact Fluorescent |  | Twist | 1 | 23 | Bedroom
Chandelier (Hanging) | Incandescent |  | Standard A Lamp | 5 | 40 | Dining Room
Floor lamp | Compact Fluorescent |  | Twist | 1 | 13 | Family Room
Recessed Can | Incandescent |  | Reflector | 1 | 65 | Hall
Ceiling Fixture | Compact Fluorescent |  | Twist | 1 | 13 | Kitchen
Ceiling Fixture | Compact Fluorescent |  | Twist | 2 | 15 | Master Bedroom
Table | Compact Fluorescent |  | Twist | 1 | 13 | Master Bedroom
Ceiling Fixture | Compact Fluorescent |  | Twist | 1 | 23 | Garage
Ceiling Fixture | Compact Fluorescent |  | Twist | 2 | 15 | Bedroom
Table | Halogen |  | Quartz Tube | 1 | 75 | Bedroom
Wall Mount | Compact Fluorescent |  | Twist | 3 | 15 | Bathroom
Ceiling Fixture | Linear Fluorescent | 48 | T-12 | 2 | 40 | Closet
Chandelier (Hanging) | Compact Fluorescent |  | Twist | 4 | 15 | Family Room
Floor lamp | Compact Fluorescent |  | Twist | 1 | 15 | Family Room
Torchiere | Compact Fluorescent |  | Twist | 1 | 15 | Family Room
Table | Compact Fluorescent |  | Twist | 2 | 15 | Family Room
Ceiling Fixture | Incandescent |  | Globe | 1 | 60 | Garage
Ceiling Fixture | Incandescent |  | Reflector | 1 | 65 | Garage
Recessed Can | Halogen |  | PAR | 1 | 75 | Hall
Wall Mount | Incandescent |  | Standard A Lamp | 2 | 40 | Hall
Recessed Can | Compact Fluorescent |  | Reflector | 1 | 15 | Kitchen
Other | Incandescent |  | Clear | 1 | 25 | Kitchen
Ceiling Fixture | Compact Fluorescent |  | Twist | 2 | 15 | Laundry Room
Ceiling Fixture | Compact Fluorescent |  | Twist | 2 | 15 | Living Room
Chandelier (Hanging) | Incandescent |  | Decorative | 4 | 60 | Living Room
Floor lamp | Incandescent |  | Standard A Lamp | 2 | 60 | Living Room
Ceiling Fixture | Compact Fluorescent |  | Twist | 3 | 15 | Master Bedroom
Recessed Can | Incandescent |  | Reflector | 1 | 65 | Master Bedroom
Other | Incandescent |  | Reflector | 1 | 40 | Master Bedroom
Wall Mount | Compact Fluorescent |  | Twist | 5 | 15 | Bedroom
Ceiling Fixture | Compact Fluorescent |  | Twist | 2 | 15 | Office
Table | Incandescent |  | Clear | 1 | 60 | Office
Wall Mount | Incandescent |  | Globe | 4 | 40 | Bathroom
Ceiling Fixture | Incandescent |  | Standard A Lamp | 2 | 60 | Bedroom
Ceiling Fixture | Incandescent |  | Standard A Lamp | 1 | 60 | Bedroom
Table | Incandescent |  | Standard A Lamp | 1 | 60 | Bedroom
Ceiling Fixture | Incandescent |  | Standard A Lamp | 2 | 60 | Garage
Ceiling Fan | Incandescent |  | Mini base | 4 | 40 | Kitchen
Ceiling Fixture | Incandescent |  | Standard A Lamp | 1 | 100 | Kitchen
Table | Incandescent |  | 3-Way Incandescent | 1 | 100 | Living Room
Table | Incandescent |  | Standard A Lamp | 1 | 25 | Living Room
Wall Mount | Incandescent |  | Standard A Lamp | 1 | 60 | Living Room
Ceiling Fixture | Incandescent |  | Standard A Lamp | 2 | 60 | Bedroom
Table | Compact Fluorescent |  | Twist | 1 | 15 | Bedroom
Wall Mount | Compact Fluorescent |  | Twist | 3 | 15 | Bedroom
Ceiling Fixture | Linear Fluorescent | 48 | T-12 | 2 | 40 | Other
Chandelier (Hanging) | Compact Fluorescent |  | Pin base | 6 | 15 | Dining Room
Table | Compact Fluorescent |  | Twist | 1 | 15 | Hall
Ceiling Fixture | Compact Fluorescent |  | Twist | 1 | 15 | Hall
Recessed Can | Compact Fluorescent |  | Twist | 1 | 15 | Kitchen
Chandelier (Hanging) | Compact Fluorescent |  | Pin base | 5 | 15 | Living Room
Chandelier (Hanging) | Compact Fluorescent |  | Twist | 5 | 15 | Master Bedroom
Table | Compact Fluorescent |  | Twist | 1 | 15 | Master Bedroom
Ceiling Fixture | Incandescent |  | Standard A Lamp | 2 | 60 | Office
Ceiling Fixture | Compact Fluorescent |  | Twist | 1 | 15 | Other
Wall Mount | Incandescent |  | Globe | 3 | 40 | Bathroom
Ceiling Fan | Incandescent |  | Decorative | 4 | 40 | Master Bedroom
Table | Incandescent |  | Decorative | 1 | 25 | Master Bedroom
Ceiling Fixture | Incandescent |  | Standard A Lamp | 1 | 60 | Other
Ceiling Fixture | Compact Fluorescent |  | Twist | 1 | 15 | Dining Room
Ceiling Fixture | Incandescent |  | Standard A Lamp | 1 | 60 | Hall
Ceiling Fixture | Incandescent |  | Standard A Lamp | 1 | 60 | Kitchen
Ceiling Fixture | Incandescent |  | Standard A Lamp | 2 | 60 | Living Room
Ceiling Fixture | Incandescent |  | Standard A Lamp | 1 | 60 | Office
Recessed Can | Compact Fluorescent |  | Reflector | 1 | 22 | Living Room
Table | Incandescent |  | Decorative | 2 | 40 | Living Room
Wall Mount | Incandescent |  | Clear | 1 | 40 | Bathroom
Recessed Can | Compact Fluorescent |  | Twist | 1 | 15 | Family Room
Floor lamp | Compact Fluorescent |  | Twist | 1 | 15 | Family Room
Recessed Can | Compact Fluorescent |  | Reflector | 1 | 22 | Laundry Room
Ceiling Fixture | Linear Fluorescent | 48 | T-12 | 2 | 40 | Laundry Room
Ceiling Fixture | Compact Fluorescent |  | Twist | 2 | 15 | Dining Room
Floor lamp | Compact Fluorescent |  | Twist | 1 | 15 | Dining Room
Chandelier (Hanging) | Compact Fluorescent |  | Twist | 1 | 15 | Kitchen
Recessed Can | Compact Fluorescent |  | Reflector | 1 | 15 | Kitchen
Wall Mount | Incandescent |  | Clear | 4 | 40 | Bathroom
Ceiling Fixture | Compact Fluorescent |  | Twist | 2 | 15 | Bedroom
Ceiling Fixture | Compact Fluorescent |  | Twist | 2 | 15 | Office
Ceiling Fixture | Compact Fluorescent |  | Twist | 2 | 15 | Hall
Recessed Can | Compact Fluorescent |  | Twist | 1 | 15 | Hall
Recessed Can | Compact Fluorescent |  | Twist | 1 | 15 | Master Bedroom
Table | Incandescent |  | Clear | 1 | 40 | Master Bedroom
Ceiling Fan | Incandescent |  | Clear | 1 | 60 | Bedroom
Ceiling Fixture | Incandescent |  | Colored | 3 | 40 | Dining Room
Ceiling Fixture | Compact Fluorescent |  | Twist | 4 | 15 | Other
Ceiling Fixture | Incandescent |  | Globe | 2 | 40 | Bathroom
Recessed Can | Compact Fluorescent |  | Twist | 1 | 15 | Kitchen
Ceiling Fixture | Compact Fluorescent |  | Globe | 1 | 22 | Hall
High bay | Linear Fluorescent | 48 | T-12 | 2 | 32 | Kitchen
Recessed Can | Incandescent |  | Reflector | 1 | 65 | Kitchen
Low bay | Linear Fluorescent | 16 | T-8 | 1 | 32 | Kitchen
Ceiling Fan | Incandescent |  | Standard A Lamp | 1 | 60 | Living Room
Recessed Can | Incandescent |  | Reflector | 1 | 65 | Living Room
Wall Mount | Incandescent |  | Standard A Lamp | 2 | 40 | Living Room
Ceiling Fan | Compact Fluorescent |  | Twist | 3 | 23 | Bedroom
Wall Mount | Incandescent |  | Globe | 4 | 40 | Bathroom
Ceiling Fixture | Incandescent |  | Standard A Lamp | 1 | 40 | Laundry Room
Recessed Can | Compact Fluorescent |  | Twist | 1 | 23 | Bathroom
Ceiling Fixture | Incandescent |  | Standard A Lamp | 1 | 25 | Hall
Ceiling Fixture | Incandescent |  | Standard A Lamp | 2 | 60 | Bedroom
Wall Mount | Compact Fluorescent |  | Twist | 3 | 15 | Bathroom
Ceiling Fixture | Compact Fluorescent |  | Twist | 1 | 15 | Closet
Wall Mount | Incandescent |  | Standard A Lamp | 3 | 65 | Other
Ceiling Fixture | Compact Fluorescent |  | Twist | 1 | 15 | Other
Ceiling Fixture | Compact Fluorescent |  | Twist | 3 | 15 | Living Room
Ceiling Fixture | Compact Fluorescent |  | Twist | 1 | 15 | Hall
Ceiling Fixture | Compact Fluorescent |  | Twist | 1 | 15 | Closet
Wall Mount | Compact Fluorescent |  | Twist | 2 | 15 | Bathroom
Ceiling Fixture | Compact Fluorescent |  | Twist | 1 | 15 | Bedroom
Ceiling Fixture | Compact Fluorescent |  | Twist | 2 | 15 | Bedroom
Table | Incandescent |  | Mini base | 3 | 25 | Bedroom
Ceiling Fixture | Compact Fluorescent |  | Twist | 2 | 15 | Bedroom
Ceiling Fan | Incandescent |  | Decorative | 4 | 25 | Dining Room
Ceiling Fixture | Incandescent |  | Standard A Lamp | 1 | 60 | Garage
Ceiling Fixture | Compact Fluorescent |  | Twist | 1 | 15 | Hall
Ceiling Fan | Compact Fluorescent |  | Twist | 4 | 15 | Kitchen
Ceiling Fixture | Compact Fluorescent |  | Twist | 1 | 15 | Laundry Room
Chandelier (Hanging) | Compact Fluorescent |  | Globe | 1 | 22 | Living Room
Wall Mount | Incandescent |  | Globe | 3 | 40 | Bathroom
Ceiling Fan | Incandescent |  | Standard A Lamp | 1 | 60 | Bedroom
Table | Incandescent |  | Standard A Lamp | 1 | 60 | Closet
Ceiling Fixture | Linear Fluorescent | 15 | T-5 | 1 | 10 | Closet
Floor lamp | Incandescent |  | Standard A Lamp | 1 | 100 | Bedroom
Ceiling Fan | Incandescent |  | Standard A Lamp | 1 | 60 | Bedroom
Ceiling Fan | Incandescent |  | Standard A Lamp | 3 | 60 | Dining Room
Ceiling Fixture | Incandescent |  | Standard A Lamp | 1 | 60 | Bedroom
Table | Incandescent |  | Standard A Lamp | 1 | 25 | Bedroom
Ceiling Fan | Incandescent |  | Standard A Lamp | 1 | 60 | Family Room
Table | Incandescent |  | Standard A Lamp | 1 | 100 | Family Room
Table | Compact Fluorescent |  | 3-Way CFL | 1 | 36 | Family Room
Table | Compact Fluorescent |  | Twist | 1 | 15 | Family Room
Garage door opener | Incandescent |  | Standard A Lamp | 1 | 60 | Garage
Floor lamp | Compact Fluorescent |  | Twist | 1 | 15 | Garage
Ceiling Fixture | Linear Fluorescent | 48 | T-12 | 2 | 40 | Garage
Ceiling Fixture | Incandescent |  | Decorative | 1 | 25 | Hall
Ceiling Fixture | Linear Fluorescent | 48 | T-12 | 2 | 40 | Office
Table | Compact Fluorescent |  | Twist | 1 | 15 | Office
Recessed Can | Incandescent |  | Reflector | 1 | 40 | Kitchen
Recessed Can | Incandescent |  | Reflector | 1 | 65 | Kitchen
Architectural | Linear Fluorescent | 16 | T-5 | 1 | 10 | Kitchen
Architectural | Linear Fluorescent | 22 | T-12 | 1 | 16 | Kitchen
Ceiling Fixture | Incandescent |  | Standard A Lamp | 2 | 60 | Laundry Room
Ceiling Fan | Compact Fluorescent |  | Twist | 3 | 28 | Living Room
Table | Incandescent |  | Standard A Lamp | 2 | 60 | Living Room
Floor lamp | Compact Fluorescent |  | 3-Way CFL | 1 | 15 | Living Room
Wall Mount | Incandescent |  | Globe | 6 | 40 | Bathroom
Ceiling Fixture | Incandescent |  | Standard A Lamp | 1 | 60 | Bathroom
Chandelier (Hanging) | Incandescent |  | Decorative | 3 | 40 | Master Bedroom
Floor lamp | Incandescent |  | Standard A Lamp | 1 | 100 | Master Bedroom
Floor lamp | Incandescent |  | Mini base | 1 | 13 | Master Bedroom
Wall Mount | Incandescent |  | Globe | 6 | 40 | Bathroom
Wall Mount | Incandescent |  | Standard A Lamp | 2 | 60 | Bathroom
Ceiling Fixture | Incandescent |  | Standard A Lamp | 1 | 60 | Bedroom
Table | Incandescent |  | Standard A Lamp | 1 | 60 | Bedroom
Ceiling Fixture | Compact Fluorescent |  | Twist | 1 | 15 | Bedroom
Ceiling Fixture | Incandescent |  | Standard A Lamp | 1 | 40 | Bedroom
Table | Incandescent |  | Mini base | 1 | 25 | Bedroom
Chandelier (Hanging) | Incandescent |  | Mini base | 7 | 60 | Dining Room
Table | Compact Fluorescent |  | Twist | 1 | 15 | Bedroom
Ceiling Fixture | Incandescent |  | Standard A Lamp | 1 | 60 | Family Room
Ceiling Fixture | Incandescent |  | Standard A Lamp | 1 | 40 | Hall
Ceiling Fixture | Compact Fluorescent |  | Twist | 1 | 15 | Other
Ceiling Fixture | Incandescent |  | Mini base | 1 | 25 | Hall
Ceiling Fixture | Incandescent |  | Standard A Lamp | 2 | 60 | Kitchen
Ceiling Fixture | Incandescent |  | Standard A Lamp | 1 | 40 | Kitchen
Ceiling Fixture | Compact Fluorescent |  | Twist | 1 | 15 | Laundry Room
Table | Compact Fluorescent |  | 3-Way CFL | 1 | 30 | Living Room
Table | Incandescent |  | Mini base | 3 | 25 | Living Room
Wall Mount | Incandescent |  | Standard A Lamp | 1 | 60 | Closet
Ceiling Fixture | Incandescent |  | Standard A Lamp | 1 | 40 | Hall
Ceiling Fixture | Compact Fluorescent |  | Reflector | 1 | 19 | Kitchen
Other | Halogen |  | PAR | 1 | 25 | Kitchen
Ceiling Fan | Compact Fluorescent |  | Twist | 2 | 13 | Master Bedroom
Table | Incandescent |  | Standard A Lamp | 1 | 40 | Master Bedroom
Table | Incandescent |  | Standard A Lamp | 1 | 100 | Master Bedroom
Wall Mount | Compact Fluorescent |  | A shape bulb | 2 | 23 | Bathroom
Ceiling Fixture | Compact Fluorescent |  | Twist | 2 | 13 | Closet
Ceiling Fixture | Compact Fluorescent |  | Twist | 1 | 13 | Closet
Ceiling Fixture | Compact Fluorescent |  | Twist | 2 | 13 | Family Room
Table | Incandescent |  | 3-Way Incandescent | 1 | 100 | Family Room
Ceiling Fixture | Compact Fluorescent |  | Twist | 1 | 23 | Garage
Garage door opener | Compact Fluorescent |  | Twist | 2 | 13 | Garage
Chandelier (Hanging) | Incandescent |  | Mini base | 6 | 40 | Dining Room
Recessed Can | Compact Fluorescent |  | Reflector | 1 | 23 | Living Room
Recessed Can | Compact Fluorescent |  | Reflector | 1 | 23 | Hall
Ceiling Fixture | Compact Fluorescent |  | Twist | 2 | 13 | Hall
Ceiling Fan | Compact Fluorescent |  | A shape bulb | 3 | 15 | Bedroom
Table | Incandescent |  | Standard A Lamp | 1 | 75 | Bedroom
Ceiling Fixture | Compact Fluorescent |  | A shape bulb | 3 | 15 | Closet
Wall Mount | Incandescent |  | Decorative | 2 | 60 | Bathroom
Recessed Can | Incandescent |  | Reflector | 1 | 45 | Bathroom
Ceiling Fixture | Compact Fluorescent |  | Twist | 2 | 13 | Office
Ceiling Fixture | Compact Fluorescent |  | Twist | 2 | 13 | Closet
Wall Mount | Incandescent |  | Clear | 8 | 40 | Bathroom
Ceiling Fixture | Compact Fluorescent |  | Twist | 1 | 15 | Bedroom
Floor lamp | Incandescent |  | Standard A Lamp | 3 | 100 | Bedroom
Ceiling Fixture | Compact Fluorescent |  | Twist | 1 | 15 | Bedroom
Ceiling Fixture | Incandescent |  | Standard A Lamp | 1 | 60 | Closet
Chandelier (Hanging) | Incandescent |  | Mini base | 5 | 25 | Dining Room
Floor lamp | Incandescent |  | Standard A Lamp | 5 | 60 | Dining Room
Recessed Can | Incandescent |  | Reflector | 1 | 65 | Family Room
Track | Incandescent |  | Reflector | 3 | 60 | Family Room
Wall Mount | Incandescent |  | Standard A Lamp | 2 | 60 | Family Room
Track | Incandescent |  | Reflector | 3 | 65 | Hall
Ceiling Fixture | Incandescent |  | Standard A Lamp | 1 | 60 | Hall
Recessed Can | Incandescent |  | Reflector | 1 | 65 | Kitchen
Ceiling Fixture | Incandescent |  | Standard A Lamp | 1 | 60 | Laundry Room
Floor lamp | Incandescent |  | Standard A Lamp | 6 | 60 | Living Room
Table | Compact Fluorescent |  | Twist | 1 | 15 | Living Room
Recessed Can | Incandescent |  | Reflector | 1 | 65 | Bathroom
Wall Mount | Incandescent |  | Globe | 8 | 40 | Bathroom
Track | Incandescent |  | Reflector | 2 | 65 | Master Bedroom
Track | Halogen |  | MR | 3 | 50 | Master Bedroom
Track | Halogen |  | PAR | 3 | 75 | Other
Track | Incandescent |  | Reflector | 3 | 65 | Other
Recessed - other | Linear Fluorescent | 48 | T-12 | 2 | 40 | Other
Wall Mount | Incandescent |  | Standard A Lamp | 4 | 60 | Other
Ceiling Fixture | Incandescent |  | Standard A Lamp | 1 | 60 | Other
Recessed Can | Compact Fluorescent |  | Reflector | 1 | 22 | Other
Table | Incandescent |  | Standard A Lamp | 1 | 60 | Other
Wall Mount | Incandescent |  | Globe | 3 | 40 | Bathroom
Recessed Can | Compact Fluorescent |  | Reflector | 1 | 22 | Bedroom
Recessed Can | Compact Fluorescent |  | Twist | 1 | 22 | Bedroom
Ceiling Fixture | Compact Fluorescent |  | Twist | 1 | 15 | Hall
Recessed Can | Compact Fluorescent |  | Reflector | 1 | 22 | Kitchen
Recessed Can | Compact Fluorescent |  | Reflector | 1 | 22 | Living Room
Ceiling Fixture | Incandescent |  | Standard A Lamp | 1 | 200 | Dining Room
Ceiling Fixture | Linear Fluorescent | 48 | T-12 | 4 | 40 | Office
Table | Compact Fluorescent |  | Twist | 1 | 15 | Office
Table | Linear Fluorescent | 72 | T-4 | 1 | 20 | Office
Ceiling Fixture | Linear Fluorescent | 48 | T-12 | 2 | 40 | Family Room
Table | Incandescent |  | Standard A Lamp | 1 | 60 | Family Room
Floor lamp | Incandescent |  | Reflector | 1 | 75 | Family Room
Track | Incandescent |  | Reflector | 2 | 60 | Family Room
Ceiling Fixture | Incandescent |  | Standard A Lamp | 1 | 60 | Laundry Room
Wall Mount | Incandescent |  | Standard A Lamp | 2 | 60 | Laundry Room
Wall Mount | Incandescent |  | Standard A Lamp | 1 | 60 | Dining Room
Garage door opener | Incandescent |  | Standard A Lamp | 2 | 60 | Garage
Ceiling Fixture | Incandescent |  | Standard A Lamp | 1 | 60 | Garage
Ceiling Fixture | Linear Fluorescent | 48 | T-12 | 2 | 40 | Garage
Table | Incandescent |  | Standard A Lamp | 1 | 100 | Living Room
Floor lamp | Incandescent |  | Standard A Lamp | 1 | 100 | Living Room
Table | Compact Fluorescent |  | A shape bulb | 1 | 15 | Living Room
Ceiling Fixture | Linear Fluorescent | 48 | T-12 | 4 | 40 | Kitchen
Ceiling Fixture | Incandescent |  | Standard A Lamp | 4 | 60 | Hall
Wall Mount | Incandescent |  | Standard A Lamp | 3 | 60 | Bathroom
Ceiling Fan | Incandescent |  | Standard A Lamp | 4 | 60 | Master Bedroom
Table | Incandescent |  | Standard A Lamp | 1 | 100 | Master Bedroom
Floor lamp | Linear Fluorescent | 48 | T-4 | 1 | 20 | Master Bedroom
Wall Mount | Incandescent |  | Mini base | 4 | 60 | Bathroom
Ceiling Fixture | Incandescent |  | Standard A Lamp | 2 | 60 | Hall
Ceiling Fan | Incandescent |  | Standard A Lamp | 2 | 60 | Bedroom
Table | Incandescent |  | 3-Way Incandescent | 1 | 100 | Bedroom
Floor lamp | Compact Fluorescent |  | Twist | 2 | 13 | Living Room
Wall Mount | Compact Fluorescent |  | Twist | 1 | 15 | Hall
Ceiling Fixture | Compact Fluorescent |  | Twist | 1 | 15 | Kitchen
Ceiling Fixture | Compact Fluorescent |  | Twist | 3 | 15 | Kitchen
Wall Mount | Compact Fluorescent |  | Twist | 1 | 15 | Hall
Ceiling Fixture | Compact Fluorescent |  | Twist | 1 | 15 | Laundry Room
Ceiling Fixture | Compact Fluorescent |  | Twist | 1 | 15 | Bedroom
Ceiling Fixture | Compact Fluorescent |  | Twist | 1 | 15 | Bathroom
Ceiling Fixture | Compact Fluorescent |  | Twist | 2 | 15 | Closet
Ceiling Fixture | Compact Fluorescent |  | Twist | 1 | 15 | Closet
Ceiling Fixture | Compact Fluorescent |  | Twist | 1 | 15 | Other
Ceiling Fixture | Compact Fluorescent |  | Twist | 3 | 15 | Dining Room
Wall Mount | Linear Fluorescent | 12 | T-12 | 1 | 15 | Bathroom
Ceiling Fixture | Compact Fluorescent |  | Twist | 2 | 13 | Bedroom
Table | Compact Fluorescent |  | Twist | 1 | 15 | Bedroom
Ceiling Fixture | Compact Fluorescent |  | Twist | 2 | 15 | Bedroom
Table | Compact Fluorescent |  | Twist | 1 | 15 | Bedroom
Table | Incandescent |  | Standard A Lamp | 1 | 25 | Bedroom
Floor lamp | Compact Fluorescent |  | Twist | 1 | 15 | Bedroom
Table | Compact Fluorescent |  | Twist | 1 | 15 | Family Room
Wall Mount | Incandescent |  | Globe | 1 | 40 | Hall
Floor lamp | Incandescent |  | 3-Way Incandescent | 1 | 100 | Bedroom
Wall Mount | Incandescent |  | Standard A Lamp | 2 | 60 | Bathroom
Ceiling Fixture | Incandescent |  | Standard A Lamp | 1 | 75 | Bedroom
Ceiling Fixture | Incandescent |  | Decorative | 2 | 40 | Bedroom
Ceiling Fixture | Incandescent |  | Standard A Lamp | 1 | 60 | Other
Wall Mount | Incandescent |  | Standard A Lamp | 1 | 60 | Other
Ceiling Fixture | Compact Fluorescent |  | A shape bulb | 1 | 14 | Bathroom
Wall Mount | Incandescent |  | Standard A Lamp | 3 | 60 | Bathroom
Ceiling Fixture | Incandescent |  | Standard A Lamp | 2 | 40 | Bedroom
Wall Mount | Incandescent |  | Standard A Lamp | 2 | 60 | Bedroom
Table | Linear Fluorescent | 18 | T-8 | 1 | 15 | Bedroom
Chandelier (Hanging) | Incandescent |  | Decorative | 7 | 40 | Other
Floor lamp | Compact Fluorescent |  | Twist | 3 | 13 | Family Room
Ceiling Fixture | Compact Fluorescent |  | Twist | 3 | 13 | Kitchen
Ceiling Fixture | Linear Fluorescent | 18 | T-8 | 1 | 15 | Kitchen
Chandelier (Hanging) | Incandescent |  | Standard A Lamp | 1 | 60 | Kitchen
Ceiling Fixture | Incandescent |  | Standard A Lamp | 1 | 100 | Other
Ceiling Fixture | Linear Fluorescent | 48 | T-12 | 2 | 40 | Other
Ceiling Fixture | Compact Fluorescent |  | Twist | 1 | 22 | Other
Wall Mount | Incandescent |  | Globe | 3 | 40 | Bathroom
Ceiling Fixture | Compact Fluorescent |  | Twist | 2 | 15 | Bathroom
Wall Mount | Incandescent |  | Mini base | 1 | 25 | Bedroom
Ceiling Fixture | Compact Fluorescent |  | Twist | 1 | 15 | Bedroom
Table | Incandescent |  | Decorative | 1 | 25 | Dining Room
Ceiling Fixture | Incandescent |  | Standard A Lamp | 1 | 60 | Hall
Ceiling Fixture | Compact Fluorescent |  | Twist | 2 | 15 | Kitchen
Floor lamp | Incandescent |  | 3-Way Incandescent | 1 | 150 | Laundry Room
Chandelier (Hanging) | Compact Fluorescent |  | Twist | 1 | 15 | Laundry Room
Wall Mount | Compact Fluorescent |  | Twist | 2 | 13 | Bathroom
Ceiling Fixture | Incandescent |  | Standard A Lamp | 1 | 40 | Bedroom
Table | Incandescent |  | Clear | 1 | 100 | Bedroom
Table | Incandescent |  | Colored | 1 | 150 | Bedroom
Ceiling Fixture | Incandescent |  | Standard A Lamp | 1 | 100 | Garage
Garage door opener | Incandescent |  | Standard A Lamp | 2 | 60 | Garage
Ceiling Fixture | Compact Fluorescent |  | Pin base | 1 | 15 | Garage
Ceiling Fixture | Incandescent |  | Standard A Lamp | 1 | 60 | Hall
Ceiling Fixture | Compact Fluorescent |  | Twist | 1 | 15 | Hall
Ceiling Fixture | Compact Fluorescent |  | Pin base | 1 | 22 | Kitchen
Ceiling Fixture | Incandescent |  | Standard A Lamp | 1 | 40 | Kitchen
Wall Mount | Incandescent |  | Reflector | 2 | 60 | Kitchen
Floor lamp | Compact Fluorescent |  | Straight Tube | 1 | 27 | Living Room
Table | Compact Fluorescent |  | Twist | 1 | 13 | Living Room
Ceiling Fixture | Compact Fluorescent |  | Twist | 1 | 15 | Living Room
Ceiling Fixture | Compact Fluorescent |  | Twist | 1 | 15 | Office
Table | Incandescent |  | Reflector | 1 | 65 | Office
Table | Compact Fluorescent |  | Twist | 1 | 20 | Office
Table | Incandescent |  | Clear | 1 | 60 | Office
Table | Compact Fluorescent |  | Twist | 2 | 13 | Office
Table | Compact Fluorescent |  | Straight Tube | 1 | 27 | Office
Wall Mount | Compact Fluorescent |  | Twist | 6 | 13 | Bathroom
Recessed Can | Compact Fluorescent |  | Flood | 1 | 26 | Hall
Ceiling Fixture | Compact Fluorescent |  | Twist | 1 | 13 | Hall
Ceiling Fixture | Incandescent |  | Standard A Lamp | 1 | 60 | Family Room
Table | Incandescent |  | Standard A Lamp | 1 | 60 | Family Room
Ceiling Fixture | Incandescent |  | Standard A Lamp | 1 | 60 | Bathroom
Ceiling Fixture | Compact Fluorescent |  | Twist | 1 | 23 | Bathroom
Ceiling Fixture | Compact Fluorescent |  | Twist | 2 | 13 | Bathroom
Ceiling Fixture | Compact Fluorescent |  | Twist | 2 | 13 | Bedroom
Table | Incandescent |  | Standard A Lamp | 1 | 60 | Bedroom
Table | Incandescent |  | Standard A Lamp | 1 | 25 | Bedroom
Ceiling Fixture | Incandescent |  | Standard A Lamp | 2 | 60 | Bedroom
Table | Compact Fluorescent |  | Twist | 1 | 13 | Bedroom
Chandelier (Hanging) | Incandescent |  | Decorative | 6 | 40 | Dining Room
Table | Compact Fluorescent |  | Twist | 1 | 23 | Family Room
Table | Compact Fluorescent |  | Twist | 1 | 13 | Family Room
Floor lamp | Incandescent |  | 3-Way Incandescent | 1 | 100 | Family Room
Ceiling Fixture | Incandescent |  | Standard A Lamp | 1 | 60 | Garage
Ceiling Fixture | Compact Fluorescent |  | Twist | 1 | 15 | Garage
Ceiling Fixture | Linear Fluorescent | 48 | T-12 | 2 | 40 | Garage
Ceiling Fixture | Compact Fluorescent |  | Twist | 2 | 13 | Hall
Ceiling Fixture | Compact Fluorescent |  | Twist | 2 | 13 | Hall
Ceiling Fixture | Incandescent |  | Standard A Lamp | 1 | 60 | Hall
Ceiling Fixture | Compact Fluorescent |  | Twist | 2 | 14 | Kitchen
Other | Incandescent |  | Reflector | 2 | 40 | Kitchen
Ceiling Fixture | Compact Fluorescent |  | Twist | 1 | 14 | Laundry Room
Ceiling Fixture | Compact Fluorescent |  | Twist | 2 | 13 | Office
Chandelier (Hanging) | Compact Fluorescent |  | Twist | 3 | 14 | Other
Ceiling Fixture | Incandescent |  | Standard A Lamp | 1 | 60 | Other
Table | Linear Fluorescent | 18 | T-8 | 2 | 15 | Other
Ceiling Fixture | Incandescent |  | Standard A Lamp | 1 | 60 | Other
Wall Mount | Incandescent |  | Clear | 2 | 60 | Bathroom
Wall Mount | Incandescent |  | Standard A Lamp | 2 | 60 | Bathroom
Recessed - other | Incandescent |  | Heat Lamp | 1 | 250 | Bathroom
Ceiling Fixture | Compact Fluorescent |  | Twist | 2 | 15 | Bedroom
Chandelier (Hanging) | Incandescent |  | Decorative | 5 | 25 | Dining Room
Garage door opener | Incandescent |  | Standard A Lamp | 1 | 60 | Garage
Recessed Can | Compact Fluorescent |  | Reflector | 1 | 22 | Hall
Recessed Can | Compact Fluorescent |  | Reflector | 1 | 22 | Kitchen
Ceiling Fixture | Compact Fluorescent |  | Twist | 1 | 15 | Bedroom
Ceiling Fixture | Compact Fluorescent |  | Twist | 2 | 15 | Hall
Floor lamp | Compact Fluorescent |  | Twist | 2 | 15 | Living Room
Wall Mount | Incandescent |  | Clear | 3 | 60 | Bathroom
Recessed Can | Compact Fluorescent |  | Reflector | 1 | 22 | Bathroom
Ceiling Fixture | Compact Fluorescent |  | Twist | 2 | 15 | Master Bedroom
Table | Incandescent |  | Standard A Lamp | 1 | 60 | Master Bedroom
Recessed Can | Compact Fluorescent |  | Reflector |  | 22 | Hall
Ceiling Fixture | Incandescent |  | Standard A Lamp | 2 | 60 | Bedroom
Table | Incandescent |  | Standard A Lamp | 1 | 60 | Bedroom
Table | Compact Fluorescent |  | Twist | 1 | 13 | Bedroom
Other | Incandescent |  | Standard A Lamp | 3 | 60 | Bedroom
Ceiling Fan | Incandescent |  | Heat Lamp | 2 | 250 | Bathroom
Chandelier (Hanging) | Compact Fluorescent |  | Twist | 1 | 15 | Bathroom
Ceiling Fixture | Incandescent |  | Globe | 3 | 60 | Dining Room
Table | Incandescent |  | Standard A Lamp | 1 | 60 | Dining Room
Chandelier (Hanging) | Incandescent |  | Decorative | 5 | 40 | Dining Room
Table | Incandescent |  | 3-Way Incandescent | 1 | 150 | Family Room
Floor lamp | Incandescent |  | 3-Way Incandescent | 1 | 150 | Family Room
High bay | Linear Fluorescent | 84 | T-12 | 2 | 40 | Garage
High bay | Linear Fluorescent | 48 | T-12 | 2 | 40 | Garage
Table | Incandescent |  | 3-Way Incandescent | 1 | 150 | Bedroom
Floor lamp | Incandescent |  | 3-Way Incandescent | 1 | 150 | Bedroom
Table | Incandescent |  | Standard A Lamp | 1 | 25 | Bedroom
Table | Incandescent |  | Standard A Lamp | 1 | 100 | Bedroom
Table | Compact Fluorescent |  | Twist | 1 | 13 | Bedroom
Ceiling Fixture | Incandescent |  | Standard A Lamp | 2 | 60 | Bedroom
Ceiling Fixture | Incandescent |  | Standard A Lamp | 2 | 40 | Hall
Table | Compact Fluorescent |  | Twist | 1 | 13 | Hall
Ceiling Fixture | Incandescent |  | Standard A Lamp | 3 | 60 | Hall
Low bay | Linear Fluorescent | 48 | T-12 | 2 | 40 | Kitchen
Ceiling Fixture | Incandescent |  | Clear | 1 | 100 | Laundry Room
Table | Incandescent |  | Decorative | 3 | 40 | Living Room
Ceiling Fixture | Compact Fluorescent |  | Twist | 1 | 20 | Bathroom
Chandelier (Hanging) | Compact Fluorescent |  | Twist | 1 | 20 | Bathroom
Ceiling Fan | Incandescent |  | Heat Lamp | 2 | 250 | Bathroom
Recessed Can | Incandescent |  | Standard A Lamp | 1 | 40 | Bathroom
Table | Incandescent |  | Standard A Lamp | 1 | 15 | Master Bedroom
Table | Incandescent |  | 3-Way Incandescent | 1 | 150 | Master Bedroom
Ceiling Fixture | Compact Fluorescent |  | Twist | 2 | 13 | Office
Floor lamp | Incandescent |  | 3-Way Incandescent | 1 | 150 | Office
Table | Halogen |  | MR | 1 | 20 | Office
Table | Incandescent |  | Standard A Lamp | 1 | 100 | Office
Chandelier (Hanging) | Incandescent |  | Decorative | 1 | 60 | Bathroom
Wall Mount | Incandescent |  | Mini base | 1 | 4 | Bathroom
Chandelier (Hanging) | Incandescent |  | Standard A Lamp | 2 | 50 | Bathroom
Ceiling Fixture | Incandescent |  | Standard A Lamp | 2 | 60 | Bathroom
Ceiling Fixture | Compact Fluorescent |  | Twist | 1 | 23 | Bathroom
Ceiling Fan | Incandescent |  | Decorative | 4 | 240 | Dining Room
Table | Incandescent |  | Other | 1 | 20 | Living Room
Torchiere | Halogen |  | Quartz Tube | 1 | 300 | Living Room
Ceiling Fixture | Incandescent |  | Standard A Lamp | 1 | 60 | Living Room
Table | Incandescent |  | 3-Way Incandescent | 1 | 150 | Living Room
Table | Incandescent |  | Mini base | 1 | 25 | Living Room
Wall Mount | Linear Fluorescent | 16 | T-8 | 1 | 11 | Closet
Ceiling Fixture | Incandescent |  | Standard A Lamp | 1 | 60 | Garage
Ceiling Fixture | Incandescent |  | Standard A Lamp | 1 | 100 | Garage
Wall Mount | Incandescent |  | Standard A Lamp | 1 | 60 | Garage
Ceiling Fixture | Compact Fluorescent |  | Twist | 1 | 23 | Garage
Garage door opener | Incandescent |  | Standard A Lamp | 1 | 60 | Garage
Ceiling Fixture | Incandescent |  | Standard A Lamp | 1 | 75 | Hall
Ceiling Fixture | Linear Fluorescent | 48 | T-12 | 2 | 40 | Kitchen
Ceiling Fixture | Incandescent |  | Standard A Lamp | 1 | 60 | Kitchen
Other | Incandescent |  | Standard A Lamp | 1 | 60 | Kitchen
Ceiling Fixture | Incandescent |  | Standard A Lamp | 1 | 60 | Bathroom
Wall Mount | Incandescent |  | Mini base | 1 | 4 | Bathroom
Ceiling Fixture | Incandescent |  | Standard A Lamp | 1 | 60 | Master Bedroom
Table | Incandescent |  | Mini base | 1 | 25 | Master Bedroom
Table | Incandescent |  | Clear | 1 | 60 | Master Bedroom
Table | Incandescent |  | Mini base | 3 | 60 | Master Bedroom
Ceiling Fixture | Compact Fluorescent |  | Twist | 2 | 23 | Master Bedroom
Torchiere | Compact Fluorescent |  | Twist | 1 | 23 | Office
Ceiling Fixture | Incandescent |  | Standard A Lamp | 2 | 60 | Office
Ceiling Fixture | Incandescent |  | Standard A Lamp | 1 | 75 | Office
Wall Mount | Incandescent |  | Mini base | 1 | 4 | Office
Wall Mount | Compact Fluorescent |  | Twist | 3 | 13 | Bathroom
Ceiling Fixture | Compact Fluorescent |  | Twist | 1 | 15 | Closet
Chandelier (Hanging) | Compact Fluorescent |  | Twist | 3 | 15 | Dining Room
Ceiling Fixture | Linear Fluorescent | 48 | T-12 | 2 | 40 | Garage
Recessed Can | Compact Fluorescent |  | Reflector | 1 | 22 | Kitchen
Wall Mount | Incandescent |  | Globe | 4 | 40 | Bathroom
Chandelier (Hanging) | Incandescent |  | Clear | 1 | 60 | Bedroom
Table | Incandescent |  | Standard A Lamp | 2 | 60 | Bedroom
Recessed Can | Incandescent |  | Reflector | 1 | 65 | Family Room
Recessed Can | Incandescent |  | Reflector | 1 | 65 | Hall
Ceiling Fixture | Linear Fluorescent | 24 | T-5 | 1 | 16 | Office
Chandelier (Hanging) | Compact Fluorescent |  | Twist | 1 | 13 | Other
Table | Compact Fluorescent |  | A shape bulb | 4 | 13 | Living Room
Wall Mount | Compact Fluorescent |  | Twist | 3 | 13 | Bathroom
Ceiling Fan | Incandescent |  | Clear | 4 | 25 | Master Bedroom
Ceiling Fixture | Linear Fluorescent | 48 | T-12 | 2 | 40 | Other
Chandelier (Hanging) | Compact Fluorescent |  | Mini base | 5 | 7 | Hall
Wall Mount | Compact Fluorescent |  | Twist | 3 | 15 | Bathroom
Wall Mount | Compact Fluorescent |  | Twist | 2 | 15 | Bathroom
Ceiling Fixture | Compact Fluorescent |  | Twist | 2 | 15 | Office
Ceiling Fixture | Compact Fluorescent |  | Twist | 2 | 15 | Bedroom
Ceiling Fixture | Compact Fluorescent |  | Twist | 1 | 15 | Bedroom
Chandelier (Hanging) | Compact Fluorescent |  | Twist | 5 | 15 | Dining Room
Ceiling Fixture | Compact Fluorescent |  | Twist | 1 | 15 | Garage
Garage door opener | Incandescent |  | Standard A Lamp | 1 | 60 | Garage
Ceiling Fixture | Compact Fluorescent |  | Twist | 2 | 15 | Hall
Recessed Can | Compact Fluorescent |  | Twist | 1 | 15 | Hall
Recessed Can | Incandescent |  | Reflector | 1 | 65 | Hall
Chandelier (Hanging) | Compact Fluorescent |  | Twist | 2 | 15 | Kitchen
Recessed Can | Compact Fluorescent |  | Twist | 1 | 15 | Kitchen
Ceiling Fixture | Compact Fluorescent |  | Twist | 2 | 15 | Laundry Room
Torchiere | Halogen |  | Quartz Tube | 1 | 50 | Living Room
Recessed Can | Incandescent |  | Reflector | 1 | 65 | Bedroom
Wall Mount | Incandescent |  | Standard A Lamp | 2 | 60 | Bedroom
Ceiling Fixture | Compact Fluorescent |  | Twist | 2 | 15 | Master Bedroom
Ceiling Fixture | Compact Fluorescent |  | Twist | 2 | 15 | Hall
Chandelier (Hanging) | Incandescent |  | Decorative | 4 | 40 | Dining Room
Wall Mount | Incandescent |  | Standard A Lamp | 5 | 75 | Bathroom
Ceiling Fixture | Incandescent |  | Mini base | 4 | 60 | Bedroom
Ceiling Fixture | Incandescent |  | Standard A Lamp | 1 | 60 | Laundry Room
Ceiling Fixture | Incandescent |  | Standard A Lamp | 1 | 60 | Laundry Room
Ceiling Fixture | Incandescent |  | Standard A Lamp | 1 | 60 | Other
Ceiling Fixture | Linear Fluorescent | 40 | Fluorescent Unknown | 2 | 32 | Other
Ceiling Fixture | Compact Fluorescent |  | Flood | 1 | 15 | Other
Ceiling Fixture | Compact Fluorescent |  | Flood | 1 | 15 | Other
Ceiling Fixture | Incandescent |  | Standard A Lamp | 3 | 60 | Family Room
Chandelier (Hanging) | Incandescent |  | Decorative | 4 | 40 | Family Room
Ceiling Fixture | Incandescent |  | Standard A Lamp | 1 | 60 | Hall
Ceiling Fan | Compact Fluorescent |  | Twist | 2 | 15 | Kitchen
Recessed Can | Compact Fluorescent |  | Flood | 1 | 15 | Kitchen
Recessed Can | Compact Fluorescent |  | Flood | 1 | 22 | Kitchen
Chandelier (Hanging) | Incandescent |  | Decorative | 5 | 25 | Kitchen
Floor lamp | Incandescent |  | Standard A Lamp | 1 | 60 | Living Room
Ceiling Fixture | Incandescent |  | Standard A Lamp | 1 | 75 | Closet
Wall Mount | Incandescent |  | Standard A Lamp | 1 | 75 | Bathroom
Wall Mount | Compact Fluorescent |  | A shape bulb | 1 | 15 | Bathroom
Wall Mount | Compact Fluorescent |  | A shape bulb | 1 | 15 | Bathroom
Chandelier (Hanging) | Incandescent |  | Standard A Lamp | 2 | 75 | Master Bedroom
Table | Incandescent |  | Standard A Lamp | 1 | 50 | Master Bedroom
Ceiling Fixture | Incandescent |  | Mini base | 4 | 25 | Bathroom
Ceiling Fixture | Incandescent |  | Standard A Lamp | 1 | 40 | Bathroom
Low bay | Linear Fluorescent | 96 | T-12 | 2 | 60 | Other
Low bay | Linear Fluorescent | 48 | T-12 | 2 | 40 | Other
Ceiling Fixture | Incandescent |  | Globe | 1 | 75 | Other
Ceiling Fixture | Incandescent |  | Mini base | 4 | 60 | Hall
Table | Incandescent |  | Standard A Lamp | 1 | 75 | Office
Floor lamp | Incandescent |  | 3-Way Incandescent | 1 | 200 | Office
Table | Incandescent |  | Standard A Lamp | 1 | 75 | Office
Ceiling Fixture | Incandescent |  | Standard A Lamp | 2 | 55 | Bathroom
Ceiling Fixture | Incandescent |  | Standard A Lamp | 2 | 60 | Bedroom
Ceiling Fixture | Incandescent |  | Standard A Lamp | 2 | 75 | Bedroom
Ceiling Fixture | Incandescent |  | Standard A Lamp | 1 | 60 | Hall
Chandelier (Hanging) | Incandescent |  | Standard A Lamp | 1 | 60 | Other
Ceiling Fixture | Compact Fluorescent |  | Twist | 2 | 15 | Bathroom
Ceiling Fixture | Compact Fluorescent |  | Twist | 1 | 15 | Office
Floor lamp | Incandescent |  | Standard A Lamp | 1 | 100 | Office
Ceiling Fixture | Incandescent |  | Standard A Lamp | 1 | 40 | Closet
Ceiling Fixture | Incandescent |  | Standard A Lamp | 1 | 75 | Other
Ceiling Fixture | Linear Fluorescent | 48 | T-4 | 2 | 32 | Other
Ceiling Fixture | Linear Fluorescent | 48 | T-12 | 2 | 40 | Other
Ceiling Fixture | Linear Fluorescent | 48 | T-12 | 2 | 40 | Garage
Ceiling Fixture | Linear Fluorescent | 48 | T-8 | 2 | 32 | Garage
Ceiling Fixture | Compact Fluorescent |  | Pin base | 1 | 15 | Bedroom
Floor lamp | Compact Fluorescent |  | Pin base | 1 | 15 | Bedroom
Chandelier (Hanging) | Incandescent |  | Decorative | 5 | 40 | Living Room
Ceiling Fixture | Compact Fluorescent |  | Twist | 2 | 15 | Kitchen
Ceiling Fixture | Compact Fluorescent |  | A shape bulb | 1 | 15 | Kitchen
Other | Incandescent |  | Standard A Lamp | 1 | 75 | Kitchen
Ceiling Fixture | Compact Fluorescent |  | Twist | 1 | 15 | Bathroom
Ceiling Fixture | Halogen |  | PAR | 3 | 50 | Hall
Ceiling Fixture | Compact Fluorescent |  | Twist | 1 | 15 | Bedroom
Table | Compact Fluorescent |  | A shape bulb | 1 | 15 | Bedroom
Ceiling Fixture | Incandescent |  | Standard A Lamp | 1 | 100 | Closet
Ceiling Fixture | Compact Fluorescent |  | Twist | 3 | 15 | Bedroom
Ceiling Fixture | Incandescent |  | Standard A Lamp | 1 | 60 | Other
Ceiling Fixture | Compact Fluorescent |  | Twist | 1 | 15 | Other
Ceiling Fixture | Compact Fluorescent |  | Twist | 2 | 15 | Bathroom
Wall Mount | Incandescent |  | Decorative | 1 | 5 | Bathroom
Ceiling Fixture | Incandescent |  | Clear | 2 | 40 | Bathroom
Ceiling Fixture | Incandescent |  | Clear | 1 | 40 | Bathroom
Wall Mount | Incandescent |  | Decorative | 3 | 25 | Bedroom
Wall Mount | Incandescent |  | Decorative | 1 | 25 | Bedroom
Wall Mount | Compact Fluorescent |  | Twist | 2 | 15 | Closet
Ceiling Fan | Incandescent |  | Standard A Lamp | 2 | 60 | Dining Room
Wall Mount | Incandescent |  | Decorative | 3 | 25 | Dining Room
Table | Incandescent |  | Standard A Lamp | 1 | 25 | Dining Room
Table | Incandescent |  | Standard A Lamp | 1 | 60 | Dining Room
Ceiling Fixture | Compact Fluorescent |  | Twist | 1 | 15 | Garage
Ceiling Fixture | Linear Fluorescent | 40 | T-12 | 2 | 32 | Garage
Ceiling Fixture | Compact Fluorescent |  | Twist | 1 | 15 | Kitchen
Ceiling Fixture | Compact Fluorescent |  | Twist | 2 | 15 | Kitchen
Ceiling Fan | Incandescent |  | Standard A Lamp | 2 | 60 | Living Room
Torchiere | Compact Fluorescent |  | Twist | 1 | 15 | Living Room
Ceiling Fan | Incandescent |  | Standard A Lamp | 2 | 60 | Office
Table | Incandescent |  | Standard A Lamp | 1 | 60 | Office
Ceiling Fan | Incandescent |  | Clear | 4 | 25 | Hall
Ceiling Fixture | Compact Fluorescent |  | Twist | 1 | 15 | Bedroom
Table | Incandescent |  | Standard A Lamp | 1 | 75 | Bedroom
Table | Incandescent |  | Standard A Lamp | 1 | 25 | Bedroom
Ceiling Fixture | Incandescent |  | Standard A Lamp | 1 | 60 | Other
Ceiling Fixture | Linear Fluorescent | 48 | T-12 | 2 | 40 | Other
Chandelier (Hanging) | Incandescent |  | Decorative | 4 | 40 | Bedroom
Table | Compact Fluorescent |  | Twist | 1 | 28 | Bedroom
Table | Incandescent |  | Standard A Lamp | 1 | 100 | Bedroom
Ceiling Fixture | Incandescent |  | Decorative | 1 | 40 | Bedroom
Wall Mount | Incandescent |  | 3-Way Incandescent | 1 | 75 | Bedroom
Chandelier (Hanging) | Incandescent |  | Decorative | 1 | 40 | Bedroom
Ceiling Fixture | Compact Fluorescent |  | Twist | 3 | 15 | Other
Floor lamp | Incandescent |  | Standard A Lamp | 3 | 60 | Family Room
Torchiere | Halogen |  | Quartz Tube | 1 | 150 | Family Room
Chandelier (Hanging) | Incandescent |  | Decorative | 5 | 25 | Hall
Chandelier (Hanging) | Incandescent |  | Decorative | 4 | 25 | Kitchen
Ceiling Fixture | Compact Fluorescent |  | Twist | 1 | 15 | Kitchen
Wall Mount | Incandescent |  | Standard A Lamp | 1 | 100 | Bathroom
Ceiling Fixture | Incandescent |  | Heat Lamp | 1 | 75 | Bathroom
Chandelier (Hanging) | Incandescent |  | Decorative | 1 | 40 | Master Bedroom
Wall Mount | Incandescent |  | Decorative | 2 | 40 | Master Bedroom
Chandelier (Hanging) | Incandescent |  | Clear | 1 | 100 | Other
Wall Mount | Incandescent |  | Standard A Lamp | 1 | 100 | Other
Ceiling Fixture | Incandescent |  | Standard A Lamp | 1 | 60 | Other
Wall Mount | Incandescent |  | Decorative | 2 | 25 | Bathroom
Wall Mount | Incandescent |  | Standard A Lamp | 1 | 150 | Closet
Chandelier (Hanging) | Compact Fluorescent |  | Decorative | 3 | 7 | Dining Room
Chandelier (Hanging) | Incandescent |  | Decorative | 1 | 40 | Hall
Wall Mount | Incandescent |  | Decorative | 2 | 40 | Hall
Ceiling Fixture | Incandescent |  | Standard A Lamp | 2 | 60 | Dining Room
Wall Mount | Compact Fluorescent |  | Globe | 4 | 15 | Bathroom
Ceiling Fixture | Compact Fluorescent |  | Twist | 2 | 15 | Bedroom
Ceiling Fixture | Compact Fluorescent |  | Straight Tube | 1 | 15 | Closet
Recessed Can | Incandescent |  | Reflector | 1 | 65 | Family Room
Table | Incandescent |  | Standard A Lamp | 1 | 60 | Family Room
Floor lamp | Incandescent |  | 3-Way Incandescent | 1 | 200 | Family Room
Wall Mount | Incandescent |  | Standard A Lamp | 1 | 100 | Other
Ceiling Fixture | Compact Fluorescent |  | Globe | 1 | 22 | Hall
Ceiling Fixture | Compact Fluorescent |  | Twist | 1 | 22 | Other
Ceiling Fixture | Compact Fluorescent |  | Twist | 1 | 22 | Hall
Ceiling Fixture | Compact Fluorescent |  | Twist | 2 | 15 | Kitchen
Ceiling Fixture | Linear Fluorescent | 48 | T-12 | 2 | 40 | Laundry Room
Recessed Can | Incandescent |  | Reflector | 1 | 75 | Living Room
Table | Incandescent |  | Standard A Lamp | 1 | 60 | Living Room
Table | Compact Fluorescent |  | Twist | 1 | 15 | Living Room
Wall Mount | Incandescent |  | Standard A Lamp | 4 | 60 | Bathroom
Ceiling Fixture | Compact Fluorescent |  | Twist | 2 | 15 | Master Bedroom
Table | Incandescent |  | Decorative | 1 | 40 | Master Bedroom
Ceiling Fixture | Compact Fluorescent |  | Twist | 2 | 22 | Master Bedroom
Chandelier (Hanging) | Compact Fluorescent |  | Twist | 3 | 15 | Hall
Ceiling Fixture | Linear Fluorescent | 48 | T-12 | 2 | 40 | Other
Wall Mount | Incandescent |  | Standard A Lamp | 4 | 60 | Bathroom
Ceiling Fixture | Compact Fluorescent |  | Twist | 2 | 22 | Bedroom
Table | Incandescent |  | Standard A Lamp | 1 | 60 | Bedroom
Ceiling Fixture | Compact Fluorescent |  | Twist | 2 | 15 | Bedroom
Table | Incandescent |  | Standard A Lamp | 1 | 40 | Bedroom
Ceiling Fan | Incandescent |  | Standard A Lamp | 1 | 60 | Bathroom
Wall Mount | Incandescent |  | Globe | 3 | 40 | Bathroom
Recessed Can | Incandescent |  | Reflector | 1 | 75 | Dining Room
Ceiling Fixture | Incandescent |  | Standard A Lamp | 1 | 60 | Hall
Recessed Can | Incandescent |  | Standard A Lamp | 1 | 75 | Kitchen
Other | Incandescent |  | Standard A Lamp | 1 | 60 | Kitchen
Ceiling Fixture | Incandescent |  | Clear | 1 | 60 | Laundry Room
Recessed Can | Incandescent |  | Reflector | 1 | 75 | Living Room
Other | Halogen |  | MR | 1 | 35 | Living Room
Table | Incandescent |  | Standard A Lamp | 1 | 90 | Living Room
Torchiere | Incandescent |  | Standard A Lamp | 1 | 75 | Living Room
Ceiling Fixture | Incandescent |  | Standard A Lamp | 1 | 60 | Bathroom
Wall Mount | Incandescent |  | Decorative | 2 | 60 | Bathroom
Ceiling Fixture | Incandescent |  | Standard A Lamp | 2 | 60 | Master Bedroom
Table | Incandescent |  | Standard A Lamp | 1 | 60 | Master Bedroom
Table | Incandescent |  | Standard A Lamp | 1 | 75 | Master Bedroom
Ceiling Fixture | Incandescent |  | Standard A Lamp | 1 | 60 | Other
Ceiling Fixture | Incandescent |  | Standard A Lamp | 2 | 60 | Other
Ceiling Fixture | Incandescent |  | Standard A Lamp | 1 | 60 | Hall
Ceiling Fixture | Incandescent |  | Reflector | 1 | 75 | Bathroom
Wall Mount | Halogen |  | MR | 1 | 35 | Bathroom
Recessed - other | Incandescent |  | Reflector | 1 | 65 | Bathroom
Ceiling Fixture | Halogen |  | MR | 1 | 35 | Hall
Ceiling Fixture | Incandescent |  | Standard A Lamp | 2 | 60 | Other
Track | Halogen |  | MR | 4 | 35 | Office
Table | Compact Fluorescent |  | Twist | 1 | 19 | Office
Table | Compact Fluorescent |  | 3-Way CFL | 1 | 19 | Bedroom
Ceiling Fixture | Halogen |  | MR | 1 | 50 | Bedroom
Wall Mount | Halogen |  | Quartz Tube | 3 | 50 | Bathroom
Ceiling Fixture | Halogen |  | Quartz Tube | 1 | 50 | Bedroom
Table | Incandescent |  | Standard A Lamp | 1 | 100 | Bedroom
Wall Mount | Halogen |  | MR | 3 | 35 | Bathroom
Ceiling Fixture | Incandescent |  | Reflector | 1 | 65 | Hall
Ceiling Fixture | Incandescent |  | Standard A Lamp | 1 | 65 | Other
Ceiling Fixture | Linear Fluorescent | 48 | T-12 | 2 | 40 | Garage
Garage door opener | Incandescent |  | Standard A Lamp | 1 | 60 | Garage
Track | Halogen |  | MR | 4 | 35 | Master Bedroom
Wall Mount | Incandescent |  | 3-Way Incandescent | 2 | 100 | Master Bedroom
Ceiling Fixture | Linear Fluorescent | 48 | T-8 | 4 | 32 | Other
Ceiling Fixture | Compact Fluorescent |  | Twist | 1 | 19 | Closet
Recessed Can | Halogen |  | MR | 1 | 35 | Laundry Room
Ceiling Fixture | Incandescent |  | Reflector | 1 | 65 | Hall
Ceiling Fixture | Halogen |  | MR | 1 | 35 | Kitchen
Track | Halogen |  | MR | 4 | 35 | Kitchen
Other | Halogen |  | MR | 2 | 12 | Kitchen
Track | Halogen |  | MR | 3 | 35 | Living Room
Recessed Can | Halogen |  | MR | 1 | 35 | Living Room
Ceiling Fixture | Halogen |  | Quartz Tube | 1 | 50 | Other
Track | Halogen |  | MR | 4 | 35 | Living Room
Table | Incandescent |  | Standard A Lamp | 1 | 100 | Living Room
Table | Incandescent |  | Standard A Lamp | 1 | 60 | Living Room
Table | Compact Fluorescent |  | A shape bulb | 1 | 15 | Living Room
Ceiling Fixture | Incandescent |  | Standard A Lamp | 1 | 60 | Bedroom
Wall Mount | Incandescent |  | Globe | 3 | 40 | Bathroom
Ceiling Fixture | Incandescent |  | Standard A Lamp | 1 | 40 | Bathroom
Table | Incandescent |  | 3-Way Incandescent | 1 | 75 | Master Bedroom
Table | Incandescent |  | Standard A Lamp | 1 | 40 | Master Bedroom
Ceiling Fixture | Compact Fluorescent |  | Twist | 1 | 15 | Family Room
Ceiling Fixture | Compact Fluorescent |  | Twist | 1 | 15 | Other
Ceiling Fixture | Incandescent |  | Standard A Lamp | 2 | 60 | Hall
Ceiling Fan | Compact Fluorescent |  | A shape bulb | 2 | 15 | Dining Room
Wall Mount | Incandescent |  | Standard A Lamp | 1 | 60 | Bedroom
Ceiling Fixture | Incandescent |  | Standard A Lamp | 1 | 40 | Closet
Wall Mount | Incandescent |  | Standard A Lamp | 2 | 40 | Office
Table | Halogen |  | MR | 1 | 50 | Office
Track | Halogen |  | PAR | 5 | 50 | Kitchen
Ceiling Fixture | Compact Fluorescent |  | A shape bulb | 2 | 15 | Bathroom
Wall Mount | Compact Fluorescent |  | A shape bulb | 3 | 15 | Bathroom
Ceiling Fixture | Compact Fluorescent |  | Twist | 2 | 15 | Hall
Ceiling Fixture | Compact Fluorescent |  | Twist | 1 | 23 | Other
Table | Compact Fluorescent |  | Pin base | 1 | 13 | Other
Ceiling Fixture | Compact Fluorescent |  | Twist | 2 | 13 | Office
Table | Compact Fluorescent |  | Twist | 1 | 13 | Office
Ceiling Fixture | Compact Fluorescent |  | Twist | 3 | 23 | Kitchen
Ceiling Fixture | Compact Fluorescent |  | Twist | 1 | 23 | Kitchen
Other | Compact Fluorescent |  | Twist | 1 | 13 | Kitchen
Table | Compact Fluorescent |  | Twist | 1 | 20 | Kitchen
Ceiling Fixture | Other |  | Other | 1 | 12 | Laundry Room
Ceiling Fixture | Compact Fluorescent |  | Twist | 2 | 20 | Living Room
Table | Compact Fluorescent |  | Twist | 1 | 13 | Living Room
Floor lamp | Compact Fluorescent |  | Twist | 1 | 13 | Living Room
Ceiling Fixture | Compact Fluorescent |  | Twist | 2 | 13 | Master Bedroom
Table | Compact Fluorescent |  | Twist | 1 | 13 | Master Bedroom
Wall Mount | Compact Fluorescent |  | Twist | 2 | 13 | Bathroom
Ceiling Fixture | Compact Fluorescent |  | Twist | 1 | 13 | Hall
Ceiling Fixture | Compact Fluorescent |  | Twist | 1 | 20 | Bedroom
Table | Compact Fluorescent |  | Twist | 1 | 13 | Bedroom
Table | Compact Fluorescent |  | Twist | 1 | 23 | Bedroom
Wall Mount | Incandescent |  | Globe | 4 | 40 | Bathroom
Ceiling Fixture | Incandescent |  | Standard A Lamp | 1 | 60 | Bedroom
Ceiling Fixture | Incandescent |  | Standard A Lamp | 1 | 60 | Closet
Recessed Can | Incandescent |  | Reflector | 1 | 65 | Family Room
Ceiling Fixture | Incandescent |  | Standard A Lamp | 2 | 60 | Hall
Wall Mount | Incandescent |  | Globe | 4 | 40 | Bathroom
Ceiling Fixture | Incandescent |  | Standard A Lamp | 1 | 60 | Bedroom
Ceiling Fixture | Incandescent |  | Standard A Lamp | 1 | 60 | Bedroom
Chandelier (Hanging) | Incandescent |  | Globe | 1 | 100 | Dining Room
Ceiling Fixture | Compact Fluorescent |  | Twist | 1 | 15 | Hall
Recessed Can | Incandescent |  | Reflector | 1 | 65 | Kitchen
Ceiling Fixture | Incandescent |  | Standard A Lamp | 1 | 60 | Laundry Room
Floor lamp | Incandescent |  | Standard A Lamp | 1 | 100 | Living Room
Table | Compact Fluorescent |  | Twist | 1 | 22 | Living Room
Wall Mount | Halogen |  | Quartz Tube | 4 | 50 | Bathroom
Ceiling Fan | Compact Fluorescent |  | Twist | 3 | 15 | Bedroom
Chandelier (Hanging) | Incandescent |  | Standard A Lamp | 4 | 60 | Hall
Wall Mount | Incandescent |  | Globe | 6 | 40 | Bathroom
Recessed Can | Incandescent |  | Reflector | 1 | 65 | Bedroom
Table | Compact Fluorescent |  | Twist | 1 | 15 | Bedroom
Recessed Can | Incandescent |  | Reflector | 1 | 65 | Family Room
Ceiling Fixture | Compact Fluorescent |  | Twist | 1 | 15 | Closet
Recessed Can | Compact Fluorescent |  | Reflector | 1 | 22 | Bedroom
Recessed Can | Compact Fluorescent |  | Reflector | 1 | 22 | Bedroom
Recessed Can | Compact Fluorescent |  | Reflector | 1 | 22 | Closet
Chandelier (Hanging) | Incandescent |  | Mini base | 6 | 40 | Dining Room
Ceiling Fixture | Linear Fluorescent | 48 | T-12 | 2 | 40 | Garage
Garage door opener | Incandescent |  | Standard A Lamp | 1 | 60 | Garage
Recessed Can | Incandescent |  | Reflector | 1 | 65 | Hall
Recessed Can | Compact Fluorescent |  | Reflector | 1 | 22 | Kitchen
Ceiling Fixture | Incandescent |  | Standard A Lamp | 1 | 60 | Laundry Room
Floor lamp | Compact Fluorescent |  | Mini base | 3 | 7 | Living Room
Wall Mount | Compact Fluorescent |  | Globe | 6 | 15 | Bathroom
Table | Incandescent |  | Decorative | 1 | 25 | Master Bedroom
Recessed Can | Incandescent |  | Reflector | 1 | 65 | Hall
Ceiling Fan | Compact Fluorescent |  | Twist | 1 | 15 | Bedroom
Ceiling Fan | Compact Fluorescent |  | Twist | 1 | 15 | Bedroom
Ceiling Fan | Compact Fluorescent |  | Twist | 2 | 15 | Dining Room
Ceiling Fixture | Compact Fluorescent |  | Twist | 1 | 22 | Garage
Garage door opener | Incandescent |  | Standard A Lamp | 1 | 60 | Garage
Ceiling Fixture | Compact Fluorescent |  | Twist | 1 | 15 | Hall
Ceiling Fixture | Compact Fluorescent |  | Twist | 2 | 15 | Hall
Recessed Can | Compact Fluorescent |  | Reflector | 1 | 22 | Kitchen
Ceiling Fan | Compact Fluorescent |  | Twist | 1 | 15 | Family Room
Table | Compact Fluorescent |  | Twist | 1 | 15 | Living Room
Ceiling Fixture | Compact Fluorescent |  | Twist | 1 | 22 | Bathroom
Recessed - other | Incandescent |  | Heat Lamp | 1 | 250 | Bathroom
Ceiling Fan | Compact Fluorescent |  | Twist | 1 | 15 | Master Bedroom
Ceiling Fixture | Compact Fluorescent |  | Twist | 1 | 15 | Hall
Wall Mount | Compact Fluorescent |  | Globe | 4 | 13 | Bathroom
Recessed Can | Incandescent |  | Reflector | 1 | 65 | Living Room
Ceiling Fixture | Incandescent |  | Standard A Lamp | 1 | 60 | Bedroom
Torchiere | Incandescent |  | Standard A Lamp | 2 | 60 | Bedroom
Wall Mount | Incandescent |  | Standard A Lamp | 3 | 100 | Bathroom
Ceiling Fixture | Incandescent |  | Standard A Lamp | 1 | 60 | Closet
Ceiling Fixture | Incandescent |  | Standard A Lamp | 1 | 60 | Garage
Recessed Can | Incandescent |  | Reflector | 1 | 65 | Kitchen
Wall Mount | Incandescent |  | Globe | 2 | 60 | Bathroom
Recessed Can | Incandescent |  | Reflector | 1 | 65 | Hall
Wall Mount | Incandescent |  | Clear | 1 | 25 | Hall
Ceiling Fixture | Incandescent |  | Standard A Lamp | 1 | 60 | Family Room
Ceiling Fixture | Incandescent |  | Standard A Lamp | 1 | 60 | Bedroom
Wall Mount | Incandescent |  | Globe | 1 | 40 | Bathroom
Wall Mount | Linear Fluorescent | 48 | T-12 | 1 | 40 | Laundry Room
Ceiling Fixture | Incandescent |  | Standard A Lamp | 1 | 60 | Hall
Recessed Can | Incandescent |  | Reflector | 1 | 90 | Living Room
Table | Compact Fluorescent |  | Twist | 2 | 15 | Living Room
Floor lamp | Compact Fluorescent |  | Twist | 1 | 22 | Living Room
Ceiling Fixture | Compact Fluorescent |  | Twist | 1 | 15 | Laundry Room
Recessed Can | Incandescent |  | Reflector | 1 | 65 | Bedroom
Other | Incandescent |  | Mini base | 1 | 40 | Bedroom
Recessed Can | Incandescent |  | Reflector | 1 | 65 | Bedroom
Table | Halogen |  | PAR | 1 | 50 | Bedroom
Wall Mount | Linear Fluorescent | 48 | T-12 | 1 | 40 | Bathroom
Ceiling Fixture | Compact Fluorescent |  | Twist | 1 | 15 | Bathroom
Recessed Can | Incandescent |  | Reflector | 1 | 65 | Family Room
Ceiling Fixture | Compact Fluorescent |  | Twist | 1 | 15 | Family Room
Ceiling Fixture | Compact Fluorescent |  | Twist | 1 | 22 | Garage
Garage door opener | Incandescent |  | Standard A Lamp | 2 | 40 | Garage
Ceiling Fixture | Compact Fluorescent |  | Twist | 1 | 15 | Bedroom
Ceiling Fixture | Compact Fluorescent |  | Twist | 1 | 15 | Closet
Ceiling Fixture | Linear Fluorescent | 48 | T-12 | 2 | 40 | Office
Recessed Can | Compact Fluorescent |  | Reflector | 1 | 22 | Master Bedroom
Floor lamp | Compact Fluorescent |  | Twist | 1 | 15 | Master Bedroom
Floor lamp | Halogen |  | MR | 1 | 50 | Master Bedroom
Recessed Can | Incandescent |  | Reflector | 1 | 65 | Dining Room
Recessed Can | Compact Fluorescent |  | Reflector | 1 | 22 | Bathroom
Ceiling Fixture | Compact Fluorescent |  | Twist | 1 | 15 | Bathroom
Ceiling Fixture | Linear Fluorescent | 48 | T-12 | 2 | 40 | Closet
Recessed Can | Incandescent |  | Reflector | 1 | 65 | Hall
Table | Compact Fluorescent |  | Twist | 1 | 15 | Bathroom
Recessed Can | Incandescent |  | Reflector | 1 | 65 | Bedroom
Recessed Can | Incandescent |  | Reflector | 1 | 60 | Bathroom
Recessed Can | Incandescent |  | Reflector | 1 | 65 | Kitchen
Ceiling Fixture | Compact Fluorescent |  | Twist | 1 | 15 | Hall
Ceiling Fixture | Incandescent |  | Standard A Lamp | 1 | 57 | Bathroom
Recessed Can | Compact Fluorescent |  | Twist | 1 | 13 | Bathroom
Wall Mount | Compact Fluorescent |  | Twist | 1 | 23 | Bathroom
Ceiling Fan | Incandescent |  | Standard A Lamp | 1 | 60 | Bedroom
Table | Compact Fluorescent |  | Twist | 1 | 13 | Bedroom
Table | Incandescent |  | 3-Way Incandescent | 1 | 100 | Bedroom
Ceiling Fixture | Compact Fluorescent |  | Twist | 3 | 13 | Bedroom
Ceiling Fixture | Compact Fluorescent |  | Twist | 1 | 13 | Closet
Recessed Can | Incandescent |  | Reflector | 1 | 65 | Family Room
Torchiere | Incandescent |  | Standard A Lamp | 1 | 100 | Family Room
Ceiling Fixture | Linear Fluorescent | 48 | T-12 | 2 | 40 | Garage
Ceiling Fixture | Compact Fluorescent |  | Twist | 1 | 13 | Garage
Garage door opener | Incandescent |  | Standard A Lamp | 1 | 60 | Garage
Ceiling Fixture | Compact Fluorescent |  | Twist | 2 | 13 | Hall
Ceiling Fixture | Linear Fluorescent | 48 | T-12 | 4 | 40 | Kitchen
Other | Incandescent |  | Standard A Lamp | 1 | 60 | Kitchen
Ceiling Fixture | Incandescent |  | Standard A Lamp | 2 | 100 | Kitchen
Ceiling Fixture | Incandescent |  | Standard A Lamp | 2 | 57 | Kitchen
Ceiling Fixture | Incandescent |  | Standard A Lamp | 1 | 57 | Laundry Room
Recessed Can | Incandescent |  | Reflector | 1 | 65 | Living Room
Floor lamp | Compact Fluorescent |  | Twist | 1 | 13 | Living Room
Table | Compact Fluorescent |  | Twist | 1 | 13 | Living Room
Wall Mount | Compact Fluorescent |  | Twist | 1 | 23 | Living Room
Ceiling Fixture | Compact Fluorescent |  | Twist | 1 | 23 | Office
Floor lamp | Incandescent |  | Standard A Lamp | 1 | 100 | Office
Table | Compact Fluorescent |  | Twist | 1 | 13 | Office
Wall Mount | Incandescent |  | Standard A Lamp | 3 | 60 | Bathroom
Ceiling Fixture | Incandescent |  | Decorative | 3 | 40 | Bathroom
Wall Mount | Incandescent |  | Globe | 2 | 40 | Bathroom
Ceiling Fan | Incandescent |  | Decorative | 3 | 40 | Bedroom
Table | Incandescent |  | Decorative | 2 | 40 | Bedroom
Ceiling Fixture | Incandescent |  | Mini base | 2 | 40 | Hall
Ceiling Fan | Incandescent |  | Decorative | 3 | 40 | Other
Ceiling Fixture | Incandescent |  | Decorative | 3 | 40 | Other
Table | Compact Fluorescent |  | Twist | 1 | 15 | Living Room
Floor lamp | Compact Fluorescent |  | Twist | 4 | 22 | Living Room
Ceiling Fixture | Compact Fluorescent |  | Twist | 1 | 13 | Garage
Garage door opener | Incandescent |  | Standard A Lamp | 2 | 60 | Garage
Ceiling Fixture | Incandescent |  | Mini base | 2 | 40 | Hall
Ceiling Fixture | Incandescent |  | Mini base | 3 | 40 | Hall
Recessed Can | Compact Fluorescent |  | Flood | 1 | 13 | Kitchen
Ceiling Fixture | Compact Fluorescent |  | Twist | 2 | 13 | Kitchen
Chandelier (Hanging) | Compact Fluorescent |  | Twist | 7 | 22 | Kitchen
Track | Compact Fluorescent |  | Twist | 3 | 13 | Laundry Room
Wall Mount | Compact Fluorescent |  | A shape bulb | 1 | 15 | Laundry Room
Ceiling Fixture | Compact Fluorescent |  | Twist | 1 | 13 | Closet
Ceiling Fan | Incandescent |  | Standard A Lamp | 2 | 60 | Master Bedroom
Wall Mount | Compact Fluorescent |  | Twist | 3 | 15 | Master Bedroom
Floor lamp | Incandescent |  | Standard A Lamp | 1 | 100 | Master Bedroom
Recessed Can | Other |  | LED Interior | 1 | 15 | Bathroom
Wall Mount | Compact Fluorescent |  | Twist | 1 | 13 | Bathroom
Wall Mount | Incandescent |  | Globe | 1 | 60 | Bathroom
Wall Mount | Incandescent |  | Globe | 4 | 60 | Bathroom
Ceiling Fixture | Incandescent |  | Standard A Lamp | 2 | 60 | Bedroom
Table | Compact Fluorescent |  | Twist | 1 | 15 | Bedroom
Table | Incandescent |  | Standard A Lamp | 1 | 40 | Bedroom
Ceiling Fixture | Compact Fluorescent |  | Twist | 2 | 15 | Bedroom
Garage door opener | Incandescent |  | Standard A Lamp | 2 | 60 | Garage
Ceiling Fixture | Linear Fluorescent | 48 | T-12 | 2 | 40 | Garage
Ceiling Fixture | Compact Fluorescent |  | Twist | 1 | 15 | Garage
Ceiling Fixture | Incandescent |  | Standard A Lamp | 1 | 60 | Hall
Ceiling Fixture | Compact Fluorescent |  | Twist | 1 | 15 | Kitchen
Ceiling Fixture | Compact Fluorescent |  | Twist | 2 | 15 | Kitchen
Ceiling Fixture | Compact Fluorescent |  | Twist | 2 | 15 | Living Room
Torchiere | Incandescent |  | Standard A Lamp | 1 | 60 | Living Room
Ceiling Fixture | Incandescent |  | Standard A Lamp | 2 | 60 | Master Bedroom
Table | Incandescent |  | Standard A Lamp | 1 | 60 | Master Bedroom
Ceiling Fixture | Incandescent |  | Standard A Lamp | 2 | 60 | Dining Room
Floor lamp | Compact Fluorescent |  | Twist | 1 | 15 | Family Room
Table | Compact Fluorescent |  | Twist | 1 | 15 | Family Room
Ceiling Fixture | Compact Fluorescent |  | Twist | 1 | 24 | Other
Wall Mount | Incandescent |  | Decorative | 3 | 40 | Bathroom
Wall Mount | Compact Fluorescent |  | A shape bulb | 5 | 15 | Bathroom
Ceiling Fixture | Compact Fluorescent |  | Twist | 2 | 15 | Bedroom
Track | Halogen |  | MR | 3 | 50 | Bedroom
Ceiling Fixture | Incandescent |  | Standard A Lamp | 1 | 60 | Closet
Chandelier (Hanging) | Incandescent |  | Mini base | 6 | 25 | Garage
Ceiling Fixture | Compact Fluorescent |  | Twist | 2 | 15 | Family Room
Ceiling Fixture | Linear Fluorescent | 48 | T-8 | 2 | 30 | Garage
Garage door opener | Incandescent |  | Standard A Lamp | 2 | 60 | Garage
Ceiling Fixture | Compact Fluorescent |  | Globe | 1 | 15 | Hall
Recessed - other | Linear Fluorescent | 48 | T-8 | 2 | 32 | Kitchen
Ceiling Fixture | Compact Fluorescent |  | Twist | 1 | 15 | Laundry Room
Table | Incandescent |  | 3-Way Incandescent | 1 | 150 | Living Room
Wall Mount | Compact Fluorescent |  | Twist | 3 | 15 | Bathroom
Table | Incandescent |  | 3-Way Incandescent | 1 | 150 | Master Bedroom
Track | Halogen |  | MR | 7 | 50 | Master Bedroom
Chandelier (Hanging) | Incandescent |  | Standard A Lamp | 5 | 60 | Dining Room
Track | Compact Fluorescent |  | Twist | 3 | 22 | Office
Wall Mount | Compact Fluorescent |  | Twist | 4 | 22 | Bathroom
Ceiling Fixture | Linear Fluorescent | 48 | T-12 | 2 | 34 | Other
Floor lamp | Incandescent |  | Standard A Lamp | 1 | 60 | Other
Ceiling Fixture | Incandescent |  | Standard A Lamp | 1 | 60 | Other
Wall Mount | Incandescent |  | Globe | 3 | 40 | Other
Ceiling Fan | Incandescent |  | Decorative | 4 | 40 | Dining Room
Chandelier (Hanging) | Incandescent |  | Decorative | 4 | 40 | Hall
Ceiling Fixture | Incandescent |  | Standard A Lamp | 2 | 60 | Kitchen
Chandelier (Hanging) | Incandescent |  | Standard A Lamp | 1 | 60 | Kitchen
Ceiling Fixture | Incandescent |  | Decorative | 3 | 40 | Living Room
Table | Compact Fluorescent |  | Twist | 1 | 22 | Living Room
Ceiling Fixture | Incandescent |  | Standard A Lamp | 2 | 60 | Other
Table | Compact Fluorescent |  | Twist | 1 | 15 | Other
Wall Mount | Compact Fluorescent |  | Twist | 3 | 22 | Bathroom
Ceiling Fixture | Incandescent |  | Standard A Lamp | 2 | 22 | Bedroom
Ceiling Fixture | Compact Fluorescent |  | Twist | 1 | 22 | Closet
Wall Mount | Compact Fluorescent |  | Twist | 2 | 22 | Bathroom
Recessed Can | Incandescent |  | Standard A Lamp | 1 | 60 | Bathroom
Ceiling Fixture | Compact Fluorescent |  | Twist | 2 | 22 | Master Bedroom
Recessed Can | Halogen |  | MR | 1 | 50 | Master Bedroom
Ceiling Fixture | Incandescent |  | Standard A Lamp | 3 | 60 | Bedroom
Wall Mount | Incandescent |  | Globe | 6 | 40 | Bathroom
Ceiling Fixture | Incandescent |  | Standard A Lamp | 1 | 60 | Bathroom
Ceiling Fixture | Incandescent |  | Standard A Lamp | 3 | 60 | Bedroom
Table | Incandescent |  | Standard A Lamp | 1 | 60 | Bedroom
Wall Mount | Compact Fluorescent |  | Twist | 3 | 22 | Bathroom
Wall Mount | Incandescent |  | Standard A Lamp | 1 | 100 | Closet
Ceiling Fixture | Linear Fluorescent | 48 | T-12 | 2 | 40 | Kitchen
Track | Halogen |  | PAR | 4 | 60 | Living Room
Ceiling Fixture | Incandescent |  | Mini base | 2 | 25 | Living Room
Floor lamp | Incandescent |  | Standard A Lamp | 1 | 60 | Living Room
Ceiling Fixture | Incandescent |  | Mini base | 3 | 25 | Living Room
Chandelier (Hanging) | Incandescent |  | Mini base | 4 | 40 | Living Room
Ceiling Fixture | Incandescent |  | Standard A Lamp | 1 | 60 | Living Room
Ceiling Fixture | Compact Fluorescent |  | Twist | 4 | 28 | Dining Room
Table | Incandescent |  | Standard A Lamp | 1 | 60 | Dining Room
Ceiling Fixture | Linear Fluorescent | 48 | T-12 | 2 | 40 | Garage
Garage door opener | Incandescent |  | Standard A Lamp | 2 | 40 | Garage
Ceiling Fixture | Incandescent |  | Standard A Lamp | 1 | 60 | Hall
Ceiling Fixture | Compact Fluorescent |  | Twist | 1 | 28 | Hall
Ceiling Fixture | Incandescent |  | Standard A Lamp | 1 | 60 | Closet
Ceiling Fixture | Linear Fluorescent | 48 | T-12 | 2 | 40 | Kitchen
Track | Incandescent |  | Mini base | 6 | 60 | Kitchen
Ceiling Fan | Incandescent |  | Standard A Lamp | 1 | 60 | Living Room
Ceiling Fan | Incandescent |  | Globe | 3 | 60 | Living Room
Wall Mount | Incandescent |  | Globe | 8 | 40 | Bathroom
Table | Incandescent |  | Standard A Lamp | 1 | 60 | Bedroom
Ceiling Fixture | Incandescent |  | Standard A Lamp | 1 | 40 | Hall
Ceiling Fixture | Compact Fluorescent |  | Twist | 1 | 28 | Closet
Ceiling Fixture | Incandescent |  | Standard A Lamp | 1 | 40 | Other
Ceiling Fixture | Compact Fluorescent |  | Twist | 2 | 15 | Bedroom
Ceiling Fixture | Compact Fluorescent |  | Twist | 1 | 15 | Bedroom
Table | Incandescent |  | Standard A Lamp | 1 | 60 | Bedroom
Ceiling Fixture | Compact Fluorescent |  | Twist | 1 | 15 | Office
Wall Mount | Compact Fluorescent |  | Twist | 3 | 15 | Bathroom
Ceiling Fixture | Compact Fluorescent |  | Twist | 1 | 15 | Bedroom
Chandelier (Hanging) | Incandescent |  | Standard A Lamp | 1 | 60 | Dining Room
Ceiling Fixture | Linear Fluorescent | 48 | T-12 | 2 | 40 | Dining Room
Ceiling Fixture | Compact Fluorescent |  | Twist | 1 | 15 | Hall
Ceiling Fixture | Compact Fluorescent |  | Twist | 1 | 15 | Kitchen
Ceiling Fixture | Incandescent |  | Standard A Lamp | 1 | 60 | Laundry Room
Floor lamp | Incandescent |  | Standard A Lamp | 1 | 60 | Living Room
Wall Mount | Incandescent |  | Standard A Lamp | 1 | 60 | Bathroom
Ceiling Fixture | Incandescent |  | Standard A Lamp | 1 | 60 | Bedroom
Ceiling Fixture | Compact Fluorescent |  | Twist | 1 | 14 | Bedroom
Ceiling Fixture | Incandescent |  | Standard A Lamp | 2 | 60 | Hall
Ceiling Fixture | Compact Fluorescent |  | Twist | 3 | 15 | Kitchen
Floor lamp | Incandescent |  | Standard A Lamp | 1 | 60 | Living Room
Chandelier (Hanging) | Incandescent |  | Clear | 1 | 100 | Dining Room
Torchiere | Incandescent |  | 3-Way Incandescent | 1 | 150 | Bedroom
Floor lamp | Incandescent |  | Standard A Lamp | 1 | 40 | Bedroom
Ceiling Fixture | Incandescent |  | Standard A Lamp | 1 | 60 | Hall
Wall Mount | Incandescent |  | Globe | 1 | 60 | Bathroom
Wall Mount | Compact Fluorescent |  | Globe | 3 | 11 | Bathroom
Ceiling Fixture | Compact Fluorescent |  | Straight Tube | 1 | 26 | Kitchen
Other | Incandescent |  | Other | 1 | 30 | Kitchen
Table | Incandescent |  | Standard A Lamp | 1 | 60 | Living Room
Table | Compact Fluorescent |  | Twist | 1 | 20 | Living Room
Recessed Can | Incandescent |  | Reflector | 2 | 45 | Living Room
Recessed Can | Incandescent |  | Reflector | 1 | 65 | Living Room
Ceiling Fan | Incandescent |  | Standard A Lamp | 1 | 60 | Master Bedroom
Table | Incandescent |  | Standard A Lamp | 1 | 40 | Master Bedroom
Table | Incandescent |  | Other | 1 | 60 | Office
Ceiling Fixture | Incandescent |  | Standard A Lamp | 2 | 60 | Office
Wall Mount | Compact Fluorescent |  | Globe | 3 | 11 | Bathroom
Wall Mount | Incandescent |  | Globe | 1 | 60 | Bathroom
Table | Compact Fluorescent |  | Twist | 1 | 20 | Family Room
Ceiling Fixture | Linear Fluorescent | 48 | T-12 | 1 | 40 | Family Room
Ceiling Fixture | Linear Fluorescent | 48 | T-12 | 2 | 40 | Family Room
Recessed Can | Incandescent |  | Standard A Lamp | 1 | 60 | Hall
Ceiling Fixture | Linear Fluorescent | 48 | T-12 | 2 | 40 | Laundry Room
Table | Incandescent |  | Standard A Lamp | 1 | 60 | Office
Wall Mount | Incandescent |  | Standard A Lamp | 1 | 60 | Office
Ceiling Fixture | Compact Fluorescent |  | Twist | 1 | 23 | Office
Table | Compact Fluorescent |  | Straight Tube | 1 | 27 | Office
Table | Incandescent |  | Standard A Lamp | 1 | 60 | Office
Torchiere | Incandescent |  | 3-Way Incandescent | 1 | 70 | Office
Ceiling Fixture | Incandescent |  | Standard A Lamp | 1 | 100 | Office
Wall Mount | Incandescent |  | Standard A Lamp | 1 | 60 | Hall
Chandelier (Hanging) | Compact Fluorescent |  | Decorative | 5 | 7 | Dining Room
Wall Mount | Compact Fluorescent |  | Twist | 2 | 22 | Dining Room
Ceiling Fixture | Compact Fluorescent |  | Twist | 2 | 15 | Hall
Chandelier (Hanging) | Compact Fluorescent |  | Twist | 3 | 15 | Family Room
Chandelier (Hanging) | Compact Fluorescent |  | Twist | 1 | 15 | Family Room
Torchiere | Halogen |  | Quartz Tube | 1 | 100 | Family Room
Table | Halogen |  | Other | 1 | 50 | Family Room
Chandelier (Hanging) | Compact Fluorescent |  | Twist | 1 | 22 | Kitchen
Ceiling Fixture | Compact Fluorescent |  | Twist | 2 | 15 | Kitchen
Ceiling Fixture | Compact Fluorescent |  | Twist | 1 | 15 | Kitchen
Wall Mount | Compact Fluorescent |  | A shape bulb | 1 | 15 | Kitchen
Ceiling Fixture | Compact Fluorescent |  | Twist | 3 | 15 | Office
Ceiling Fixture | Compact Fluorescent |  | Twist | 2 | 15 | Bedroom
Table | Incandescent |  | Decorative | 1 | 40 | Bedroom
Table | Incandescent |  | Reflector | 1 | 60 | Bedroom
Ceiling Fixture | Compact Fluorescent |  | Twist | 1 | 15 | Bedroom
Ceiling Fixture | Compact Fluorescent |  | Twist | 1 | 22 | Other
Ceiling Fixture | Compact Fluorescent |  | Twist | 1 | 22 | Laundry Room
Ceiling Fixture | Compact Fluorescent |  | Twist | 2 | 15 | Other
Ceiling Fixture | Compact Fluorescent |  | Twist | 2 | 15 | Bedroom
Wall Mount | Incandescent |  | Standard A Lamp | 2 | 60 | Bathroom
Ceiling Fixture | Compact Fluorescent |  | Twist | 1 | 22 | Bedroom
Ceiling Fixture | Compact Fluorescent |  | Twist | 1 | 22 | Garage
Ceiling Fixture | Compact Fluorescent |  | Twist | 2 | 15 | Bedroom
Chandelier (Hanging) | Incandescent |  | Clear | 1 | 40 | Hall
Table | Incandescent |  | Other | 2 | 40 | Other
Ceiling Fixture | Compact Fluorescent |  | Twist | 2 | 15 | Bathroom
Wall Mount | Compact Fluorescent |  | Twist | 1 | 15 | Bathroom
Ceiling Fixture | Compact Fluorescent |  | Twist | 2 | 22 | Dining Room
Recessed Can | Compact Fluorescent |  | Reflector | 1 | 22 | Kitchen
Other | Halogen |  | PAR | 1 | 20 | Kitchen
Ceiling Fixture | Compact Fluorescent |  | Twist | 1 | 22 | Laundry Room
Ceiling Fixture | Linear Fluorescent | 48 | T-12 | 2 | 40 | Garage
Garage door opener | Incandescent |  | Standard A Lamp | 1 | 60 | Garage
Floor lamp | Compact Fluorescent |  | Twist | 1 | 22 | Living Room
Table | Compact Fluorescent |  | Twist | 1 | 22 | Living Room
Ceiling Fixture | Compact Fluorescent |  | Twist | 1 | 22 | Hall
Ceiling Fixture | Compact Fluorescent |  | Twist | 1 | 22 | Office
Table | Halogen |  | PAR | 1 | 20 | Office
Ceiling Fixture | Incandescent |  | Standard A Lamp | 2 | 40 | Bedroom
Floor lamp | Incandescent |  | Standard A Lamp | 2 | 40 | Bedroom
Ceiling Fixture | Incandescent |  | Standard A Lamp | 1 | 40 | Master Bedroom
Table | Compact Fluorescent |  | Twist | 1 | 22 | Master Bedroom
Recessed Can | Compact Fluorescent |  | Twist | 1 | 22 | Bathroom
Ceiling Fixture | Compact Fluorescent |  | Twist | 1 | 22 | Bathroom
Ceiling Fixture | Compact Fluorescent |  | Twist | 1 | 22 | Closet
Recessed Can | Compact Fluorescent |  | Twist | 1 | 22 | Bathroom
Ceiling Fixture | Compact Fluorescent |  | Twist | 1 | 22 | Bathroom
Wall Mount | Incandescent |  | Clear | 3 | 40 | Bathroom
Ceiling Fixture | Incandescent |  | Standard A Lamp | 2 | 40 | Bathroom
Recessed Can | Halogen |  | PAR | 1 | 50 | Bedroom
Recessed Can | Halogen |  | PAR | 1 | 50 | Bedroom
Recessed Can | Halogen |  | PAR | 1 | 50 | Family Room
Recessed Can | Incandescent |  | Standard A Lamp | 1 | 40 | Family Room
Recessed Can | Incandescent |  | Reflector | 2 | 25 | Family Room
Floor lamp | Incandescent |  | Standard A Lamp | 1 | 60 | Family Room
Recessed Can | Incandescent |  | Reflector | 1 | 65 | Hall
Recessed Can | Incandescent |  | Reflector | 1 | 25 | Office
Recessed Can | Halogen |  | PAR | 1 | 50 | Office
Recessed Can | Halogen |  | PAR | 1 | 50 | Office
Ceiling Fixture | Linear Fluorescent | 48 | T-12 | 2 | 40 | Office
Ceiling Fixture | Incandescent |  | Reflector | 2 | 75 | Office
Recessed Can | Incandescent |  | Reflector | 1 | 75 | Other
Recessed Can | Incandescent |  | Reflector | 1 | 60 | Other
Low bay | Linear Fluorescent | 48 | T-12 | 4 | 40 | Other
Wall Mount | Halogen |  | Quartz Tube | 4 | 75 | Bathroom
Ceiling Fan | Incandescent |  | Standard A Lamp | 1 | 60 | Bathroom
Recessed Can | Incandescent |  | Reflector | 1 | 65 | Bedroom
Ceiling Fixture | Incandescent |  | Reflector | 1 | 75 | Other
Chandelier (Hanging) | Incandescent |  | Clear | 5 | 60 | Dining Room
Recessed Can | Incandescent |  | Reflector | 1 | 50 | Dining Room
Other | Halogen |  | MR | 1 | 100 | Dining Room
Ceiling Fixture | Incandescent |  | Mini base | 3 | 40 | Hall
Table | Incandescent |  | Standard A Lamp | 1 | 60 | Hall
High bay | Linear Fluorescent | 48 | T-12 | 2 | 40 | Garage
Garage door opener | Incandescent |  | Standard A Lamp | 2 | 60 | Garage
Recessed Can | Incandescent |  | Reflector | 1 | 65 | Hall
Recessed Can | Incandescent |  | Reflector | 1 | 50 | Kitchen
Other | Halogen |  | MR | 1 | 100 | Kitchen
Recessed Can | Incandescent |  | Reflector | 1 | 65 | Laundry Room
Recessed Can | Compact Fluorescent |  | Twist | 1 | 23 | Laundry Room
Recessed Can | Incandescent |  | Reflector | 1 | 65 | Living Room
Wall Mount | Incandescent |  | Mini base | 1 | 60 | Bathroom
Recessed Can | Incandescent |  | Reflector | 1 | 65 | Bathroom
Recessed Can | Incandescent |  | Reflector | 1 | 75 | Bathroom
Wall Mount | Incandescent |  | Mini base | 10 | 40 | Bathroom
Track | Halogen |  | PAR | 3 | 65 | Office
Recessed Can | Halogen |  | PAR | 1 | 65 | Office
Chandelier (Hanging) | Incandescent |  | Standard A Lamp | 8 | 60 | Dining Room
Other | Linear Fluorescent | 18 | T-8 | 1 | 11 | Dining Room
Ceiling Fixture | Linear Fluorescent | 48 | T-12 | 2 | 40 | Garage
Ceiling Fixture | Compact Fluorescent |  | Twist | 1 | 20 | Garage
Track | Halogen |  | PAR | 3 | 50 | Hall
Ceiling Fixture | Incandescent |  | Standard A Lamp | 1 | 60 | Hall
Ceiling Fixture | Compact Fluorescent |  | Twist | 2 | 14 | Hall
Wall Mount | Incandescent |  | Standard A Lamp | 1 | 60 | Bathroom
Wall Mount | Compact Fluorescent |  | Twist | 2 | 14 | Bathroom
Recessed - other | Incandescent |  | Heat Lamp | 1 | 250 | Bathroom
Ceiling Fixture | Incandescent |  | Standard A Lamp | 1 | 60 | Kitchen
Ceiling Fixture | Incandescent |  | Standard A Lamp | 1 | 100 | Kitchen
Other | Incandescent |  | Mini base | 1 | 30 | Kitchen
Torchiere | Incandescent |  | Standard A Lamp | 1 | 60 | Living Room
Floor lamp | Incandescent |  | Mini base | 1 | 40 | Living Room
Wall Mount | Compact Fluorescent |  | Twist | 2 | 20 | Bathroom
Wall Mount | Compact Fluorescent |  | Twist | 1 | 18 | Bathroom
Ceiling Fixture | Incandescent |  | Heat Lamp | 1 | 250 | Bathroom
Ceiling Fixture | Halogen |  | MR | 2 | 50 | Closet
Ceiling Fixture | Halogen |  | MR | 3 | 50 | Master Bedroom
Track | Halogen |  | MR | 3 | 50 | Bedroom
Table | Incandescent |  | Standard A Lamp | 1 | 60 | Bedroom
Ceiling Fixture | Incandescent |  | Mini base | 3 | 40 | Bedroom
Wall Mount | Compact Fluorescent |  | Twist | 3 | 15 | Bathroom
Ceiling Fixture | Compact Fluorescent |  | Twist | 2 | 15 | Bedroom
Ceiling Fixture | Incandescent |  | Standard A Lamp | 1 | 60 | Dining Room
Ceiling Fixture | Compact Fluorescent |  | Twist | 1 | 15 | Garage
Ceiling Fixture | Compact Fluorescent |  | Twist | 1 | 15 | Hall
Ceiling Fixture | Compact Fluorescent |  | Twist | 1 | 15 | Kitchen
Floor lamp | Compact Fluorescent |  | Twist | 1 | 15 | Living Room
Table | Compact Fluorescent |  | Twist | 1 | 15 | Living Room
Chandelier (Hanging) | Compact Fluorescent |  | Mini base | 3 | 15 | Master Bedroom
Ceiling Fixture | Incandescent |  | Standard A Lamp | 1 | 60 | Closet
Ceiling Fixture | Compact Fluorescent |  | Twist | 1 | 15 | Office
Ceiling Fixture | Incandescent |  | Standard A Lamp | 2 | 60 | Hall
Wall Mount | Incandescent |  | Decorative | 3 | 40 | Bathroom
Ceiling Fixture | Incandescent |  | Standard A Lamp | 1 | 60 | Bathroom
Ceiling Fixture | Compact Fluorescent |  | Twist | 2 | 13 | Bedroom
Table | Compact Fluorescent |  | Twist | 1 | 13 | Bedroom
Ceiling Fixture | Incandescent |  | Standard A Lamp | 1 | 60 | Bedroom
Ceiling Fan | Incandescent |  | Decorative | 4 | 40 | Dining Room
Ceiling Fixture | Compact Fluorescent |  | Twist | 1 | 13 | Hall
Ceiling Fixture | Compact Fluorescent |  | Twist | 1 | 13 | Hall
Recessed Can | Incandescent |  | Reflector | 1 | 65 | Other
Recessed Can | Compact Fluorescent |  | Reflector | 1 | 15 | Family Room
Low bay | Linear Fluorescent | 48 | T-12 | 2 | 40 | Garage
Recessed Can | Compact Fluorescent |  | Reflector | 1 | 28 | Kitchen
Ceiling Fixture | Compact Fluorescent |  | Twist | 1 | 13 | Laundry Room
Floor lamp | Compact Fluorescent |  | Twist | 1 | 13 | Living Room
Ceiling Fixture | Compact Fluorescent |  | Twist | 2 | 15 | Living Room
Ceiling Fixture | Compact Fluorescent |  | Twist | 1 | 15 | Bathroom
Recessed Can | Compact Fluorescent |  | Reflector | 1 | 15 | Bathroom
Ceiling Fan | Compact Fluorescent |  | Mini base | 4 | 36 | Master Bedroom
Ceiling Fixture | Compact Fluorescent |  | Twist | 1 | 13 | Master Bedroom
Table | Incandescent |  | Globe | 1 | 75 | Master Bedroom
Wall Mount | Compact Fluorescent |  | Twist | 3 | 13 | Hall
Ceiling Fixture | Compact Fluorescent |  | Twist | 2 | 15 | Other
Ceiling Fan | Incandescent |  | Heat Lamp | 1 | 250 | Bathroom
Wall Mount | Compact Fluorescent |  | Twist | 2 | 15 | Bathroom
Ceiling Fan | Compact Fluorescent |  | Twist | 4 | 15 | Dining Room
Ceiling Fixture | Linear Fluorescent | 96 | T-12 | 2 | 100 | Other
Ceiling Fixture | Incandescent |  | Standard A Lamp | 2 | 60 | Family Room
Floor lamp | Incandescent |  | Mini base | 5 | 40 | Family Room
Ceiling Fixture | Linear Fluorescent | 96 | T-12 | 2 | 100 | Garage
Garage door opener | Incandescent |  | Standard A Lamp | 2 | 60 | Garage
Ceiling Fixture | Compact Fluorescent |  | Twist | 2 | 15 | Bedroom
Ceiling Fixture | Incandescent |  | Standard A Lamp | 1 | 60 | Hall
Track | Halogen |  | MR | 5 | 50 | Kitchen
Ceiling Fixture | Compact Fluorescent |  | Twist | 1 | 26 | Kitchen
Other | Halogen |  | MR | 1 | 50 | Kitchen
Floor lamp | Incandescent |  | Mini base | 5 | 40 | Living Room
Table | Incandescent |  | 3-Way Incandescent | 1 | 100 | Living Room
Table | Incandescent |  | 3-Way Incandescent | 1 | 75 | Living Room
Ceiling Fan | Incandescent |  | Reflector | 1 | 250 | Bathroom
Ceiling Fan | Incandescent |  | Heat Lamp | 1 | 250 | Bathroom
Wall Mount | Incandescent |  | Globe | 6 | 40 | Bathroom
Ceiling Fixture | Compact Fluorescent |  | Twist | 1 | 15 | Master Bedroom
Table | Incandescent |  | Standard A Lamp | 1 | 25 | Master Bedroom
Ceiling Fixture | Compact Fluorescent |  | Twist | 2 | 15 | Other
Floor lamp | Compact Fluorescent |  | Twist | 1 | 18 | Other
Track | Incandescent |  | Reflector | 3 | 50 | Living Room
Wall Mount | Incandescent |  | Standard A Lamp | 1 | 40 | Living Room
Wall Mount | Compact Fluorescent |  | Twist | 1 | 22 | Living Room
Wall Mount | Incandescent |  | Decorative | 3 | 40 | Living Room
Recessed Can | Incandescent |  | Standard A Lamp | 1 | 60 | Kitchen
Ceiling Fixture | Linear Fluorescent | 48 | T-12 | 1 | 40 | Laundry Room
Wall Mount | Incandescent |  | Standard A Lamp | 1 | 40 | Hall
Wall Mount | Incandescent |  | Globe | 4 | 40 | Bathroom
Wall Mount | Halogen |  | MR | 1 | 50 | Bedroom
Wall Mount | Compact Fluorescent |  | Twist | 1 | 22 | Bedroom
Table | Incandescent |  | Standard A Lamp | 1 | 75 | Bedroom
Ceiling Fixture | Incandescent |  | Standard A Lamp | 1 | 60 | Office
Table | Incandescent |  | Standard A Lamp | 1 | 60 | Office
Ceiling Fixture | Incandescent |  | Standard A Lamp | 2 | 60 | Garage
Ceiling Fixture | Compact Fluorescent |  | Twist | 2 | 13 | Bedroom
Ceiling Fixture | Compact Fluorescent |  | Twist | 2 | 23 | Bedroom
Wall Mount | Incandescent |  | Globe | 4 | 40 | Bathroom
Ceiling Fan | Compact Fluorescent |  | Twist | 1 | 13 | Bathroom
Ceiling Fixture | Incandescent |  | Standard A Lamp | 2 | 60 | Bedroom
Ceiling Fixture | Compact Fluorescent |  | Twist | 2 | 13 | Hall
Ceiling Fixture | Compact Fluorescent |  | Pin base | 1 | 36 | Kitchen
Other | Compact Fluorescent |  | Twist | 1 | 13 | Kitchen
High bay | Linear Fluorescent | 48 | T-12 | 2 | 40 | Laundry Room
Ceiling Fan | Incandescent |  | Standard A Lamp | 1 | 60 | Living Room
Chandelier (Hanging) | Incandescent |  | Standard A Lamp | 6 | 40 | Living Room
Floor lamp | Halogen |  | Quartz Tube | 1 | 100 | Living Room
Ceiling Fixture | Incandescent |  | Standard A Lamp | 2 | 60 | Master Bedroom
High bay | Linear Fluorescent | 48 | T-12 | 2 | 40 | Office
Ceiling Fixture | Halogen |  | MR | 3 | 50 | Other
Ceiling Fan | Compact Fluorescent |  | Twist | 1 | 15 | Bathroom
Wall Mount | Incandescent |  | Globe | 4 | 40 | Bathroom
Wall Mount | Incandescent |  | Decorative | 6 | 40 | Bathroom
Ceiling Fixture | Incandescent |  | Standard A Lamp | 2 | 60 | Bathroom
Table | Incandescent |  | Standard A Lamp | 1 | 60 | Bathroom
Ceiling Fixture | Incandescent |  | Standard A Lamp | 2 | 60 | Master Bedroom
High bay | Linear Fluorescent | 48 | T-12 | 2 | 40 | Kitchen
Recessed Can | Compact Fluorescent |  | Twist | 1 | 13 | Kitchen
Other | Incandescent |  | Reflector | 2 | 60 | Kitchen
Floor lamp | Incandescent |  | 3-Way Incandescent | 1 | 150 | Living Room
Table | Incandescent |  | 3-Way Incandescent | 1 | 60 | Living Room
Ceiling Fixture | Incandescent |  | Other | 1 | 60 | Living Room
Ceiling Fixture | Incandescent |  | Standard A Lamp | 2 | 60 | Living Room
Floor lamp | Incandescent |  | 3-Way Incandescent | 2 | 150 | Living Room
Recessed - other | Incandescent |  | Decorative | 2 | 40 | Living Room
Ceiling Fan | Incandescent |  | Decorative | 4 | 25 | Master Bedroom
Recessed - other | Compact Fluorescent |  | Twist | 3 | 15 | Master Bedroom
Wall Mount | Incandescent |  | Globe | 6 | 40 | Bathroom
Ceiling Fixture | Incandescent |  | Standard A Lamp | 1 | 75 | Bedroom
Table | Incandescent |  | 3-Way Incandescent | 1 | 75 | Bedroom
Ceiling Fixture | Incandescent |  | Standard A Lamp | 1 | 75 | Bedroom
Recessed Can | Incandescent |  | Standard A Lamp | 1 | 75 | Closet
Ceiling Fixture | Linear Fluorescent | 96 | T-12 | 2 | 80 | Garage
Ceiling Fixture | Linear Fluorescent | 48 | T-12 | 2 | 32 | Garage
Ceiling Fixture | Compact Fluorescent |  | Twist | 2 | 14 | Hall
Chandelier (Hanging) | Incandescent |  | Decorative | 5 | 25 | Kitchen
Ceiling Fixture | Compact Fluorescent |  | Twist | 2 | 14 | Kitchen
Recessed - other | Incandescent |  | Standard A Lamp | 1 | 75 | Kitchen
Ceiling Fixture | Incandescent |  | Standard A Lamp | 1 | 60 | Laundry Room
Wall Mount | Halogen |  | Quartz Tube | 2 | 40 | Master Bedroom
Floor lamp | Compact Fluorescent |  | A shape bulb | 1 | 11 | Living Room
Chandelier (Hanging) | Incandescent |  | Standard A Lamp | 5 | 25 | Living Room
Ceiling Fixture | Compact Fluorescent |  | Twist | 1 | 15 | Bathroom
Wall Mount | Compact Fluorescent |  | Twist | 3 | 15 | Bathroom
Table | Incandescent |  | Decorative | 1 | 25 | Bedroom
Table | Compact Fluorescent |  | Twist | 1 | 15 | Bedroom
Table | Compact Fluorescent |  | Twist | 1 | 15 | Bedroom
Ceiling Fixture | Compact Fluorescent |  | Twist | 1 | 15 | Hall
Ceiling Fan | Compact Fluorescent |  | Twist | 2 | 15 | Kitchen
Ceiling Fan | Compact Fluorescent |  | Twist | 2 | 15 | Living Room
Wall Mount | Incandescent |  | Globe | 5 | 40 | Bathroom
Wall Mount | Other |  | LED Interior | 1 | 1 | Bathroom
Ceiling Fixture | Compact Fluorescent |  | Twist | 1 | 20 | Garage
Ceiling Fixture | Incandescent |  | Mini base | 1 | 60 | Hall
Ceiling Fixture | Incandescent |  | Standard A Lamp | 1 | 60 | Bedroom
Ceiling Fixture | Incandescent |  | Standard A Lamp | 2 | 60 | Kitchen
Wall Mount | Incandescent |  | Standard A Lamp | 1 | 60 | Kitchen
Ceiling Fixture | Incandescent |  | Standard A Lamp | 1 | 60 | Laundry Room
Ceiling Fixture | Incandescent |  | Standard A Lamp | 1 | 60 | Living Room
Table | Incandescent |  | Decorative | 2 | 40 | Living Room
Ceiling Fixture | Incandescent |  | Standard A Lamp | 1 | 60 | Master Bedroom
Torchiere | Incandescent |  | Standard A Lamp | 1 | 60 | Master Bedroom
Table | Incandescent |  | Standard A Lamp | 1 | 60 | Master Bedroom
Table | Incandescent |  | Decorative | 1 | 60 | Master Bedroom
Wall Mount | Compact Fluorescent |  | Globe | 4 | 11 | Bathroom
Wall Mount | Compact Fluorescent |  | Straight Tube | 1 | 11 | Bedroom
Ceiling Fixture | Compact Fluorescent |  | Straight Tube | 1 | 11 | Bedroom
Wall Mount | Compact Fluorescent |  | Straight Tube | 1 | 11 | Bedroom
Table | Incandescent |  | Clear | 1 | 25 | Bedroom
Ceiling Fixture | Compact Fluorescent |  | Straight Tube | 1 | 11 | Closet
Ceiling Fixture | Compact Fluorescent |  | Twist | 1 | 13 | Closet
Wall Mount | Compact Fluorescent |  | Straight Tube | 1 | 11 | Hall
Recessed Can | Incandescent |  | Reflector | 1 | 65 | Kitchen
Ceiling Fixture | Compact Fluorescent |  | A shape bulb | 1 | 11 | Kitchen
Ceiling Fixture | Compact Fluorescent |  | Straight Tube | 1 | 11 | Laundry Room
Floor lamp | Compact Fluorescent |  | Straight Tube | 1 | 11 | Living Room
Other | Halogen |  | MR | 1 | 20 | Living Room
Table | Other |  |  | 1 | 40 | Living Room
Ceiling Fixture | Compact Fluorescent |  | Twist | 2 | 22 | Living Room
Table | Compact Fluorescent |  | Twist | 1 | 15 | Living Room
Ceiling Fixture | Compact Fluorescent |  | Twist | 2 | 15 | Office
Table | Incandescent |  | Standard A Lamp | 1 | 60 | Office
Table | Compact Fluorescent |  | Twist | 1 | 15 | Office
Table | Linear Fluorescent | 12 | T-8 | 2 | 40 | Office
Ceiling Fixture | Incandescent |  | Standard A Lamp | 1 | 60 | Bathroom
Chandelier (Hanging) | Incandescent |  | Standard A Lamp | 5 | 60 | Dining Room
Ceiling Fixture | Incandescent |  | Standard A Lamp | 2 | 60 | Hall
Garage door opener | Incandescent |  | Standard A Lamp | 2 | 60 | Garage
Ceiling Fixture | Incandescent |  | Heat Lamp | 1 | 1 | Garage
Ceiling Fixture | Compact Fluorescent |  | Reflector | 1 | 28 | Garage
Chandelier (Hanging) | Incandescent |  | Standard A Lamp | 2 | 40 | Bathroom
Ceiling Fixture | Incandescent |  | Standard A Lamp | 1 | 60 | Bathroom
Ceiling Fixture | Incandescent |  | Standard A Lamp | 2 | 60 | Bedroom
Table | Incandescent |  | 3-Way Incandescent | 1 | 135 | Bedroom
Ceiling Fixture | Incandescent |  | Standard A Lamp | 1 | 100 | Closet
Ceiling Fixture | Compact Fluorescent |  | Twist | 1 | 15 | Hall
Ceiling Fixture | Incandescent |  | Standard A Lamp | 1 | 60 | Hall
Recessed Can | Incandescent |  | Reflector | 1 | 65 | Kitchen
Ceiling Fixture | Compact Fluorescent |  | Twist | 1 | 27 | Laundry Room
Chandelier (Hanging) | Incandescent |  | Mini base | 5 | 25 | Living Room
Floor lamp | Incandescent |  | 3-Way Incandescent | 1 | 100 | Living Room
Ceiling Fixture | Incandescent |  | Standard A Lamp | 1 | 60 | Bathroom
Chandelier (Hanging) | Incandescent |  | Standard A Lamp | 2 | 60 | Bathroom
Ceiling Fixture | Incandescent |  | Standard A Lamp | 1 | 60 | Bedroom
Ceiling Fixture | Compact Fluorescent |  | Twist | 1 | 15 | Bedroom
Table | Incandescent |  | Standard A Lamp | 1 | 25 | Bedroom
Wall Mount | Incandescent |  | Globe | 4 | 40 | Bedroom
Ceiling Fan | Incandescent |  | Heat Lamp | 1 | 250 | Bedroom
Ceiling Fixture | Compact Fluorescent |  | Twist | 1 | 15 | Other
Recessed Can | Compact Fluorescent |  | Reflector | 1 | 15 | Hall
Ceiling Fixture | Compact Fluorescent |  | Twist | 1 | 15 | Laundry Room
Ceiling Fixture | Compact Fluorescent |  | Twist | 1 | 15 | Other
Ceiling Fixture | Compact Fluorescent |  | Twist | 1 | 15 | Bedroom
Table | Compact Fluorescent |  | Twist | 1 | 15 | Bedroom
Wall Mount | Compact Fluorescent |  | Twist | 1 | 15 | Other
Wall Mount | Compact Fluorescent |  | Twist | 1 | 15 | Bathroom
Wall Mount | Compact Fluorescent |  | Twist | 1 | 15 | Bathroom
Ceiling Fixture | Compact Fluorescent |  | Twist | 1 | 15 | Bedroom
Table | Incandescent |  | Standard A Lamp | 1 | 60 | Bedroom
Table | Compact Fluorescent |  | Twist | 1 | 15 | Bedroom
Ceiling Fixture | Compact Fluorescent |  | Twist | 1 | 15 | Closet
Ceiling Fixture | Linear Fluorescent | 48 | T-12 | 2 | 40 | Closet
Ceiling Fixture | Incandescent |  | Standard A Lamp | 1 | 60 | Family Room
Table | Compact Fluorescent |  | Twist | 1 | 15 | Family Room
Chandelier (Hanging) | Incandescent |  | Decorative | 5 | 60 | Dining Room
Garage door opener | Incandescent |  | Standard A Lamp | 1 | 60 | Garage
Wall Mount | Incandescent |  | Standard A Lamp | 1 | 60 | Garage
Recessed Can | Compact Fluorescent |  | Reflector | 1 | 15 | Hall
Ceiling Fixture | Compact Fluorescent |  | Twist | 1 | 15 | Hall
Other | Other |  | LED Interior | 4 | 3 | Hall
Wall Mount | Incandescent |  | Standard A Lamp | 1 | 60 | Living Room
Torchiere | Compact Fluorescent |  | Circline (Screw Base) | 1 | 22 | Living Room
Table | Compact Fluorescent |  | A shape bulb | 1 | 15 | Living Room
Ceiling Fixture | Compact Fluorescent |  | Twist | 1 | 15 | Office
Floor lamp | Compact Fluorescent |  | Twist | 3 | 15 | Office
Ceiling Fixture | Compact Fluorescent |  | Twist | 1 | 15 | Closet
Table | Incandescent |  | Standard A Lamp | 1 | 40 | Master Bedroom
Recessed Can | Incandescent |  | Reflector | 1 | 65 | Master Bedroom
Ceiling Fixture | Incandescent |  | Standard A Lamp | 1 | 60 | Closet
Wall Mount | Compact Fluorescent |  | Twist | 1 | 15 | Hall
Wall Mount | Incandescent |  | Globe | 3 | 40 | Bathroom
Wall Mount | Incandescent |  | Globe | 3 | 40 | Bathroom
Table | Compact Fluorescent |  | Twist | 1 | 9 | Bedroom
Ceiling Fan | Compact Fluorescent |  | Twist | 2 | 13 | Bedroom
Ceiling Fan | Incandescent |  | Globe | 3 | 40 | Dining Room
Floor lamp | Compact Fluorescent |  | Twist | 1 | 9 | Dining Room
Architectural | Linear Fluorescent | 48 | T-12 | 2 | 34 | Garage
Garage door opener | Other |  |  | 2 | 50 | Garage
Architectural | Linear Fluorescent | 48 | T-12 | 4 | 34 | Garage
Ceiling Fixture | Compact Fluorescent |  | Twist | 2 | 13 | Hall
Ceiling Fixture | Compact Fluorescent |  | Twist | 2 | 13 | Kitchen
Ceiling Fixture | Compact Fluorescent |  | Twist | 1 | 13 | Laundry Room
Table | Compact Fluorescent |  | Twist | 1 | 13 | Living Room
Ceiling Fan | Compact Fluorescent |  | Twist | 2 | 13 | Master Bedroom
Table | Compact Fluorescent |  | Twist | 1 | 13 | Master Bedroom
Wall Mount | Incandescent |  | Globe | 6 | 40 | Bathroom
Wall Mount | Incandescent |  | Standard A Lamp | 2 | 60 | Bathroom
Ceiling Fixture | Incandescent |  | Standard A Lamp | 1 | 60 | Bathroom
Ceiling Fixture | Incandescent |  | Standard A Lamp | 1 | 60 | Bedroom
Ceiling Fixture | Incandescent |  | Standard A Lamp | 1 | 60 | Bedroom
Ceiling Fixture | Incandescent |  | Standard A Lamp | 1 | 60 | Bedroom
Table | Compact Fluorescent |  | Twist | 1 | 15 | Bedroom
Chandelier (Hanging) | Incandescent |  | Standard A Lamp | 2 | 60 | Dining Room
Recessed Can | Halogen |  | Other | 1 | 20 | Dining Room
Recessed Can | Incandescent |  | Reflector | 1 | 40 | Dining Room
Ceiling Fixture | Compact Fluorescent |  | Other | 1 | 36 | Family Room
Floor lamp | Compact Fluorescent |  | Twist | 1 | 15 | Family Room
Track | Halogen |  | MR | 4 | 20 | Family Room
Table | Incandescent |  | Standard A Lamp | 1 | 40 | Family Room
Other | Halogen |  | MR | 1 | 30 | Family Room
Ceiling Fixture | Compact Fluorescent |  | Twist | 1 | 15 | Hall
Ceiling Fixture | Linear Fluorescent |  | Fluorescent Other | 1 | 32 | Hall
Ceiling Fixture | Linear Fluorescent | 24 | T-12 | 2 | 20 | Hall
Chandelier (Hanging) | Incandescent |  | Globe | 3 | 40 | Kitchen
Ceiling Fixture | Linear Fluorescent | 48 | T-12 | 2 | 40 | Kitchen
Ceiling Fixture | Linear Fluorescent | 44 | T-12 | 1 | 40 | Kitchen
Wall Mount | Incandescent |  | Standard A Lamp | 1 | 40 | Living Room
Floor lamp | Compact Fluorescent |  | Twist | 1 | 15 | Living Room
Ceiling Fixture | Incandescent |  | Mini base | 3 | 60 | Bedroom
Table | Compact Fluorescent |  | Twist | 1 | 15 | Bedroom
Recessed Can | Incandescent |  | Reflector | 1 | 60 | Bedroom
Ceiling Fixture | Compact Fluorescent |  | Other | 1 | 28 | Other
Ceiling Fixture | Linear Fluorescent | 92 | T-12 | 2 | 60 | Garage
Ceiling Fixture | Linear Fluorescent | 48 | T-12 | 2 | 40 | Garage
Garage door opener | Incandescent |  | Standard A Lamp | 1 | 40 | Garage
Wall Mount | Incandescent |  | Globe | 4 | 40 | Bathroom
Ceiling Fixture | Incandescent |  | Standard A Lamp | 1 | 60 | Bedroom
Ceiling Fixture | Incandescent |  | Standard A Lamp | 1 | 40 | Bedroom
Chandelier (Hanging) | Incandescent |  | Standard A Lamp | 5 | 40 | Dining Room
Torchiere | Halogen |  | Quartz Tube | 1 | 100 | Dining Room
Table | Compact Fluorescent |  | Twist | 1 | 15 | Family Room
Recessed Can | Incandescent |  | Reflector | 1 | 75 | Family Room
Ceiling Fixture | Incandescent |  | Standard A Lamp | 1 | 60 | Garage
Chandelier (Hanging) | Incandescent |  | Decorative | 7 | 40 | Hall
Recessed Can | Incandescent |  | Reflector | 1 | 75 | Kitchen
Wall Mount | Incandescent |  | Globe | 4 | 40 | Laundry Room
Ceiling Fixture | Incandescent |  | Standard A Lamp | 1 | 60 | Laundry Room
Ceiling Fixture | Compact Fluorescent |  | Twist | 1 | 13 | Living Room
Table | Incandescent |  | Standard A Lamp | 1 | 60 | Living Room
Wall Mount | Halogen |  | Quartz Tube | 3 | 50 | Bathroom
Ceiling Fixture | Incandescent |  | Standard A Lamp | 3 | 60 | Master Bedroom
Ceiling Fixture | Incandescent |  | Standard A Lamp | 1 | 60 | Closet
Ceiling Fixture | Incandescent |  | Standard A Lamp | 1 | 60 | Hall
Wall Mount | Compact Fluorescent |  | Twist | 1 | 15 | Family Room
Ceiling Fixture | Halogen |  | MR | 1 | 50 | Family Room
Floor lamp | Compact Fluorescent |  | A shape bulb | 3 | 22 | Family Room
Table | Incandescent |  | Standard A Lamp | 1 | 60 | Family Room
Ceiling Fixture | Incandescent |  | Standard A Lamp | 2 | 60 | Bedroom
Ceiling Fixture | Incandescent |  | Standard A Lamp | 2 | 60 | Bedroom
Table | Incandescent |  | Standard A Lamp | 1 | 60 | Bedroom
Table | Incandescent |  | 3-Way Incandescent | 1 | 100 | Bedroom
Ceiling Fixture | Incandescent |  | Standard A Lamp | 2 | 60 | Bathroom
Garage door opener | Linear Fluorescent |  | T-4 | 2 | 60 | Garage
Ceiling Fixture | Incandescent |  | Standard A Lamp | 2 | 40 | Laundry Room
Wall Mount | Incandescent |  | Standard A Lamp | 2 | 60 | Bathroom
Ceiling Fixture | Incandescent |  | Standard A Lamp | 1 | 60 | Bathroom
Ceiling Fixture | Incandescent |  | Standard A Lamp | 3 | 60 | Office
Table | Incandescent |  | Clear | 1 | 100 | Office
Table | Incandescent |  | Clear | 1 | 60 | Office
Other | Halogen |  | PAR | 2 | 50 | Kitchen
Other | Halogen |  | PAR | 3 | 50 | Kitchen
Ceiling Fixture | Halogen |  | MR | 4 | 50 | Kitchen
Recessed Can | Incandescent |  | Reflector | 1 | 65 | Kitchen
Ceiling Fixture | Halogen |  | MR | 1 | 50 | Kitchen
Chandelier (Hanging) | Incandescent |  | Mini base | 6 | 60 | Dining Room
Table | Incandescent |  | Mini base | 1 | 60 | Living Room
Table | Incandescent |  | 3-Way Incandescent | 1 | 100 | Living Room
Floor lamp | Incandescent |  | 3-Way Incandescent | 1 | 100 | Living Room
Table | Compact Fluorescent |  | Twist | 1 | 22 | Living Room
Ceiling Fixture | Incandescent |  | Standard A Lamp | 2 | 60 | Living Room
Ceiling Fixture | Compact Fluorescent |  | Twist | 1 | 22 | Hall
Ceiling Fixture | Incandescent |  | Standard A Lamp | 3 | 60 | Master Bedroom
Table | Compact Fluorescent |  | Twist | 1 | 15 | Master Bedroom
Table | Incandescent |  | Standard A Lamp | 1 | 60 | Master Bedroom
Wall Mount | Compact Fluorescent |  | Globe | 3 | 15 | Bathroom
Wall Mount | Incandescent |  | Globe | 3 | 40 | Bathroom
Recessed - other | Incandescent |  | Heat Lamp | 1 | 250 | Bathroom
Ceiling Fixture | Compact Fluorescent |  | Twist | 2 | 23 | Bedroom
Ceiling Fixture | Compact Fluorescent |  | Twist | 2 | 23 | Bedroom
Ceiling Fan | Compact Fluorescent |  | Twist | 4 | 27 | Dining Room
High bay | Linear Fluorescent | 96 | T-12 | 2 | 60 | Garage
Garage door opener | Incandescent |  | Standard A Lamp | 1 | 60 | Garage
Ceiling Fixture | Incandescent |  | Mini base | 3 | 60 | Hall
Ceiling Fixture | Linear Fluorescent | 48 | T-12 | 2 | 40 | Kitchen
Table | Incandescent |  | Standard A Lamp | 1 | 60 | Living Room
Ceiling Fixture | Incandescent |  | Standard A Lamp | 2 | 60 | Master Bedroom
Table | Compact Fluorescent |  | Twist | 1 | 15 | Master Bedroom
Wall Mount | Incandescent |  | Clear | 3 | 40 | Bathroom
Recessed - other | Compact Fluorescent |  | Reflector | 1 | 22 | Bathroom
Recessed - other | Incandescent |  | Heat Lamp | 1 | 250 | Bathroom
Ceiling Fixture | Incandescent |  | Standard A Lamp | 2 | 60 | Bedroom
Ceiling Fixture | Compact Fluorescent |  | Twist | 2 | 15 | Bedroom
Ceiling Fixture | Incandescent |  | Standard A Lamp | 1 | 60 | Closet
Chandelier (Hanging) | Incandescent |  | Mini base | 5 | 25 | Dining Room
Ceiling Fixture | Incandescent |  | Standard A Lamp | 1 | 60 | Garage
Garage door opener | Incandescent |  | Standard A Lamp | 1 | 60 | Garage
Ceiling Fixture | Incandescent |  | Standard A Lamp | 2 | 60 | Hall
Recessed Can | Incandescent |  | Reflector | 1 | 65 | Kitchen
Chandelier (Hanging) | Incandescent |  | Standard A Lamp | 3 | 60 | Kitchen
Ceiling Fixture | Linear Fluorescent | 24 | T-8 | 2 | 16 | Laundry Room
Table | Incandescent |  | Standard A Lamp | 1 | 60 | Living Room
Wall Mount | Incandescent |  | Clear | 3 | 40 | Bathroom
Recessed - other | Incandescent |  | Heat Lamp | 1 | 250 | Bathroom
Ceiling Fixture | Compact Fluorescent |  | Twist | 2 | 15 | Master Bedroom
Ceiling Fixture | Incandescent |  | Reflector | 3 | 65 | Office
Table | Incandescent |  | Standard A Lamp | 1 | 60 | Office
Recessed Can | Incandescent |  | Reflector | 1 | 65 | Bathroom
Ceiling Fixture | Incandescent |  | Standard A Lamp | 2 | 60 | Bathroom
Wall Mount | Compact Fluorescent |  | Globe | 4 | 22 | Bathroom
Ceiling Fixture | Incandescent |  | Standard A Lamp | 2 | 60 | Bedroom
Ceiling Fixture | Incandescent |  | 3-Way Incandescent | 1 | 100 | Bedroom
Ceiling Fan | Incandescent |  | Clear | 3 | 60 | Bedroom
Table | Incandescent |  | 3-Way Incandescent | 1 | 100 | Bedroom
Ceiling Fixture | Incandescent |  | Standard A Lamp | 1 | 60 | Bedroom
Table | Incandescent |  | Standard A Lamp | 1 | 40 | Bedroom
Ceiling Fixture | Incandescent |  | Standard A Lamp | 1 | 60 | Hall
Wall Mount | Incandescent |  | Standard A Lamp | 1 | 60 | Hall
Chandelier (Hanging) | Incandescent |  | Mini base | 5 | 60 | Dining Room
Table | Incandescent |  | Standard A Lamp | 1 | 40 | Dining Room
Table | Incandescent |  | Standard A Lamp | 1 | 13 | Other
Ceiling Fixture | Incandescent |  | Mini base | 3 | 50 | Other
Recessed Can | Incandescent |  | Reflector | 1 | 60 | Family Room
Table | Incandescent |  | 3-Way Incandescent | 1 | 100 | Family Room
Ceiling Fixture | Linear Fluorescent | 48 | T-12 | 2 | 40 | Garage
Ceiling Fan | Compact Fluorescent |  | Twist | 4 | 22 | Kitchen
Recessed Can | Incandescent |  | Reflector | 1 | 60 | Kitchen
Ceiling Fixture | Incandescent |  | Reflector | 1 | 65 | Laundry Room
Table | Incandescent |  | Standard A Lamp | 1 | 100 | Living Room
Table | Incandescent |  | Clear | 1 | 40 | Living Room
Floor lamp | Incandescent |  | Standard A Lamp | 2 | 70 | Living Room
Recessed Can | Incandescent |  | Reflector | 1 | 65 | Bathroom
Table | Incandescent |  | 3-Way Incandescent | 1 | 100 | Bedroom
Table | Incandescent |  | Standard A Lamp | 1 | 75 | Bedroom
Table | Incandescent |  | 3-Way Incandescent | 1 | 100 | Office
Table | Compact Fluorescent |  | Twist | 1 | 15 | Office
Wall Mount | Incandescent |  | Standard A Lamp | 1 | 60 | Hall
Wall Mount | Incandescent |  | Standard A Lamp | 1 | 60 | Bathroom
Recessed Can | Halogen |  | MR | 1 | 50 | Bathroom
Recessed Can | Halogen |  | MR | 1 | 50 | Bedroom
Recessed Can | Halogen |  | MR | 1 | 50 | Bedroom
Floor lamp | Compact Fluorescent |  | Straight Tube | 1 | 27 | Bedroom
Floor lamp | Compact Fluorescent |  | Straight Tube | 1 | 13 | Bedroom
Recessed Can | Halogen |  | MR | 1 | 50 | Other
Recessed Can | Halogen |  | MR | 1 | 50 | Family Room
Wall Mount | Incandescent |  | Standard A Lamp | 1 | 60 | Family Room
Floor lamp | Compact Fluorescent |  | Straight Tube | 1 | 15 | Family Room
Ceiling Fixture | Linear Fluorescent | 48 | T-12 | 2 | 40 | Garage
Recessed Can | Halogen |  | MR | 1 | 50 | Hall
Ceiling Fixture | Incandescent |  | Globe | 1 | 60 | Kitchen
Recessed Can | Halogen |  | MR | 1 | 50 | Kitchen
Architectural | Incandescent |  | Reflector | 2 | 45 | Kitchen
Ceiling Fixture | Linear Fluorescent | 18 | Fluorescent Other | 2 | 54 | Laundry Room
Ceiling Fixture | Compact Fluorescent |  | Twist | 1 | 15 | Other
Ceiling Fixture | Linear Fluorescent | 48 | T-12 | 2 | 40 | Other
Ceiling Fixture | Linear Fluorescent | 48 | T-8 | 2 | 32 | Other
Ceiling Fixture | Compact Fluorescent |  | Twist | 1 | 15 | Bathroom
Wall Mount | Compact Fluorescent |  | Twist | 2 | 15 | Bathroom
Ceiling Fixture | Compact Fluorescent |  | Twist | 2 | 15 | Bedroom
Ceiling Fixture | Incandescent |  | Standard A Lamp | 2 | 60 | Bedroom
Ceiling Fixture | Compact Fluorescent |  | Twist | 2 | 15 | Bedroom
Wall Mount | Incandescent |  | Standard A Lamp | 1 | 60 | Bedroom
Ceiling Fixture | Incandescent |  | Standard A Lamp | 1 | 60 | Garage
Ceiling Fixture | Compact Fluorescent |  | Twist | 2 | 15 | Hall
Chandelier (Hanging) | Incandescent |  | Standard A Lamp | 4 | 60 | Kitchen
Track | Compact Fluorescent |  | Twist | 3 | 15 | Kitchen
Ceiling Fixture | Compact Fluorescent |  | Twist | 2 | 15 | Laundry Room
Table | Compact Fluorescent |  | Twist | 1 | 22 | Family Room
Ceiling Fixture | Compact Fluorescent |  | Twist | 1 | 22 | Bedroom
Table | Incandescent |  | Standard A Lamp | 1 | 60 | Bedroom
Floor lamp | Compact Fluorescent |  | Twist | 1 | 22 | Bedroom
Table | Compact Fluorescent |  | Straight Tube | 1 | 28 | Bedroom
Wall Mount | Compact Fluorescent |  | Twist | 1 | 15 | Bathroom
Wall Mount | Incandescent |  | Globe | 2 | 40 | Bathroom
Ceiling Fixture | Compact Fluorescent |  | Twist | 3 | 15 | Bedroom
Wall Mount | Compact Fluorescent |  | Twist | 1 | 22 | Bedroom
Table | Compact Fluorescent |  | Twist | 1 | 15 | Bedroom
Table | Compact Fluorescent |  | Twist | 1 | 15 | Bedroom
Other | Compact Fluorescent |  | A shape bulb | 1 | 7 | Bedroom
Ceiling Fixture | Compact Fluorescent |  | Twist | 3 | 22 | Bedroom
Wall Mount | Compact Fluorescent |  | A shape bulb | 1 | 7 | Bedroom
Recessed Can | Compact Fluorescent |  | Reflector | 1 | 15 | Bedroom
Table | Compact Fluorescent |  | Twist | 1 | 22 | Bedroom
Architectural | Linear Fluorescent | 24 | T-12 | 1 | 40 | Closet
Recessed Can | Compact Fluorescent |  | Reflector | 1 | 15 | Dining Room
Table | Compact Fluorescent |  | Twist | 1 | 22 | Dining Room
Recessed Can | Compact Fluorescent |  | Reflector | 1 | 15 | Family Room
Ceiling Fixture | Linear Fluorescent | 48 | T-12 | 2 | 40 | Garage
Ceiling Fixture | Compact Fluorescent |  | Twist | 3 | 15 | Hall
Recessed Can | Compact Fluorescent |  | Reflector | 1 | 15 | Hall
Recessed Can | Compact Fluorescent |  | Reflector | 1 | 15 | Kitchen
Ceiling Fixture | Compact Fluorescent |  | Other | 1 | 28 | Laundry Room
Table | Compact Fluorescent |  | Twist | 1 | 15 | Living Room
Wall Mount | Compact Fluorescent |  | Twist | 1 | 15 | Hall
Ceiling Fixture | Compact Fluorescent |  | Twist | 3 | 15 | Family Room
Table | Compact Fluorescent |  | Twist | 1 | 22 | Family Room
Recessed Can | Compact Fluorescent |  | Twist | 1 | 15 | Other
Table | Compact Fluorescent |  | Twist | 1 | 22 | Other
Wall Mount | Other |  | LED Interior | 1 | 3 | Bathroom
Recessed Can | Compact Fluorescent |  | Reflector | 1 | 15 | Bathroom
Recessed Can | Incandescent |  | Reflector | 1 | 65 | Bathroom
Wall Mount | Incandescent |  | Standard A Lamp | 1 | 60 | Bathroom
Ceiling Fixture | Compact Fluorescent |  | Reflector | 1 | 12 | Bathroom
Ceiling Fixture | Compact Fluorescent |  | Twist | 1 | 13 | Bedroom
Floor lamp | Incandescent |  | Standard A Lamp | 1 | 100 | Bedroom
Other | Incandescent |  | Heat Lamp | 1 | 150 | Bedroom
Other | Incandescent |  | Heat Lamp | 1 | 100 | Bedroom
Other | Incandescent |  | Standard A Lamp | 1 | 60 | Bedroom
Other | Linear Fluorescent | 18 | T-8 | 1 | 20 | Bedroom
Table | Incandescent |  | Standard A Lamp | 1 | 60 | Bedroom
Ceiling Fixture | Compact Fluorescent |  | Reflector | 1 | 23 | Bedroom
Wall Mount | Incandescent |  | Reflector | 1 | 35 | Bedroom
Wall Mount | Linear Fluorescent | 24 | T-12 | 1 | 20 | Closet
Track | Halogen |  | PAR | 1 | 50 | Closet
Chandelier (Hanging) | Incandescent |  | Mini base | 12 | 60 | Dining Room
Wall Mount | Incandescent |  | Mini base | 1 | 60 | Dining Room
Wall Mount | Other |  | LED Interior | 1 | 3 | Hall
Track | Other |  | LED Interior | 3 | 5 | Other
Track | Other |  | LED Interior | 2 | 5 | Other
Chandelier (Hanging) | Other |  | LED Interior | 6 | 3 | Family Room
Wall Mount | Other |  | LED Interior | 1 | 3 | Family Room
Table | Compact Fluorescent |  | Twist | 1 | 13 | Family Room
Table | Incandescent |  | Clear | 1 | 25 | Family Room
Table | Incandescent |  | Standard A Lamp | 1 | 60 | Family Room
Floor lamp | Compact Fluorescent |  | Twist | 1 | 13 | Family Room
Recessed Can | Other |  | LED Interior | 1 | 7 | Garage
Garage door opener | Incandescent |  | Standard A Lamp | 1 | 60 | Garage
Recessed Can | Compact Fluorescent |  | Reflector | 1 | 15 | Garage
Table | Compact Fluorescent |  | Twist | 1 | 13 | Bedroom
Table | Incandescent |  | Mini base | 1 | 25 | Bedroom
Ceiling Fixture | Other |  | LED Interior | 2 | 3 | Hall
Recessed Can | Other |  | LED Interior | 1 | 9 | Kitchen
Ceiling Fixture | Incandescent |  | Clear | 1 | 60 | Hall
Wall Mount | Other |  | LED Interior | 1 | 3 | Hall
Chandelier (Hanging) | Other |  | LED Interior | 4 | 3 | Hall
Recessed Can | Compact Fluorescent |  | Reflector | 1 | 15 | Laundry Room
Wall Mount | Compact Fluorescent |  | Twist | 1 | 15 | Bathroom
Recessed Can | Incandescent |  | Reflector | 1 | 65 | Bathroom
Table | Compact Fluorescent |  | Other | 1 | 20 | Bathroom
Floor lamp | Incandescent |  | Standard A Lamp | 1 | 75 | Master Bedroom
Floor lamp | Compact Fluorescent |  | Twist | 1 | 13 | Master Bedroom
Table | Incandescent |  | Clear | 1 | 60 | Master Bedroom
Table | Other |  | LED Interior | 2 | 3 | Office
Recessed Can | Other |  | LED Interior | 1 | 18 | Office
Ceiling Fixture | Incandescent |  | Standard A Lamp | 1 | 60 | Office
Ceiling Fixture | Linear Fluorescent | 48 | T-12 | 4 | 40 | Other
Ceiling Fixture | Incandescent |  | Standard A Lamp | 1 | 60 | Other
Ceiling Fixture | Compact Fluorescent |  | Pin base | 3 | 15 | Closet
Ceiling Fixture | Linear Fluorescent | 48 | T-12 | 4 | 40 | Other
Recessed Can | Other |  | LED Interior | 1 | 7 | Closet
Recessed Can | Compact Fluorescent |  | Reflector | 1 | 15 | Closet
Chandelier (Hanging) | Incandescent |  | Mini base | 6 | 60 | Family Room
Recessed Can | Other |  | LED Interior | 1 | 7 | Family Room
Recessed Can | Other |  | LED Interior | 1 | 7 | Family Room
Track | Other |  | LED Interior | 1 | 5 | Family Room
Ceiling Fixture | Incandescent |  | Reflector | 1 | 100 | Bathroom
Ceiling Fixture | Compact Fluorescent |  | Twist | 1 | 15 | Dining Room
Ceiling Fixture | Compact Fluorescent |  | Twist | 2 | 15 | Hall
Ceiling Fixture | Compact Fluorescent |  | A shape bulb | 1 | 15 | Office
Ceiling Fixture | Compact Fluorescent |  | A shape bulb | 1 | 15 | Bathroom
Ceiling Fixture | Compact Fluorescent |  | A shape bulb | 1 | 15 | Bedroom
Wall Mount | Incandescent |  | Globe | 1 | 40 | Bedroom
Ceiling Fixture | Incandescent |  | Standard A Lamp | 1 | 40 | Closet
Ceiling Fixture | Compact Fluorescent |  | Twist | 1 | 15 | Hall
Ceiling Fixture | Compact Fluorescent |  | Twist | 1 | 15 | Laundry Room
Recessed Can | Incandescent |  | Reflector | 1 | 65 | Other
Floor lamp | Compact Fluorescent |  | Twist | 1 | 15 | Other
Wall Mount | Compact Fluorescent |  | A shape bulb | 2 | 15 | Bathroom
Recessed Can | Compact Fluorescent |  | Reflector | 1 | 15 | Bedroom
Ceiling Fixture | Compact Fluorescent |  | Twist | 1 | 22 | Kitchen
Ceiling Fixture | Compact Fluorescent |  | Twist | 1 | 15 | Hall
Floor lamp | Linear Fluorescent | 12 | Fluorescent Other | 1 | 16 | Living Room
Table | Compact Fluorescent |  | Twist | 1 | 15 | Living Room
Ceiling Fixture | Incandescent |  | Standard A Lamp | 2 | 60 | Master Bedroom
Wall Mount | Incandescent |  | Standard A Lamp | 1 | 40 | Closet
Ceiling Fan | Compact Fluorescent |  | Twist | 1 | 15 | Hall
Recessed Can | Compact Fluorescent |  | Reflector | 1 | 15 | Bathroom
Wall Mount | Compact Fluorescent |  | Globe | 8 | 15 | Bathroom
Ceiling Fixture | Incandescent |  | Standard A Lamp | 1 | 40 | Closet
Recessed Can | Incandescent |  | Standard A Lamp | 1 | 60 | Bathroom
Wall Mount | Incandescent |  | Reflector | 1 | 45 | Bathroom
Chandelier (Hanging) | Incandescent |  | Standard A Lamp | 5 | 60 | Dining Room
Recessed Can | Incandescent |  | Reflector | 1 | 65 | Living Room
Recessed Can | Incandescent |  | Reflector | 1 | 60 | Living Room
Recessed Can | Halogen |  | PAR | 1 | 60 | Living Room
Wall Mount | Incandescent |  | Decorative | 2 | 60 | Hall
Recessed Can | Incandescent |  | Reflector | 1 | 65 | Hall
Recessed Can | Incandescent |  | Reflector | 1 | 65 | Hall
Recessed Can | Compact Fluorescent |  | Twist | 1 | 16 | Hall
Wall Mount | Incandescent |  | Standard A Lamp | 1 | 60 | Closet
Recessed Can | Incandescent |  | Standard A Lamp | 1 | 75 | Kitchen
Recessed Can | Halogen |  | PAR | 1 | 60 | Kitchen
Recessed Can | Compact Fluorescent |  | Reflector | 1 | 14 | Kitchen
Recessed Can | Other |  | LED Interior | 1 | 13 | Kitchen
Recessed Can | Incandescent |  | Reflector | 1 | 60 | Kitchen
Recessed Can | Incandescent |  | Reflector | 1 | 65 | Office
Wall Mount | Linear Fluorescent | 12 | T-5 | 1 | 7 | Closet
Wall Mount | Compact Fluorescent |  | Twist | 1 | 26 | Closet
Recessed Can | Halogen |  | PAR | 1 | 90 | Dining Room
Chandelier (Hanging) | Incandescent |  | Decorative | 6 | 60 | Dining Room
Recessed Can | Halogen |  | PAR | 1 | 60 | Family Room
Table | Incandescent |  | 3-Way Incandescent | 1 | 150 | Family Room
Recessed Can | Halogen |  | PAR | 1 | 75 | Family Room
Recessed Can | Incandescent |  | Reflector | 1 | 65 | Family Room
Recessed Can | Incandescent |  | Reflector | 1 | 45 | Family Room
Recessed Can | Halogen |  | PAR | 1 | 90 | Bedroom
Recessed Can | Incandescent |  | Reflector | 1 | 65 | Bedroom
Table | Incandescent |  | Standard A Lamp | 1 | 60 | Bedroom
Recessed Can | Incandescent |  | Reflector | 1 | 65 | Bedroom
Recessed Can | Compact Fluorescent |  | Reflector | 1 | 16 | Bedroom
Recessed Can | Halogen |  | PAR | 1 | 90 | Family Room
Recessed Can | Incandescent |  | Reflector | 1 | 65 | Family Room
Recessed Can | Incandescent |  | Reflector | 1 | 65 | Hall
Recessed Can | Incandescent |  | Standard A Lamp | 1 | 60 | Bathroom
Wall Mount | Incandescent |  | Mini base | 1 | 5 | Bathroom
Wall Mount | Incandescent |  | Standard A Lamp | 1 | 75 | Bathroom
Recessed Can | Incandescent |  | Reflector | 1 | 65 | Laundry Room
Recessed Can | Incandescent |  | Standard A Lamp | 1 | 60 | Bathroom
Recessed Can | Incandescent |  | Standard A Lamp | 1 | 25 | Bathroom
Recessed Can | Incandescent |  | Reflector | 1 | 65 | Bathroom
Recessed Can | Incandescent |  | Standard A Lamp | 1 | 40 | Closet
Recessed Can | Incandescent |  | Reflector | 1 | 65 | Bathroom
Recessed Can | Incandescent |  | Reflector | 1 | 65 | Master Bedroom
Table | Incandescent |  | 3-Way Incandescent | 1 | 100 | Master Bedroom
Ceiling Fixture | Compact Fluorescent |  | A shape bulb | 1 | 11 | Garage
Garage door opener | Incandescent |  | Standard A Lamp | 1 | 60 | Garage
Ceiling Fixture | Incandescent |  | Reflector | 1 | 75 | Garage
Ceiling Fixture | Compact Fluorescent |  | Reflector | 1 | 15 | Garage
Recessed Can | Incandescent |  | Reflector | 1 | 65 | Hall
Recessed Can | Compact Fluorescent |  | Twist | 1 | 16 | Hall
Wall Mount | Incandescent |  | Standard A Lamp | 1 | 40 | Hall
Wall Mount | Compact Fluorescent |  | Twist | 1 | 9 | Hall
Wall Mount | Incandescent |  | Globe | 7 | 40 | Bathroom
Ceiling Fan | Incandescent |  | Standard A Lamp | 1 | 60 | Bedroom
Ceiling Fan | Incandescent |  | Standard A Lamp | 1 | 100 | Dining Room
Low bay | Linear Fluorescent | 48 | T-12 | 2 | 40 | Garage
Ceiling Fixture | Incandescent |  | Standard A Lamp | 1 | 60 | Garage
Garage door opener | Incandescent |  | Standard A Lamp | 1 | 60 | Garage
Ceiling Fixture | Incandescent |  | Standard A Lamp | 1 | 75 | Hall
Ceiling Fixture | Linear Fluorescent | 48 | T-12 | 2 | 40 | Kitchen
Architectural | Incandescent |  | Standard A Lamp | 1 | 40 | Kitchen
Ceiling Fan | Incandescent |  | Standard A Lamp | 4 | 40 | Living Room
Table | Incandescent |  | 3-Way Incandescent | 1 | 100 | Living Room
Floor lamp | Halogen |  | MR | 2 | 50 | Living Room
Table | Other |  | Other | 1 | 40 | Living Room
Ceiling Fixture | Incandescent |  | Standard A Lamp | 2 | 60 | Bedroom
Table | Incandescent |  | 3-Way Incandescent | 1 | 100 | Bedroom
Ceiling Fixture | Incandescent |  | Standard A Lamp | 2 | 60 | Other
Wall Mount | Incandescent |  | Standard A Lamp | 3 | 60 | Bathroom
Wall Mount | Incandescent |  | Standard A Lamp | 3 | 40 | Bathroom
Ceiling Fan | Compact Fluorescent |  | Twist | 1 | 22 | Bedroom
Table | Incandescent |  | Standard A Lamp | 1 | 60 | Bedroom
Ceiling Fan | Incandescent |  | Standard A Lamp | 4 | 60 | Bedroom
Table | Incandescent |  | Standard A Lamp | 1 | 100 | Bedroom
Ceiling Fan | Incandescent |  | Decorative | 3 | 40 | Master Bedroom
Ceiling Fan | Incandescent |  | Globe | 4 | 60 | Dining Room
Ceiling Fixture | Linear Fluorescent | 48 | T-12 | 2 | 40 | Garage
Garage door opener | Incandescent |  | Standard A Lamp | 1 | 60 | Garage
Ceiling Fixture | Incandescent |  | Clear | 1 | 25 | Hall
Ceiling Fixture | Linear Fluorescent | 48 | T-12 | 2 | 32 | Kitchen
Ceiling Fixture | Linear Fluorescent | 48 | T-8 | 2 | 32 | Laundry Room
Recessed Can | Compact Fluorescent |  | Reflector | 1 | 22 | Living Room
Wall Mount | Incandescent |  | Globe | 5 | 40 | Bathroom
Ceiling Fixture | Incandescent |  | Standard A Lamp | 1 | 60 | Closet
Ceiling Fixture | Incandescent |  | Standard A Lamp | 1 | 60 | Closet
Recessed Can | Incandescent |  | Reflector | 1 | 65 | Dining Room
Wall Mount | Compact Fluorescent |  | Twist | 1 | 13 | Dining Room
Ceiling Fixture | Incandescent |  | Standard A Lamp | 2 | 60 | Hall
Ceiling Fixture | Incandescent |  | Standard A Lamp | 2 | 60 | Bedroom
Table | Incandescent |  | Standard A Lamp | 1 | 40 | Bedroom
Ceiling Fixture | Incandescent |  | Standard A Lamp | 1 | 60 | Hall
Ceiling Fixture | Incandescent |  | Standard A Lamp | 2 | 60 | Bedroom
Table | Incandescent |  | Standard A Lamp | 1 | 40 | Bedroom
High bay | Linear Fluorescent | 48 | T-12 | 2 | 40 | Kitchen
Ceiling Fixture | Incandescent |  | Standard A Lamp | 1 | 60 | Laundry Room
Ceiling Fixture | Incandescent |  | Standard A Lamp | 1 | 40 | Laundry Room
Low bay | Linear Fluorescent | 24 | T-12 | 1 | 20 | Laundry Room
Floor lamp | Incandescent |  | 3-Way Incandescent | 1 | 250 | Living Room
Floor lamp | Compact Fluorescent |  | Twist | 3 | 23 | Living Room
Table | Compact Fluorescent |  | Twist | 1 | 26 | Living Room
Table | Incandescent |  | 3-Way Incandescent | 1 | 250 | Living Room
Ceiling Fixture | Incandescent |  | Standard A Lamp | 1 | 60 | Bathroom
Wall Mount | Incandescent |  | Globe | 3 | 40 | Bathroom
Ceiling Fixture | Incandescent |  | Clear | 2 | 60 | Master Bedroom
Table | Compact Fluorescent |  | Twist | 1 | 23 | Master Bedroom
Ceiling Fixture | Incandescent |  | Standard A Lamp | 1 | 60 | Closet
Ceiling Fixture | Incandescent |  | Standard A Lamp | 2 | 60 | Office
Floor lamp | Incandescent |  | Standard A Lamp | 1 | 60 | Office
Table | Incandescent |  | Standard A Lamp | 1 | 60 | Office
Ceiling Fixture | Incandescent |  | Standard A Lamp | 2 | 60 | Laundry Room
Table | Incandescent |  | Standard A Lamp | 1 | 100 | Laundry Room
Ceiling Fixture | Incandescent |  | Standard A Lamp | 2 | 60 | Bathroom
Wall Mount | Compact Fluorescent |  | Twist | 3 | 15 | Bathroom
Ceiling Fixture | Incandescent |  | Standard A Lamp | 2 | 60 | Bedroom
Ceiling Fixture | Incandescent |  | Standard A Lamp | 2 | 60 | Bedroom
Chandelier (Hanging) | Compact Fluorescent |  | Twist | 5 | 22 | Family Room
Ceiling Fixture | Linear Fluorescent | 48 | T-12 | 2 | 40 | Kitchen
Ceiling Fixture | Incandescent |  | Standard A Lamp | 1 | 60 | Laundry Room
Floor lamp | Compact Fluorescent |  | Twist | 2 | 15 | Living Room
Ceiling Fixture | Incandescent |  | Standard A Lamp | 2 | 60 | Office
Ceiling Fixture | Linear Fluorescent | 48 | T-5 | 2 | 16 | Bathroom
Ceiling Fixture | Linear Fluorescent | 48 | T-5 | 2 | 16 | Bathroom
Ceiling Fixture | Incandescent |  | Standard A Lamp | 1 | 60 | Bathroom
Recessed - other | Incandescent |  | Heat Lamp | 1 | 250 | Bathroom
Table | Incandescent |  | Decorative | 1 | 40 | Bedroom
Chandelier (Hanging) | Incandescent |  | Standard A Lamp | 1 | 100 | Dining Room
Ceiling Fixture | Halogen |  | MR | 1 | 30 | Hall
Ceiling Fixture | Compact Fluorescent |  | Twist | 1 | 15 | Garage
Garage door opener | Incandescent |  | Standard A Lamp | 1 | 60 | Garage
Recessed Can | Incandescent |  | Reflector | 1 | 65 | Hall
Recessed Can | Incandescent |  | Reflector | 1 | 65 | Kitchen
Ceiling Fixture | Compact Fluorescent |  | Twist | 1 | 15 | Laundry Room
Table | Incandescent |  | 3-Way Incandescent | 1 | 150 | Living Room
Table | Incandescent |  | Standard A Lamp | 1 | 60 | Master Bedroom
Recessed Can | Incandescent |  | Reflector | 1 | 65 | Office
Wall Mount | Incandescent |  | Standard A Lamp | 3 | 40 | Bathroom
Ceiling Fan | Incandescent |  | Standard A Lamp | 1 | 60 | Bedroom
Ceiling Fixture | Compact Fluorescent |  | Twist | 1 | 15 | Bedroom
Ceiling Fixture | Incandescent |  | Standard A Lamp | 2 | 60 | Dining Room
Ceiling Fan | Compact Fluorescent |  | Twist | 1 | 22 | Family Room
Ceiling Fixture | Linear Fluorescent | 96 | T-12 | 2 | 60 | Garage
Ceiling Fixture | Incandescent |  | Standard A Lamp | 2 | 60 | Hall
Ceiling Fixture | Other |  | Other | 2 | 32 | Kitchen
Ceiling Fixture | Other |  | Other | 2 | 32 | Laundry Room
Table | Compact Fluorescent |  | Twist | 1 | 22 | Living Room
Ceiling Fixture | Incandescent |  | Standard A Lamp | 3 | 60 | Bedroom
Wall Mount | Halogen |  | MR | 3 | 35 | Other
Ceiling Fan | Incandescent |  | Standard A Lamp | 1 | 60 | Other
Ceiling Fixture | Compact Fluorescent |  | Twist | 1 | 15 | Other
Wall Mount | Incandescent |  | Globe | 7 | 60 | Bathroom
Chandelier (Hanging) | Incandescent |  | Standard A Lamp | 3 | 60 | Dining Room
Ceiling Fan | Incandescent |  | Standard A Lamp | 1 | 60 | Family Room
Floor lamp | Incandescent |  | Standard A Lamp | 1 | 60 | Family Room
Floor lamp | Incandescent |  | Standard A Lamp | 1 | 60 | Hall
Ceiling Fixture | Linear Fluorescent | 48 | T-12 | 2 | 32 | Kitchen
Recessed - other | Linear Fluorescent | 48 | T-12 | 2 | 32 | Laundry Room
Ceiling Fan | Incandescent |  | Standard A Lamp | 4 | 60 | Master Bedroom
Ceiling Fan | Incandescent |  | Decorative | 3 | 25 | Other
Ceiling Fixture | Incandescent |  | Standard A Lamp | 1 | 60 | Other
Ceiling Fixture | Incandescent |  | Standard A Lamp | 1 | 60 | Hall
Ceiling Fixture | Incandescent |  | Standard A Lamp | 2 | 60 | Bedroom
Wall Mount | Incandescent |  | Standard A Lamp | 3 | 60 | Bedroom
Ceiling Fixture | Compact Fluorescent |  | Twist | 2 | 15 | Bedroom
Ceiling Fixture | Compact Fluorescent |  | Twist | 2 | 15 | Bedroom
Ceiling Fixture | Incandescent |  | Standard A Lamp | 2 | 60 | Closet
Ceiling Fixture | Halogen |  | MR | 3 | 20 | Closet
Ceiling Fixture | Compact Fluorescent |  | Twist | 3 | 15 | Hall
Wall Mount | Incandescent |  | Standard A Lamp | 3 | 60 | Bathroom
Ceiling Fixture | Incandescent |  | Standard A Lamp | 3 | 60 | Bedroom
Recessed - other | Linear Fluorescent | 96 | T-12 | 1 | 60 | Family Room
Ceiling Fixture | Linear Fluorescent | 96 | T-12 | 2 | 74 | Other
Ceiling Fixture | Incandescent |  | Standard A Lamp | 1 | 60 | Closet
Wall Mount | Compact Fluorescent |  | Twist | 4 | 15 | Bathroom
Recessed Can | Compact Fluorescent |  | Reflector | 1 | 22 | Bedroom
Ceiling Fan | Incandescent |  | Standard A Lamp | 1 | 60 | Bedroom
Table | Incandescent |  | Standard A Lamp | 1 | 60 | Bedroom
Ceiling Fixture | Linear Fluorescent | 48 | T-12 | 2 | 40 | Other
Ceiling Fixture | Incandescent |  | Standard A Lamp | 1 | 60 | Other
Chandelier (Hanging) | Compact Fluorescent |  | Twist | 5 | 15 | Dining Room
Ceiling Fixture | Linear Fluorescent | 48 | T-12 | 1 | 40 | Garage
Garage door opener | Incandescent |  | Standard A Lamp | 1 | 60 | Garage
Recessed Can | Incandescent |  | Standard A Lamp | 1 | 40 | Hall
Recessed Can | Compact Fluorescent |  | Reflector | 1 | 22 | Kitchen
Recessed Can | Compact Fluorescent |  | Reflector | 1 | 22 | Living Room
Recessed Can | Compact Fluorescent |  | Reflector | 1 | 22 | Office
Wall Mount | Compact Fluorescent |  | Twist | 2 | 15 | Bathroom
Ceiling Fan | Incandescent |  | Standard A Lamp | 1 | 60 | Bedroom
Table | Compact Fluorescent |  | Twist | 1 | 15 | Bedroom
Ceiling Fan | Incandescent |  | Standard A Lamp | 1 | 60 | Bedroom
Recessed Can | Compact Fluorescent |  | Reflector |  | 22 | Office
Recessed Can | Compact Fluorescent |  | Reflector | 1 | 22 | Family Room
Recessed - other | Compact Fluorescent |  | Twist | 1 | 15 | Hall
Wall Mount | Incandescent |  | Globe | 4 | 40 | Bathroom
Ceiling Fixture | Incandescent |  | Standard A Lamp | 2 | 60 | Bathroom
Ceiling Fixture | Incandescent |  | Standard A Lamp | 2 | 60 | Bedroom
Table | Incandescent |  | Standard A Lamp | 1 | 60 | Bedroom
Ceiling Fixture | Incandescent |  | Standard A Lamp | 2 | 60 | Bedroom
Ceiling Fixture | Incandescent |  | Standard A Lamp | 2 | 60 | Bedroom
Ceiling Fixture | Incandescent |  | Decorative | 4 | 40 | Dining Room
Floor lamp | Compact Fluorescent |  | Twist | 1 | 15 | Family Room
Wall Mount | Incandescent |  | Mini base | 1 | 40 | Hall
Ceiling Fixture | Linear Fluorescent | 48 | T-12 | 2 | 40 | Kitchen
Floor lamp | Incandescent |  | Standard A Lamp | 1 | 60 | Other
Ceiling Fixture | Incandescent |  | Standard A Lamp | 2 | 60 | Other
Ceiling Fixture | Incandescent |  | Standard A Lamp | 1 | 60 | Other
Other | Incandescent |  | Standard A Lamp | 1 | 100 | Other
Ceiling Fixture | Incandescent |  | Standard A Lamp | 1 | 100 | Bathroom
Wall Mount | Incandescent |  | Standard A Lamp | 1 | 60 | Bathroom
Ceiling Fan | Incandescent |  | Standard A Lamp | 1 | 100 | Bedroom
Ceiling Fixture | Incandescent |  | Standard A Lamp | 1 | 60 | Bedroom
Ceiling Fixture | Incandescent |  | Standard A Lamp | 1 | 100 | Bedroom
Ceiling Fixture | Incandescent |  | Standard A Lamp | 1 | 60 | Bedroom
Ceiling Fixture | Incandescent |  | Standard A Lamp | 1 | 100 | Kitchen
Ceiling Fixture | Incandescent |  | Standard A Lamp | 1 | 100 | Other
Chandelier (Hanging) | Incandescent |  | Decorative | 5 | 40 | Family Room
Ceiling Fixture | Incandescent |  | Standard A Lamp | 1 | 100 | Hall
Ceiling Fixture | Incandescent |  | Standard A Lamp | 1 | 100 | Other
Ceiling Fan | Incandescent |  | Standard A Lamp | 2 | 60 | Bathroom
Wall Mount | Incandescent |  | Standard A Lamp | 3 | 60 | Bathroom
Ceiling Fixture | Incandescent |  | Standard A Lamp | 1 | 60 | Bedroom
Ceiling Fixture | Linear Fluorescent | 48 | T-12 | 2 | 40 | Dining Room
Ceiling Fixture | Linear Fluorescent | 48 | T-12 | 2 | 40 | Garage
Garage door opener | Incandescent |  | Standard A Lamp | 1 | 60 | Garage
Ceiling Fixture | Incandescent |  | Standard A Lamp | 1 | 60 | Hall
Ceiling Fan | Incandescent |  | Standard A Lamp | 1 | 60 | Living Room
Ceiling Fixture | Incandescent |  | Standard A Lamp | 1 | 60 | Office
Wall Mount | Compact Fluorescent |  | Twist | 3 | 14 | Bathroom
Recessed - other | Incandescent |  | Reflector | 1 | 75 | Bathroom
Chandelier (Hanging) | Compact Fluorescent |  | Twist | 1 | 27 | Dining Room
Ceiling Fixture | Compact Fluorescent |  | Twist | 1 | 20 | Hall
Torchiere | Compact Fluorescent |  | Twist | 1 | 27 | Family Room
Recessed Can | Compact Fluorescent |  | Twist | 1 | 20 | Family Room
Floor lamp | Other |  | LED Interior | 1 | 1 | Family Room
Recessed Can | Compact Fluorescent |  | Twist | 1 | 15 | Hall
Recessed Can | Compact Fluorescent |  | Twist | 1 | 15 | Kitchen
Chandelier (Hanging) | Compact Fluorescent |  | Pin base | 1 | 23 | Kitchen
Recessed Can | Compact Fluorescent |  | Twist | 1 | 15 | Living Room
Chandelier (Hanging) | Compact Fluorescent |  | Twist | 5 | 15 | Living Room
Wall Mount | Compact Fluorescent |  | Other | 1 | 27 | Closet
Recessed Can | Compact Fluorescent |  | Twist | 1 | 20 | Office
Wall Mount | Compact Fluorescent |  | Other | 1 | 27 | Closet
Wall Mount | Incandescent |  | Standard A Lamp | 3 | 100 | Bathroom
Recessed Can | Compact Fluorescent |  | Twist | 1 | 20 | Family Room
Ceiling Fixture | Compact Fluorescent |  | Twist | 2 | 15 | Laundry Room
Recessed Can | Compact Fluorescent |  | Twist | 1 | 14 | Hall
Recessed Can | Compact Fluorescent |  | Twist | 1 | 20 | Hall
Recessed Can | Incandescent |  | Reflector | 1 | 65 | Hall
Ceiling Fixture | Incandescent |  | Reflector | 1 | 75 | Bathroom
Wall Mount | Compact Fluorescent |  | Twist | 3 | 14 | Bathroom
Ceiling Fixture | Compact Fluorescent |  | Twist | 2 | 14 | Closet
Torchiere | Compact Fluorescent |  | Twist | 1 | 27 | Master Bedroom
Floor lamp | Incandescent |  | Standard A Lamp | 1 | 40 | Master Bedroom
Ceiling Fixture | Compact Fluorescent |  | Twist | 2 | 14 | Bedroom
Ceiling Fixture | Compact Fluorescent |  | Twist | 2 | 14 | Bedroom
Ceiling Fixture | Compact Fluorescent |  | Twist | 2 | 14 | Family Room
Ceiling Fixture | Compact Fluorescent |  | Twist | 1 | 15 | Garage
Ceiling Fixture | Compact Fluorescent |  | Twist | 2 | 22 | Kitchen
Ceiling Fixture | Linear Fluorescent | 48 | T-12 | 2 | 40 | Other
Ceiling Fan | Incandescent |  | Decorative | 3 | 60 | Hall
Ceiling Fan | Compact Fluorescent |  | Twist | 1 | 15 | Bedroom
Ceiling Fixture | Incandescent |  | Standard A Lamp | 3 | 60 | Hall
Wall Mount | Incandescent |  | Standard A Lamp | 2 | 60 | Bathroom
Ceiling Fan | Compact Fluorescent |  | Twist | 1 | 15 | Bedroom
Ceiling Fixture | Compact Fluorescent |  | Twist | 1 | 15 | Hall
Chandelier (Hanging) | Incandescent |  | Decorative | 6 | 40 | Dining Room
Table | Compact Fluorescent |  | Twist | 1 | 22 | Living Room
Track | Halogen |  | PAR | 3 | 50 | Hall
Ceiling Fixture | Halogen |  | PAR | 3 | 50 | Master Bedroom
Ceiling Fixture | Compact Fluorescent |  | Twist | 2 | 15 | Bathroom
Wall Mount | Incandescent |  | Decorative | 2 | 60 | Bathroom
Ceiling Fixture | Compact Fluorescent |  | Twist | 2 | 15 | Bedroom
Ceiling Fixture | Linear Fluorescent | 48 | T-8 | 2 | 32 | Family Room
Ceiling Fixture | Linear Fluorescent | 48 | T-12 | 2 | 40 | Laundry Room
Table | Compact Fluorescent |  | Twist | 1 | 15 | Bedroom
Ceiling Fixture | Compact Fluorescent |  | Twist | 2 | 15 | Bedroom
Chandelier (Hanging) | Incandescent |  | Decorative | 3 | 60 | Living Room
Recessed Can | Other |  | LED Interior | 1 | 7 | Hall
Ceiling Fixture | Incandescent |  | Standard A Lamp | 2 | 60 | Garage
Ceiling Fixture | Linear Fluorescent | 48 | T-12 | 2 | 60 | Garage
Torchiere | Other |  | LED Interior | 1 | 10 | Hall
Recessed Can | Other |  | LED Interior | 1 | 7 | Hall
Torchiere | Compact Fluorescent |  | Twist | 1 | 15 | Bedroom
Ceiling Fixture | Compact Fluorescent |  | Twist | 1 | 15 | Bedroom
Other | Halogen |  | Other | 1 | 35 | Kitchen
Recessed Can | Other |  | LED Interior | 1 | 5 | Kitchen
Recessed Can | Other |  | LED Interior | 1 | 7 | Kitchen
Ceiling Fixture | Halogen |  | MR | 3 | 35 | Laundry Room
Floor lamp | Compact Fluorescent |  | Twist | 1 | 15 | Living Room
Table | Incandescent |  | Clear | 1 | 60 | Living Room
Wall Mount | Compact Fluorescent |  | Twist | 2 | 15 | Bathroom
Other | Incandescent |  | Mini base | 1 | 20 | Bathroom
Ceiling Fan | Incandescent |  | Decorative | 2 | 60 | Master Bedroom
Table | Incandescent |  | Mini base | 1 | 40 | Master Bedroom
Table | Halogen |  | Other | 1 | 50 | Master Bedroom
Ceiling Fixture | Incandescent |  | Standard A Lamp | 1 | 60 | Hall
Track | Incandescent |  | Globe | 4 | 60 | Bathroom
Ceiling Fan | Incandescent |  | Standard A Lamp | 1 | 60 | Bathroom
Ceiling Fixture | Compact Fluorescent |  | Twist | 2 | 15 | Other
Recessed - other | Compact Fluorescent |  | Pin base | 1 | 15 | Living Room
Ceiling Fixture | Incandescent |  | Clear | 1 | 300 | Living Room
Torchiere | Compact Fluorescent |  | Twist | 1 | 15 | Living Room
Ceiling Fixture | Incandescent |  | Standard A Lamp | 1 | 100 | Bedroom
Floor lamp | Incandescent |  | Mini base | 5 | 40 | Bedroom
Table | Incandescent |  | Mini base | 1 | 40 | Bedroom
Ceiling Fixture | Linear Fluorescent | 48 | T-12 | 1 | 40 | Bathroom
Wall Mount | Incandescent |  | Standard A Lamp | 1 | 75 | Hall
Ceiling Fixture | Compact Fluorescent |  | Twist | 1 | 15 | Living Room
Track | Halogen |  | MR | 1 | 50 | Living Room
Ceiling Fixture | Linear Fluorescent | 48 | T-12 | 4 | 40 | Other
Ceiling Fixture | Linear Fluorescent | 48 | T-12 | 2 | 40 | Other
Wall Mount | Compact Fluorescent |  | Twist | 1 | 15 | Other
Wall Mount | Compact Fluorescent |  | Twist | 1 | 15 | Closet
Ceiling Fixture | Linear Fluorescent | 48 | T-12 | 2 | 40 | Bedroom
Ceiling Fixture | Linear Fluorescent | 48 | T-12 | 2 | 40 | Hall
Table | Compact Fluorescent |  | Twist | 1 | 15 | Hall
Wall Mount | Incandescent |  | Standard A Lamp | 2 | 75 | Hall
Ceiling Fixture | Linear Fluorescent | 48 | T-12 | 2 | 40 | Laundry Room
Wall Mount | Compact Fluorescent |  | Twist | 2 | 15 | Bathroom
Ceiling Fixture | Linear Fluorescent | 48 | T-12 | 2 | 40 | Bathroom
Ceiling Fixture | Linear Fluorescent | 48 | T-12 | 2 | 40 | Office
Table | Compact Fluorescent |  | Twist | 1 | 22 | Office
Ceiling Fixture | Linear Fluorescent | 48 | T-12 | 2 | 20 | Kitchen
Ceiling Fixture | Incandescent |  | Reflector | 1 | 65 | Kitchen
Other | Compact Fluorescent |  | Twist | 1 | 15 | Kitchen
Other | Linear Fluorescent | 18 | T-12 | 1 | 16 | Kitchen
Wall Mount | Compact Fluorescent |  | Globe | 4 | 9 | Bathroom
Wall Mount | Incandescent |  | Globe | 8 | 40 | Bathroom
Ceiling Fixture | Compact Fluorescent |  | Twist | 2 | 20 | Bedroom
Ceiling Fixture | Compact Fluorescent |  | Twist | 2 | 13 | Bedroom
Recessed Can | Compact Fluorescent |  | Reflector | 1 | 11 | Family Room
Ceiling Fixture | Compact Fluorescent |  | Twist | 1 | 13 | Garage
Ceiling Fixture | Compact Fluorescent |  | Twist | 1 | 26 | Garage
Ceiling Fixture | Incandescent |  | Standard A Lamp | 1 | 75 | Garage
Garage door opener | Incandescent |  | Standard A Lamp | 1 | 100 | Garage
Recessed Can | Compact Fluorescent |  | Twist | 1 | 20 | Hall
Ceiling Fixture | Compact Fluorescent |  | Twist | 1 | 20 | Kitchen
Ceiling Fixture | Incandescent |  | Standard A Lamp | 4 | 75 | Kitchen
Chandelier (Hanging) | Compact Fluorescent |  | Twist | 5 | 20 | Living Room
Ceiling Fixture | Incandescent |  | Standard A Lamp | 2 | 60 | Office
Table | Compact Fluorescent |  | Twist | 1 | 20 | Office
Floor lamp | Compact Fluorescent |  | Straight Tube | 1 | 27 | Office
Track | Incandescent |  | Standard A Lamp | 3 | 60 | Bedroom
Track | Compact Fluorescent |  | Twist | 1 | 15 | Bedroom
Floor lamp | Incandescent |  | Standard A Lamp | 3 | 60 | Bedroom
Ceiling Fan | Incandescent |  | Standard A Lamp | 1 | 60 | Master Bedroom
Floor lamp | Incandescent |  | Standard A Lamp | 1 | 60 | Master Bedroom
Table | Linear Fluorescent | 12 | T-8 | 1 | 16 | Master Bedroom
Ceiling Fixture | Linear Fluorescent | 48 | T-12 | 2 | 40 | Closet
Track | Incandescent |  | Standard A Lamp | 3 | 60 | Office
Wall Mount | Incandescent |  | Standard A Lamp | 1 | 60 | Office
Ceiling Fixture | Compact Fluorescent |  | A shape bulb | 1 | 22 | Hall
Chandelier (Hanging) | Incandescent |  | Standard A Lamp | 1 | 60 | Hall
Ceiling Fixture | Linear Fluorescent | 48 | T-12 | 2 | 40 | Bathroom
Wall Mount | Incandescent |  | Globe | 3 | 40 | Bathroom
Ceiling Fan | Incandescent |  | Decorative | 4 | 40 | Dining Room
Ceiling Fan | Incandescent |  | Standard A Lamp | 1 | 75 | Dining Room
Ceiling Fixture | Incandescent |  | Reflector | 2 | 65 | Garage
Ceiling Fixture | Linear Fluorescent | 48 | T-12 | 2 | 40 | Garage
Ceiling Fixture | Incandescent |  | Standard A Lamp | 1 | 60 | Garage
Ceiling Fixture | Compact Fluorescent |  | Twist | 1 | 15 | Garage
Ceiling Fixture | Linear Fluorescent | 48 | T-12 | 2 | 40 | Kitchen
Track | Incandescent |  | Reflector | 3 | 40 | Kitchen
Recessed Can | Incandescent |  | Reflector | 1 | 60 | Kitchen
Ceiling Fixture | Incandescent |  | Standard A Lamp | 2 | 60 | Kitchen
Other | Incandescent |  | Clear | 1 | 25 | Kitchen
Ceiling Fixture | Incandescent |  | Standard A Lamp | 3 | 90 | Living Room
Track | Incandescent |  | Standard A Lamp | 2 | 65 | Living Room
Torchiere | Incandescent |  | Standard A Lamp | 2 | 60 | Living Room
Table | Compact Fluorescent |  | Straight Tube | 1 | 28 | Living Room
Ceiling Fixture | Compact Fluorescent |  | Twist | 2 | 15 | Office
Ceiling Fixture | Incandescent |  | Standard A Lamp | 2 | 40 | Office
Table | Incandescent |  | Other | 1 | 60 | Office
Wall Mount | Compact Fluorescent |  | Twist | 1 | 15 | Closet
Ceiling Fixture | Linear Fluorescent | 48 | T-12 | 2 | 40 | Closet
Wall Mount | Compact Fluorescent |  | Twist | 4 | 15 | Bathroom
Ceiling Fixture | Incandescent |  | Standard A Lamp | 1 | 60 | Bathroom
Table | Incandescent |  | Standard A Lamp | 1 | 60 | Bedroom
Table | Incandescent |  | Standard A Lamp | 1 | 40 | Bedroom
Table | Compact Fluorescent |  | Straight Tube | 1 | 28 | Bedroom
Ceiling Fixture | Compact Fluorescent |  | Twist | 1 | 28 | Bedroom
Table | Incandescent |  | Colored | 1 | 25 | Bedroom
Chandelier (Hanging) | Incandescent |  | Decorative | 5 | 25 | Hall
Ceiling Fixture | Incandescent |  | Standard A Lamp | 5 | 40 | Family Room
Table | Incandescent |  | Standard A Lamp | 1 | 25 | Family Room
Table | Compact Fluorescent |  | Twist | 1 | 7 | Family Room
Ceiling Fixture | Compact Fluorescent |  | Twist | 1 | 22 | Hall
Ceiling Fixture | Compact Fluorescent |  | Twist | 1 | 22 | Hall
Recessed - other | Linear Fluorescent | 48 | T-12 | 1 | 40 | Living Room
Ceiling Fixture | Linear Fluorescent | 48 | T-12 | 1 | 40 | Living Room
Ceiling Fixture | Compact Fluorescent |  | Twist | 1 | 15 | Living Room
Chandelier (Hanging) | Compact Fluorescent |  | Twist | 6 | 15 | Living Room
Table | Incandescent |  | 3-Way Incandescent | 1 | 100 | Living Room
Table | Incandescent |  | Decorative | 3 | 40 | Master Bedroom
Floor lamp | Compact Fluorescent |  | Twist | 2 | 22 | Master Bedroom
Wall Mount | Incandescent |  | Globe | 6 | 40 | Bathroom
Ceiling Fixture | Compact Fluorescent |  | Twist | 2 | 22 | Bathroom
Ceiling Fixture | Compact Fluorescent |  | Twist | 1 | 22 | Office
Table | Compact Fluorescent |  | Straight Tube | 1 | 7 | Office
Ceiling Fixture | Compact Fluorescent |  | Twist | 1 | 22 | Garage
Garage door opener | Incandescent |  | Standard A Lamp | 2 | 40 | Garage
Wall Mount | Incandescent |  | Standard A Lamp | 2 | 60 | Bathroom
Wall Mount | Incandescent |  | Standard A Lamp | 3 | 60 | Bathroom
Ceiling Fixture | Incandescent |  | Reflector | 1 | 65 | Bathroom
Ceiling Fixture | Compact Fluorescent |  | Flood | 1 | 25 | Bathroom
Recessed Can | Incandescent |  | Reflector | 1 | 75 | Closet
Recessed Can | Incandescent |  | Reflector | 1 | 65 | Closet
Recessed - other | Incandescent |  | Reflector | 1 | 65 | Bedroom
Table | Incandescent |  | 3-Way Incandescent | 1 | 100 | Bedroom
Recessed - other | Halogen |  | Other | 1 | 50 | Bedroom
Chandelier (Hanging) | Incandescent |  | Decorative | 5 | 40 | Bedroom
Table | Incandescent |  | Standard A Lamp | 1 | 60 | Bedroom
Table | Compact Fluorescent |  | Twist | 1 | 13 | Bedroom
Ceiling Fixture | Compact Fluorescent |  | Twist | 1 | 13 | Bedroom
Recessed - other | Halogen |  | Other | 1 | 50 | Bedroom
Table | Incandescent |  | Standard A Lamp | 1 | 55 | Bedroom
Table | Compact Fluorescent |  | A shape bulb | 1 | 15 | Bedroom
Recessed - other | Halogen |  | Other | 1 | 50 | Other
Floor lamp | Compact Fluorescent |  | Twist | 1 | 23 | Other
Track | Halogen |  | Other | 1 | 50 | Other
Recessed - other | Incandescent |  | Reflector | 1 | 76 | Other
Table | Incandescent |  | Standard A Lamp | 2 | 55 | Other
Chandelier (Hanging) | Incandescent |  | Decorative | 5 | 40 | Dining Room
Table | Incandescent |  | Clear | 1 | 40 | Dining Room
Wall Mount | Halogen |  | Other | 1 | 50 | Dining Room
Wall Mount | Linear Fluorescent | 12 | T-8 | 1 | 30 | Dining Room
Chandelier (Hanging) | Incandescent |  | Decorative | 12 | 25 | Hall
Recessed - other | Incandescent |  | Reflector | 1 | 75 | Hall
Recessed - other | Incandescent |  | Reflector | 1 | 65 | Family Room
Recessed - other | Halogen |  | Other | 1 | 50 | Family Room
Floor lamp | Incandescent |  | Standard A Lamp | 1 | 60 | Family Room
Ceiling Fixture | Linear Fluorescent | 48 | T-8 | 2 | 32 | Garage
Recessed Can | Incandescent |  | Reflector | 1 | 75 | Hall
Recessed Can | Compact Fluorescent |  | Flood | 1 | 13 | Hall
Recessed - other | Other |  | LED Interior | 1 | 18 | Kitchen
Recessed - other | Compact Fluorescent |  | Reflector | 1 | 15 | Kitchen
Chandelier (Hanging) | Incandescent |  | Clear | 5 | 57 | Kitchen
Wall Mount | Linear Fluorescent | 18 | T-8 | 1 | 30 | Kitchen
Recessed - other | Incandescent |  | Reflector | 1 | 76 | Laundry Room
Recessed Can | Incandescent |  | Reflector | 1 | 65 | Living Room
Recessed - other | Incandescent |  | Reflector | 1 | 86 | Bathroom
Recessed - other | Incandescent |  | Reflector | 1 | 65 | Master Bedroom
Table | Incandescent |  | Standard A Lamp | 1 | 60 | Master Bedroom
Recessed - other | Incandescent |  | Reflector | 1 | 75 | Closet
Recessed Can | Incandescent |  | Reflector | 1 | 65 | Office
Track | Halogen |  | Other | 11 | 45 | Family Room
Recessed - other | Halogen |  | Other | 1 | 35 | Family Room
Table | Incandescent |  | Standard A Lamp | 1 | 60 | Family Room
Wall Mount | Compact Fluorescent |  | Circline (Screw Base) | 1 | 15 | Other
Recessed - other | Incandescent |  | Reflector | 1 | 65 | Other
Wall Mount | Incandescent |  | Standard A Lamp | 2 | 40 | Bathroom
Wall Mount | Compact Fluorescent |  | Twist | 1 | 15 | Bathroom
Ceiling Fixture | Incandescent |  | Standard A Lamp | 2 | 40 | Bathroom
Wall Mount | Incandescent |  | Standard A Lamp | 1 | 60 | Closet
Chandelier (Hanging) | Incandescent |  | Decorative | 6 | 40 | Dining Room
Table | Incandescent |  | Standard A Lamp | 1 | 40 | Dining Room
Ceiling Fixture | Incandescent |  | Standard A Lamp | 2 | 40 | Bedroom
Ceiling Fixture | Compact Fluorescent |  | Twist | 1 | 22 | Hall
Chandelier (Hanging) | Incandescent |  | Decorative | 6 | 25 | Other
Recessed Can | Halogen |  | PAR | 1 | 100 | Family Room
Ceiling Fixture | Linear Fluorescent | 48 | T-12 | 1 | 40 | Garage
Ceiling Fixture | Incandescent |  | Standard A Lamp | 2 | 60 | Kitchen
Architectural | Halogen |  | Quartz Tube | 1 | 50 | Kitchen
Chandelier (Hanging) | Incandescent |  | Globe | 4 | 40 | Living Room
Table | Compact Fluorescent |  | Twist | 1 | 15 | Living Room
Table | Incandescent |  | Decorative | 1 | 25 | Living Room
Torchiere | Compact Fluorescent |  | 3-Way CFL | 1 | 22 | Living Room
Ceiling Fixture | Incandescent |  | Standard A Lamp | 2 | 60 | Master Bedroom
Ceiling Fixture | Incandescent |  | Standard A Lamp | 2 | 60 | Bathroom
Ceiling Fixture | Incandescent |  | Standard A Lamp | 2 | 60 | Master Bedroom
Ceiling Fixture | Compact Fluorescent |  | Twist | 6 | 15 | Closet
Ceiling Fixture | Incandescent |  | Standard A Lamp | 2 | 40 | Laundry Room
Wall Mount | Incandescent |  | Standard A Lamp | 1 | 60 | Bathroom
Ceiling Fixture | Incandescent |  | Standard A Lamp | 1 | 100 | Bedroom
Chandelier (Hanging) | Incandescent |  | Standard A Lamp | 1 | 60 | Hall
Ceiling Fixture | Incandescent |  | Decorative | 2 | 40 | Bedroom
Ceiling Fixture | Compact Fluorescent |  | Twist | 1 | 15 | Hall
Wall Mount | Incandescent |  | Standard A Lamp | 2 | 60 | Bathroom
Ceiling Fixture | Compact Fluorescent |  | Twist | 1 | 7 | Garage
Ceiling Fixture | Linear Fluorescent | 40 | T-12 | 2 | 32 | Garage
Chandelier (Hanging) | Incandescent |  | Standard A Lamp | 1 | 40 | Living Room
Torchiere | Compact Fluorescent |  | A shape bulb | 1 | 15 | Living Room
Chandelier (Hanging) | Incandescent |  | Decorative | 5 | 25 | Laundry Room
Ceiling Fixture | Incandescent |  | Standard A Lamp | 1 | 60 | Laundry Room
Other | Incandescent |  | Clear | 1 | 40 | Laundry Room
Ceiling Fixture | Incandescent |  | Standard A Lamp | 1 | 60 | Laundry Room
Wall Mount | Compact Fluorescent |  | Twist | 2 | 15 | Bathroom
Ceiling Fixture | Compact Fluorescent |  | Twist | 2 | 15 | Bedroom
Ceiling Fixture | Compact Fluorescent |  | Twist | 2 | 15 | Bedroom
Table | Incandescent |  | Standard A Lamp | 1 | 5 | Bedroom
Ceiling Fixture | Compact Fluorescent |  | Twist | 2 | 15 | Bathroom
Wall Mount | Incandescent |  | Standard A Lamp | 6 | 40 | Bathroom
Ceiling Fixture | Compact Fluorescent |  | Twist | 2 | 15 | Bedroom
Ceiling Fixture | Compact Fluorescent |  | Twist | 2 | 15 | Bedroom
Chandelier (Hanging) | Incandescent |  | Standard A Lamp | 5 | 60 | Dining Room
Wall Mount | Incandescent |  | Standard A Lamp | 1 | 60 | Family Room
Ceiling Fixture | Compact Fluorescent |  | Twist | 2 | 15 | Family Room
Torchiere | Incandescent |  | 3-Way Incandescent | 1 | 250 | Family Room
Ceiling Fixture | Compact Fluorescent |  | Twist | 1 | 15 | Hall
Low bay | Linear Fluorescent | 48 | T-8 | 2 | 20 | Garage
Garage door opener | Incandescent |  | Standard A Lamp | 1 | 60 | Garage
Ceiling Fixture | Incandescent |  | Standard A Lamp | 2 | 40 | Kitchen
Ceiling Fixture | Compact Fluorescent |  | Twist | 2 | 15 | Kitchen
Ceiling Fixture | Compact Fluorescent |  | A shape bulb | 3 | 15 | Kitchen
Track | Halogen |  | MR | 4 | 30 | Kitchen
Recessed - other | Incandescent |  | Standard A Lamp | 1 | 60 | Kitchen
Ceiling Fixture | Linear Fluorescent | 48 | T-12 | 2 | 32 | Laundry Room
Ceiling Fixture | Compact Fluorescent |  | Twist | 1 | 15 | Bathroom
Wall Mount | Incandescent |  | Standard A Lamp | 4 | 40 | Bathroom
Ceiling Fixture | Compact Fluorescent |  | Twist | 2 | 15 | Bedroom
Ceiling Fixture | Incandescent |  | Standard A Lamp | 1 | 60 | Kitchen
Table | Compact Fluorescent |  | Twist | 1 | 22 | Living Room
Torchiere | Halogen |  | Quartz Tube | 1 | 50 | Living Room
Wall Mount | Compact Fluorescent |  | Twist | 1 | 15 | Bathroom
Recessed - other | Linear Fluorescent | 48 | T-12 | 1 | 32 | Bathroom
Ceiling Fixture | Incandescent |  | Decorative | 3 | 40 | Master Bedroom
Table | Incandescent |  | Standard A Lamp | 1 | 90 | Master Bedroom
Ceiling Fixture | Compact Fluorescent |  | Twist | 1 | 15 | Other
Architectural | Other |  | LED Interior | 1 | 12 | Hall
Ceiling Fixture | Compact Fluorescent |  | A shape bulb | 2 | 7 | Bathroom
Wall Mount | Compact Fluorescent |  | A shape bulb | 3 | 7 | Bathroom
Ceiling Fixture | Compact Fluorescent |  | Twist | 1 | 15 | Bedroom
Torchiere | Compact Fluorescent |  | Other | 1 | 42 | Bedroom
Table | Incandescent |  | Standard A Lamp | 1 | 75 | Bedroom
Wall Mount | Incandescent |  | Standard A Lamp | 2 | 60 | Bedroom
Ceiling Fixture | Compact Fluorescent |  | Twist | 1 | 15 | Bedroom
Ceiling Fixture | Incandescent |  | Standard A Lamp | 2 | 60 | Bedroom
Ceiling Fan | Incandescent |  | Decorative | 4 | 40 | Dining Room
Ceiling Fan | Compact Fluorescent |  | Twist | 1 | 15 | Dining Room
Wall Mount | Incandescent |  | Globe | 2 | 75 | Bathroom
Ceiling Fixture | Compact Fluorescent |  | Twist | 1 | 15 | Hall
Ceiling Fixture | Compact Fluorescent |  | Twist | 2 | 15 | Family Room
Track | Incandescent |  | Reflector | 3 | 65 | Family Room
Floor lamp | Compact Fluorescent |  | Twist | 2 | 15 | Family Room
Table | Incandescent |  | Standard A Lamp | 1 | 60 | Family Room
Table | Compact Fluorescent |  | Twist | 1 | 15 | Family Room
Floor lamp | Incandescent |  | Standard A Lamp | 2 | 60 | Bedroom
Ceiling Fixture | Compact Fluorescent |  | Twist | 1 | 22 | Hall
Ceiling Fixture | Compact Fluorescent |  | Twist | 1 | 15 | Hall
Ceiling Fixture | Incandescent |  | Standard A Lamp | 1 | 60 | Hall
Ceiling Fan | Compact Fluorescent |  | Twist | 4 | 15 | Kitchen
Recessed Can | Incandescent |  | Reflector | 1 | 65 | Kitchen
Other | Incandescent |  | Standard A Lamp | 1 | 40 | Kitchen
Ceiling Fixture | Linear Fluorescent | 48 | T-12 | 2 | 40 | Living Room
Table | Compact Fluorescent |  | Twist | 1 | 15 | Living Room
Torchiere | Compact Fluorescent |  | Twist | 1 | 15 | Living Room
Wall Mount | Compact Fluorescent |  | Twist | 1 | 15 | Bathroom
Wall Mount | Incandescent |  | Standard A Lamp | 4 | 60 | Bathroom
Wall Mount | Incandescent |  | Standard A Lamp | 2 | 60 | Bedroom
Ceiling Fixture | Incandescent |  | Standard A Lamp | 1 | 60 | Master Bedroom
Wall Mount | Incandescent |  | Standard A Lamp | 1 | 60 | Hall
Torchiere | Compact Fluorescent |  | Twist | 1 | 36 | Office
Wall Mount | Compact Fluorescent |  | Twist | 1 | 22 | Office
Recessed Can | Incandescent |  | Reflector | 1 | 75 | Office
Wall Mount | Incandescent |  | Mini base | 4 | 40 | Bathroom
Wall Mount | Incandescent |  | Reflector | 1 | 75 | Bathroom
Wall Mount | Compact Fluorescent |  | Twist | 1 | 22 | Bathroom
Recessed Can | Incandescent |  | Reflector | 1 | 65 | Bathroom
Wall Mount | Compact Fluorescent |  | Twist | 1 | 22 | Master Bedroom
Floor lamp | Incandescent |  | Standard A Lamp | 1 | 60 | Master Bedroom
Table | Compact Fluorescent |  | Twist | 1 | 22 | Master Bedroom
Ceiling Fixture | Linear Fluorescent | 48 | T-12 | 2 | 40 | Bedroom
Ceiling Fixture | Incandescent |  | Standard A Lamp | 2 | 60 | Bedroom
Wall Mount | Incandescent |  | Standard A Lamp | 1 | 60 | Bedroom
Wall Mount | Incandescent |  | Decorative | 1 | 40 | Hall
Wall Mount | Incandescent |  | Standard A Lamp | 1 | 60 | Garage
Garage door opener | Incandescent |  | Standard A Lamp | 1 | 75 | Garage
Chandelier (Hanging) | Compact Fluorescent |  | Twist | 1 | 22 | Kitchen
Ceiling Fixture | Linear Fluorescent | 48 | T-12 | 4 | 40 | Kitchen
Wall Mount | Incandescent |  | Standard A Lamp | 1 | 60 | Kitchen
Ceiling Fixture | Linear Fluorescent | 48 | T-12 | 2 | 40 | Kitchen
Ceiling Fixture | Compact Fluorescent |  | Twist | 1 | 22 | Laundry Room
Ceiling Fan | Incandescent |  | Standard A Lamp | 4 | 60 | Living Room
Chandelier (Hanging) | Incandescent |  | Decorative | 4 | 40 | Living Room
Chandelier (Hanging) | Compact Fluorescent |  | Twist | 1 | 22 | Living Room
Table | Incandescent |  | 3-Way Incandescent | 1 | 75 | Living Room
Wall Mount | Incandescent |  | Standard A Lamp | 1 | 150 | Living Room
Table | Incandescent |  | Decorative | 2 | 40 | Living Room
Table | Compact Fluorescent |  | Twist | 1 | 22 | Bedroom
Recessed Can | Compact Fluorescent |  | Twist | 1 | 15 | Other
Ceiling Fixture | Incandescent |  | Mini base | 4 | 40 | Other
Recessed Can | Incandescent |  | Standard A Lamp | 1 | 60 | Other
Wall Mount | Incandescent |  | Decorative | 1 | 40 | Other
Table | Compact Fluorescent |  | Twist | 2 | 14 | Other
Table | Incandescent |  | Standard A Lamp | 1 | 40 | Other
Other | Incandescent |  | Colored | 1 | 5 | Other
Ceiling Fixture | Compact Fluorescent |  | Twist | 2 | 18 | Other
Floor lamp | Halogen |  | Quartz Tube | 2 | 60 | Other
Wall Mount | Incandescent |  | Standard A Lamp | 3 | 60 | Other
Ceiling Fixture | Incandescent |  | Standard A Lamp | 2 | 40 | Bathroom
Track | Incandescent |  | Standard A Lamp | 3 | 60 | Family Room
Table | Compact Fluorescent |  | Twist | 1 | 13 | Family Room
Ceiling Fixture | Incandescent |  | Standard A Lamp | 1 | 60 | Living Room
Table | Compact Fluorescent |  | Twist | 1 | 13 | Living Room
Table | Incandescent |  | Colored | 1 | 60 | Living Room
Ceiling Fixture | Linear Fluorescent | 48 | T-12 | 4 | 40 | Garage
Ceiling Fixture | Linear Fluorescent | 48 | T-12 | 2 | 40 | Garage
Ceiling Fixture | Incandescent |  | Standard A Lamp | 3 | 60 | Garage
Ceiling Fixture | Incandescent |  | Standard A Lamp | 1 | 60 | Kitchen
Ceiling Fixture | Linear Fluorescent | 24 | T-12 | 1 | 20 | Kitchen
Other | Incandescent |  | Other | 1 | 25 | Kitchen
Ceiling Fixture | Incandescent |  | Standard A Lamp | 1 | 60 | Kitchen
Track | Halogen |  | MR | 3 | 50 | Kitchen
Ceiling Fixture | Compact Fluorescent |  | Twist | 1 | 15 | Living Room
Table | Incandescent |  | Standard A Lamp | 1 | 60 | Living Room
Ceiling Fixture | Incandescent |  | Standard A Lamp | 1 | 60 | Master Bedroom
Track | Compact Fluorescent |  | Twist | 2 | 18 | Master Bedroom
Wall Mount | Incandescent |  | Standard A Lamp | 1 | 60 | Master Bedroom
Ceiling Fixture | Incandescent |  | Standard A Lamp | 2 | 60 | Bathroom
Wall Mount | Incandescent |  | Decorative | 1 | 40 | Bathroom
Ceiling Fixture | Incandescent |  | Standard A Lamp | 1 | 60 | Other
Table | Compact Fluorescent |  | Twist | 1 | 22 | Other
Chandelier (Hanging) | Compact Fluorescent |  | Pin base | 1 | 15 | Office
Wall Mount | Incandescent |  | Standard A Lamp | 1 | 60 | Office
Torchiere | Compact Fluorescent |  | Other | 1 | 28 | Office
Table | Compact Fluorescent |  | Other | 1 | 28 | Office
Wall Mount | Compact Fluorescent |  | Twist | 2 | 15 | Bathroom
Wall Mount | Compact Fluorescent |  | Globe | 10 | 15 | Bathroom
Ceiling Fixture | Incandescent |  | Standard A Lamp | 2 | 60 | Bedroom
Chandelier (Hanging) | Incandescent |  | Standard A Lamp | 1 | 75 | Bedroom
Wall Mount | Linear Fluorescent | 42 | T-12 | 1 | 40 | Other
Table | Compact Fluorescent |  | Other | 1 | 28 | Other
Table | Incandescent |  | Standard A Lamp | 1 | 75 | Other
Chandelier (Hanging) | Incandescent |  | Standard A Lamp | 1 | 60 | Other
Table | Compact Fluorescent |  | Twist | 1 | 7 | Other
Ceiling Fixture | Linear Fluorescent | 48 | T-12 | 2 | 32 | Dining Room
Ceiling Fixture | Incandescent |  | Standard A Lamp | 2 | 60 | Office
Table | Incandescent |  | Mini base | 1 | 5 | Office
Ceiling Fixture | Linear Fluorescent | 46 | T-12 | 4 | 40 | Garage
Ceiling Fixture | Linear Fluorescent | 46 | T-12 | 2 | 40 | Garage
Ceiling Fixture | Incandescent |  | Standard A Lamp | 1 | 60 | Garage
Ceiling Fixture | Compact Fluorescent |  | Twist | 1 | 15 | Garage
Recessed Can | Compact Fluorescent |  | Twist | 1 | 15 | Hall
Recessed Can | Incandescent |  | Reflector | 1 | 60 | Hall
Ceiling Fixture | Compact Fluorescent |  | Twist | 1 | 15 | Hall
Recessed Can | Compact Fluorescent |  | Twist | 1 | 15 | Kitchen
Ceiling Fixture | Incandescent |  | Standard A Lamp | 3 | 60 | Kitchen
Recessed - other | Linear Fluorescent | 20 | T-12 | 1 | 20 | Kitchen
Ceiling Fixture | Compact Fluorescent |  | Twist | 1 | 15 | Laundry Room
Floor lamp | Compact Fluorescent |  | Twist | 1 | 28 | Living Room
Table | Compact Fluorescent |  | Twist | 1 | 15 | Living Room
Floor lamp | Compact Fluorescent |  | Twist | 1 | 15 | Living Room
Torchiere | Linear Fluorescent |  | T-8 | 1 | 32 | Living Room
Ceiling Fixture | Compact Fluorescent |  | Twist | 2 | 22 | Master Bedroom
Table | Incandescent |  | Standard A Lamp | 1 | 25 | Master Bedroom
Floor lamp | Halogen |  | Quartz Tube | 1 | 50 | Master Bedroom
Torchiere | Compact Fluorescent |  | Twist | 1 | 15 | Master Bedroom
Ceiling Fixture | Incandescent |  | Heat Lamp | 1 | 150 | Bathroom
Wall Mount | Incandescent |  | Reflector | 1 | 60 | Living Room
Ceiling Fixture | Compact Fluorescent |  | Twist | 1 | 15 | Bathroom
Wall Mount | Compact Fluorescent |  | Twist | 3 | 15 | Bathroom
Ceiling Fixture | Compact Fluorescent |  | A shape bulb | 1 | 15 | Hall
Recessed Can | Incandescent |  | Reflector | 1 | 65 | Family Room
Recessed Can | Incandescent |  | Reflector | 1 | 65 | Office
Ceiling Fixture | Compact Fluorescent |  | Twist | 1 | 15 | Hall
Wall Mount | Compact Fluorescent |  | A shape bulb | 4 | 22 | Bathroom
Ceiling Fan | Compact Fluorescent |  | Twist | 1 | 15 | Bathroom
Ceiling Fixture | Compact Fluorescent |  | A shape bulb | 1 | 15 | Laundry Room
Recessed Can | Incandescent |  | Reflector | 1 | 65 | Master Bedroom
Recessed Can | Compact Fluorescent |  | Reflector | 1 | 22 | Closet
Garage door opener | Compact Fluorescent |  | Twist | 1 | 15 | Garage
Ceiling Fixture | Compact Fluorescent |  | Twist | 1 | 15 | Garage
Ceiling Fixture | Compact Fluorescent |  | Twist | 1 | 15 | Hall
Ceiling Fixture | Incandescent |  | Clear | 3 | 60 | Kitchen
Ceiling Fixture | Incandescent |  | Decorative | 2 | 40 | Kitchen
Chandelier (Hanging) | Compact Fluorescent |  | Twist | 3 | 15 | Kitchen
Other | Incandescent |  | Clear | 1 | 25 | Kitchen
Chandelier (Hanging) | Incandescent |  | Clear | 2 | 40 | Dining Room
Ceiling Fixture | Compact Fluorescent |  | Twist | 1 | 15 | Hall
Ceiling Fixture | Compact Fluorescent |  | A shape bulb | 2 | 15 | Bedroom
Table | Compact Fluorescent |  | Twist | 1 | 15 | Bedroom
Ceiling Fixture | Compact Fluorescent |  | Twist | 2 | 15 | Bathroom
Wall Mount | Compact Fluorescent |  | Twist | 3 | 15 | Bathroom
Ceiling Fixture | Compact Fluorescent |  | Twist | 2 | 15 | Bedroom
Table | Compact Fluorescent |  | Twist | 1 | 15 | Bedroom
Ceiling Fixture | Compact Fluorescent |  | Twist | 2 | 15 | Bedroom
Ceiling Fixture | Linear Fluorescent | 48 | T-12 | 2 | 40 | Kitchen
Ceiling Fixture | Incandescent |  | Standard A Lamp | 2 | 40 | Dining Room
Ceiling Fixture | Linear Fluorescent | 48 | T-12 | 2 | 40 | Garage
Ceiling Fixture | Incandescent |  | Standard A Lamp | 2 | 60 | Living Room
Table | Compact Fluorescent |  | Twist | 1 | 15 | Living Room
Wall Mount | Incandescent |  | Standard A Lamp | 1 | 46 | Bathroom
Ceiling Fixture | Incandescent |  | Standard A Lamp | 2 | 100 | Bedroom
Ceiling Fixture | Incandescent |  | Standard A Lamp | 1 | 60 | Hall
Ceiling Fixture | Compact Fluorescent |  | Twist | 2 | 15 | Bedroom
Ceiling Fixture | Compact Fluorescent |  | Twist | 1 | 15 | Bedroom
Recessed Can | Compact Fluorescent |  | Twist | 1 | 15 | Kitchen
Track | Halogen |  | MR | 4 | 50 | Kitchen
Ceiling Fan | Compact Fluorescent |  | Twist | 1 | 15 | Bedroom
Table | Incandescent |  | Standard A Lamp | 1 | 60 | Bedroom
Ceiling Fixture | Compact Fluorescent |  | Twist | 1 | 15 | Master Bedroom
Table | Compact Fluorescent |  | Twist | 1 | 15 | Master Bedroom
Wall Mount | Compact Fluorescent |  | Twist | 3 | 15 | Bathroom
Recessed Can | Compact Fluorescent |  | Twist | 1 | 15 | Bathroom
Recessed Can | Compact Fluorescent |  | Twist | 1 | 15 | Closet
Ceiling Fixture | Incandescent |  | Clear | 1 | 40 | Hall
Chandelier (Hanging) | Incandescent |  | Decorative | 5 | 25 | Dining Room
Recessed Can | Compact Fluorescent |  | Twist | 1 | 15 | Dining Room
Recessed Can | Compact Fluorescent |  | Twist | 1 | 15 | Laundry Room
Floor lamp | Incandescent |  | 3-Way Incandescent | 1 | 200 | Laundry Room
Table | Compact Fluorescent |  | Twist | 1 | 15 | Laundry Room
Ceiling Fixture | Linear Fluorescent | 48 | T-12 | 2 | 40 | Laundry Room
Ceiling Fixture | Compact Fluorescent |  | Twist | 1 | 15 | Bathroom
Ceiling Fixture | Linear Fluorescent | 96 | T-12 | 2 | 60 | Garage
Ceiling Fixture | Linear Fluorescent | 48 | T-12 | 2 | 40 | Garage
Ceiling Fan | Compact Fluorescent |  | Twist | 1 | 15 | Office
Wall Mount | Incandescent |  | Clear | 4 | 40 | Bathroom
Ceiling Fixture | Compact Fluorescent |  | Twist | 1 | 15 | Bathroom
Ceiling Fixture | Incandescent |  | Heat Lamp | 2 | 250 | Bathroom
Ceiling Fixture | Compact Fluorescent |  | Twist | 2 | 15 | Bedroom
Wall Mount | Incandescent |  | Standard A Lamp | 3 | 60 | Bathroom
Ceiling Fixture | Incandescent |  | Reflector | 3 | 65 | Bathroom
Recessed Can | Incandescent |  | Heat Lamp | 2 | 250 | Bathroom
Ceiling Fixture | Incandescent |  | Standard A Lamp | 1 | 60 | Bathroom
Wall Mount | Incandescent |  | Standard A Lamp | 2 | 100 | Bathroom
Ceiling Fixture | Incandescent |  | Reflector | 3 | 65 | Bedroom
Table | Incandescent |  | Standard A Lamp | 1 | 40 | Bedroom
Table | Incandescent |  | Standard A Lamp | 1 | 100 | Bedroom
Ceiling Fixture | Incandescent |  | Reflector | 3 | 65 | Bedroom
Table | Incandescent |  | Standard A Lamp | 1 | 40 | Bedroom
Table | Incandescent |  | Standard A Lamp | 1 | 60 | Bedroom
Ceiling Fixture | Incandescent |  | Standard A Lamp | 1 | 60 | Closet
Ceiling Fixture | Incandescent |  | Standard A Lamp | 1 | 60 | Closet
Ceiling Fixture | Incandescent |  | Reflector | 3 | 65 | Closet
Track | Incandescent |  | Reflector | 2 | 75 | Closet
Track | Incandescent |  | Reflector | 6 | 75 | Other
Ceiling Fixture | Incandescent |  | Reflector | 3 | 75 | Other
Floor lamp | Compact Fluorescent |  | 3-Way CFL | 1 | 28 | Other
Chandelier (Hanging) | Incandescent |  | Decorative | 5 | 40 | Dining Room
Track | Halogen |  | PAR | 2 | 75 | Dining Room
Track | Halogen |  | PAR | 3 | 75 | Family Room
Table | Incandescent |  | Mini base | 2 | 25 | Family Room
Table | Incandescent |  | Standard A Lamp | 1 | 60 | Family Room
Table | Incandescent |  | Standard A Lamp | 1 | 100 | Family Room
Floor lamp | Incandescent |  | Standard A Lamp | 2 | 60 | Family Room
Recessed Can | Halogen |  | PAR | 1 | 50 | Hall
Table | Incandescent |  | Standard A Lamp | 1 | 40 | Hall
Ceiling Fixture | Incandescent |  | Standard A Lamp | 1 | 60 | Hall
Recessed Can | Incandescent |  | Reflector | 1 | 65 | Kitchen
Track | Incandescent |  | Reflector | 2 | 65 | Kitchen
Track | Incandescent |  | Reflector | 2 | 75 | Kitchen
Ceiling Fixture | Incandescent |  | Mini base | 3 | 40 | Kitchen
Ceiling Fixture | Incandescent |  | Reflector | 3 | 65 | Laundry Room
Recessed Can | Halogen |  | PAR | 1 | 50 | Living Room
Chandelier (Hanging) | Incandescent |  | Decorative | 3 | 40 | Living Room
Floor lamp | Incandescent |  | Mini base | 2 | 40 | Living Room
Wall Mount | Incandescent |  | Standard A Lamp | 3 | 60 | Bathroom
Track | Halogen |  | MR | 4 | 50 | Bathroom
Table | Incandescent |  | Mini base | 1 | 25 | Bathroom
Ceiling Fixture | Incandescent |  | Reflector | 3 | 65 | Bedroom
Table | Incandescent |  | Mini base | 3 | 60 | Bedroom
Ceiling Fixture | Incandescent |  | Standard A Lamp | 1 | 100 | Closet
Wall Mount | Other |  | Other | 2 | 57 | Bathroom
Chandelier (Hanging) | Incandescent |  | Globe | 1 | 100 | Dining Room
Recessed Can | Compact Fluorescent |  | Reflector | 1 | 14 | Family Room
Table | Incandescent |  | Standard A Lamp | 1 | 100 | Family Room
Table | Incandescent |  | Standard A Lamp | 1 | 60 | Family Room
Chandelier (Hanging) | Incandescent |  | Standard A Lamp | 9 | 60 | Hall
Table | Compact Fluorescent |  | Twist | 1 | 13 | Hall
Recessed Can | Compact Fluorescent |  | Reflector | 1 | 14 | Hall
Other | Other |  | Other | 1 | 19 | Kitchen
Recessed Can | Compact Fluorescent |  | Reflector | 1 | 14 | Kitchen
Recessed Can | Compact Fluorescent |  | Reflector | 1 | 14 | Kitchen
Ceiling Fixture | Compact Fluorescent |  | Twist | 2 | 13 | Laundry Room
Torchiere | Incandescent |  | Standard A Lamp | 1 | 40 | Living Room
Table | Incandescent |  | Standard A Lamp | 1 | 100 | Living Room
Torchiere | Other |  | Other | 1 | 15 | Living Room
Ceiling Fixture | Incandescent |  | Standard A Lamp | 2 | 60 | Closet
Chandelier (Hanging) | Incandescent |  | Standard A Lamp | 5 | 60 | Other
Wall Mount | Linear Fluorescent | 24 | T-12 | 1 | 20 | Closet
Ceiling Fixture | Incandescent |  | Standard A Lamp | 3 | 60 | Bedroom
Table | Incandescent |  | Standard A Lamp | 1 | 60 | Bedroom
Table | Compact Fluorescent |  | Twist | 2 | 9 | Bedroom
Ceiling Fixture | Compact Fluorescent |  | Twist | 3 | 13 | Other
Ceiling Fixture | Incandescent |  | Standard A Lamp | 1 | 60 | Closet
Ceiling Fixture | Incandescent |  | Standard A Lamp | 2 | 60 | Bathroom
Recessed Can | Compact Fluorescent |  | Reflector | 1 | 14 | Master Bedroom
Table | Compact Fluorescent |  | Twist | 1 | 13 | Master Bedroom
Table | Compact Fluorescent |  | Twist | 1 | 13 | Master Bedroom
Table | Incandescent |  | Standard A Lamp | 1 | 60 | Master Bedroom
Ceiling Fixture | Incandescent |  | Standard A Lamp | 3 | 60 | Closet
Ceiling Fixture | Compact Fluorescent |  | Twist | 3 | 13 | Bedroom
Table | Compact Fluorescent |  | Twist | 1 | 13 | Bedroom
Ceiling Fixture | Incandescent |  | Standard A Lamp | 2 | 60 | Bathroom
Recessed Can | Incandescent |  | Reflector |  | 65 | Family Room
Recessed Can | Compact Fluorescent |  | Reflector | 1 | 14 | Hall
Ceiling Fixture | Incandescent |  | Standard A Lamp | 2 | 60 | Living Room
Recessed Can | Incandescent |  | Standard A Lamp | 1 | 60 | Bathroom
Recessed Can | Compact Fluorescent |  | Reflector | 1 | 14 | Bathroom
Garage door opener | Incandescent |  | Standard A Lamp | 1 | 60 | Garage
Ceiling Fixture | Incandescent |  | Standard A Lamp | 1 | 60 | Garage
Ceiling Fixture | Compact Fluorescent |  | Twist | 2 | 13 | Hall
Ceiling Fixture | Incandescent |  | Reflector | 1 | 125 | Bathroom
Wall Mount | Compact Fluorescent |  | Twist | 2 | 14 | Bathroom
Ceiling Fixture | Compact Fluorescent |  | Twist | 1 | 13 | Master Bedroom
Table | Compact Fluorescent |  | Twist | 1 | 13 | Master Bedroom
Ceiling Fixture | Linear Fluorescent | 48 | T-12 | 2 | 40 | Kitchen
Other | Compact Fluorescent |  | Twist | 3 | 13 | Laundry Room
Track | Other |  | Other | 9 | 58 | Living Room
Ceiling Fixture | Compact Fluorescent |  | Twist | 1 | 13 | Living Room
Floor lamp | Compact Fluorescent |  | Twist | 1 | 13 | Living Room
Wall Mount | Compact Fluorescent |  | Twist | 1 | 13 | Living Room
Wall Mount | Incandescent |  | Globe | 3 | 40 | Bathroom
Recessed - other | Compact Fluorescent |  | Twist | 1 | 22 | Bedroom
Table | Compact Fluorescent |  | Straight Tube | 1 | 15 | Bedroom
Table | Compact Fluorescent |  | Twist | 1 | 22 | Bedroom
Chandelier (Hanging) | Incandescent |  | Decorative | 10 | 25 | Dining Room
Ceiling Fixture | Linear Fluorescent | 96 | T-12 | 2 | 100 | Garage
Garage door opener | Compact Fluorescent |  | Twist | 2 | 22 | Garage
Recessed - other | Compact Fluorescent |  | Twist | 1 | 22 | Hall
Track | Compact Fluorescent |  | Twist | 3 | 22 | Hall
Recessed - other | Compact Fluorescent |  | Twist | 1 | 22 | Laundry Room
Ceiling Fixture | Compact Fluorescent |  | Twist | 4 | 22 | Living Room
Floor lamp | Compact Fluorescent |  | Twist | 1 | 28 | Living Room
Table | Incandescent |  | Standard A Lamp | 1 | 75 | Living Room
Table | Compact Fluorescent |  | Twist | 1 | 28 | Living Room
Chandelier (Hanging) | Incandescent |  | Decorative | 6 | 25 | Living Room
Wall Mount | Incandescent |  | Globe | 4 | 40 | Bathroom
Ceiling Fan | Incandescent |  | Standard A Lamp | 1 | 60 | Bathroom
Recessed - other | Compact Fluorescent |  | Twist | 1 | 22 | Bathroom
Table | Compact Fluorescent |  | Twist | 1 | 22 | Master Bedroom
Table | Compact Fluorescent |  | Straight Tube | 2 | 15 | Master Bedroom
Recessed - other | Compact Fluorescent |  | Twist | 1 | 22 | Office
Other | Linear Fluorescent | 12 | T-5 | 1 | 16 | Office
Table | Compact Fluorescent |  | Twist | 1 | 22 | Office
Torchiere | Compact Fluorescent |  | Twist | 2 | 22 | Office
Recessed Can | Halogen |  | Quartz Tube | 1 | 50 | Office
Track | Compact Fluorescent |  | Reflector | 4 | 28 | Living Room
Recessed - other | Compact Fluorescent |  | Reflector | 1 | 28 | Living Room
Ceiling Fixture | Linear Fluorescent | 36 | T-12 | 4 | 32 | Kitchen
Ceiling Fixture | Linear Fluorescent | 40 | T-12 | 2 | 40 | Living Room
Ceiling Fixture | Compact Fluorescent |  | Twist | 2 | 13 | Living Room
Ceiling Fixture | Incandescent |  | Standard A Lamp | 1 | 75 | Living Room
Recessed Can | Incandescent |  | Reflector | 1 | 65 | Bathroom
Ceiling Fixture | Incandescent |  | Clear | 2 | 55 | Bathroom
Wall Mount | Incandescent |  | Mini base | 1 | 40 | Bathroom
Ceiling Fixture | Compact Fluorescent |  | Twist | 2 | 13 | Bathroom
Ceiling Fixture | Incandescent |  | Standard A Lamp | 1 | 75 | Bathroom
Ceiling Fixture | Linear Fluorescent | 48 | T-12 | 1 | 35 | Bedroom
Recessed Can | Incandescent |  | Reflector | 1 | 100 | Bedroom
Ceiling Fixture | Compact Fluorescent |  | Reflector | 1 | 15 | Bedroom
Floor lamp | Incandescent |  | Clear | 1 | 75 | Bedroom
Ceiling Fixture | Incandescent |  | Standard A Lamp | 2 | 60 | Bedroom
Table | Incandescent |  | Clear | 1 | 60 | Bedroom
Chandelier (Hanging) | Incandescent |  | Standard A Lamp | 6 | 60 | Dining Room
Ceiling Fixture | Incandescent |  | Standard A Lamp | 2 | 75 | Hall
Ceiling Fixture | Compact Fluorescent |  | Twist | 2 | 13 | Hall
Wall Mount | Incandescent |  | Mini base | 1 | 40 | Hall
Ceiling Fixture | Incandescent |  | Reflector | 1 | 75 | Garage
Ceiling Fixture | Compact Fluorescent |  | Twist | 1 | 22 | Garage
Recessed Can | Incandescent |  | Reflector | 1 | 65 | Hall
Ceiling Fixture | Linear Fluorescent | 48 | T-8 | 2 | 32 | Kitchen
Ceiling Fixture | Linear Fluorescent | 48 | T-12 | 1 | 40 | Kitchen
Ceiling Fixture | Linear Fluorescent | 12 | T-5 | 1 | 8 | Kitchen
Chandelier (Hanging) | Compact Fluorescent |  | Twist | 1 | 13 | Kitchen
Chandelier (Hanging) | Other |  | LED Interior | 2 | 7 | Kitchen
Table | Incandescent |  | Mini base | 1 | 40 | Kitchen
Ceiling Fixture | Incandescent |  | Standard A Lamp | 2 | 75 | Laundry Room
Track | Halogen |  | MR | 3 | 50 | Laundry Room
Floor lamp | Compact Fluorescent |  | Twist | 2 | 13 | Living Room
Ceiling Fixture | Incandescent |  | Mini base | 2 | 75 | Bathroom
Ceiling Fixture | Halogen |  | MR | 2 | 50 | Bathroom
Ceiling Fixture | Compact Fluorescent |  | Twist | 1 | 13 | Bathroom
Ceiling Fixture | Incandescent |  | Standard A Lamp | 1 | 75 | Bathroom
Chandelier (Hanging) | Incandescent |  | Mini base | 1 | 40 | Bathroom
Table | Incandescent |  | Standard A Lamp | 1 | 75 | Master Bedroom
Table | Compact Fluorescent |  | Twist | 1 | 13 | Master Bedroom
Table | Incandescent |  | Mini base | 1 | 40 | Master Bedroom
Recessed Can | Compact Fluorescent |  | Twist | 1 | 15 | Closet
Ceiling Fixture | Linear Fluorescent | 48 | T-12 | 1 | 34 | Closet
Ceiling Fixture | Compact Fluorescent |  | Twist | 1 | 13 | Closet
Ceiling Fan | Incandescent |  | Standard A Lamp | 4 | 40 | Dining Room
Table | Incandescent |  | Mini base | 1 | 25 | Dining Room
Ceiling Fixture | Incandescent |  | Standard A Lamp | 1 | 60 | Hall
Ceiling Fixture | Linear Fluorescent | 48 | T-12 | 2 | 40 | Garage
Wall Mount | Incandescent |  | Mini base | 4 | 60 | Bathroom
Ceiling Fixture | Incandescent |  | Standard A Lamp | 1 | 40 | Hall
Table | Compact Fluorescent |  | Twist | 1 | 15 | Hall
Table | Incandescent |  | Standard A Lamp | 1 | 60 | Kitchen
Ceiling Fan | Incandescent |  | Standard A Lamp | 1 | 75 | Kitchen
Chandelier (Hanging) | Compact Fluorescent |  | Twist | 1 | 13 | Kitchen
Table | Compact Fluorescent |  | Twist | 1 | 25 | Living Room
Floor lamp | Incandescent |  | Standard A Lamp | 1 | 100 | Living Room
Table | Compact Fluorescent |  | Twist | 1 | 13 | Living Room
Wall Mount | Compact Fluorescent |  | Twist | 2 | 13 | Bathroom
Table | Incandescent |  | Mini base | 1 | 40 | Bathroom
Ceiling Fixture | Incandescent |  | Standard A Lamp | 2 | 60 | Master Bedroom
Ceiling Fixture | Compact Fluorescent |  | Twist | 2 | 18 | Office
Table | Incandescent |  | Mini base | 1 | 40 | Office
Ceiling Fixture | Compact Fluorescent |  | Mini base | 2 | 15 | Bedroom
Ceiling Fixture | Incandescent |  | Mini base | 1 | 25 | Bedroom
Table | Compact Fluorescent |  | Twist | 1 | 13 | Bedroom
Chandelier (Hanging) | Incandescent |  | Standard A Lamp | 4 | 70 | Dining Room
Wall Mount | Incandescent |  | Standard A Lamp | 1 | 60 | Hall
Recessed - other | Incandescent |  | Standard A Lamp | 1 | 60 | Bathroom
Wall Mount | Incandescent |  | Standard A Lamp | 2 | 60 | Bathroom
Ceiling Fixture | Incandescent |  | Standard A Lamp | 1 | 60 | Hall
Ceiling Fixture | Incandescent |  | Standard A Lamp | 1 | 60 | Hall
Ceiling Fan | Incandescent |  | Standard A Lamp | 1 | 75 | Family Room
Table | Incandescent |  | 3-Way Incandescent | 1 | 100 | Family Room
Recessed Can | Incandescent |  | Reflector | 1 | 65 | Kitchen
Wall Mount | Incandescent |  | Standard A Lamp | 2 | 25 | Kitchen
Wall Mount | Compact Fluorescent |  | Twist | 1 | 20 | Laundry Room
Ceiling Fan | Incandescent |  | Standard A Lamp | 4 | 40 | Living Room
Floor lamp | Incandescent |  | Standard A Lamp | 1 | 60 | Living Room
Table | Incandescent |  | Standard A Lamp | 1 | 60 | Living Room
Floor lamp | Incandescent |  | Standard A Lamp | 1 | 60 | Living Room
Table | Compact Fluorescent |  | Twist | 1 | 13 | Living Room
Ceiling Fixture | Incandescent |  | Standard A Lamp | 1 | 60 | Bathroom
Wall Mount | Incandescent |  | Other | 4 | 23 | Bathroom
Ceiling Fixture | Incandescent |  | Standard A Lamp | 2 | 40 | Bedroom
Table | Incandescent |  | Clear | 1 | 60 | Bedroom
Table | Incandescent |  | Standard A Lamp | 1 | 100 | Bedroom
Ceiling Fixture | Incandescent |  | Standard A Lamp | 1 | 60 | Closet
Chandelier (Hanging) | Incandescent |  | Standard A Lamp | 1 | 75 | Hall
Ceiling Fixture | Incandescent |  | Standard A Lamp | 1 | 60 | Master Bedroom
Table | Incandescent |  | Standard A Lamp | 1 | 60 | Master Bedroom
Table | Compact Fluorescent |  | Twist | 1 | 19 | Master Bedroom
Table | Incandescent |  | 3-Way Incandescent | 1 | 150 | Master Bedroom
Ceiling Fixture | Incandescent |  | Standard A Lamp | 1 | 60 | Office
Table | Halogen |  | Other | 1 | 100 | Office
Ceiling Fixture | Compact Fluorescent |  | Twist | 1 | 19 | Other
Ceiling Fixture | Compact Fluorescent |  | Straight Tube | 1 | 15 | Garage
Garage door opener | Compact Fluorescent |  | Twist | 2 | 13 | Garage
Chandelier (Hanging) | Compact Fluorescent |  | Twist | 1 | 15 | Hall
Wall Mount | Incandescent |  | Standard A Lamp | 1 | 60 | Closet
Chandelier (Hanging) | Incandescent |  | Standard A Lamp | 1 | 100 | Family Room
Table | Incandescent |  | 3-Way Incandescent | 2 | 40 | Family Room
Table | Compact Fluorescent |  | Twist | 1 | 13 | Family Room
Chandelier (Hanging) | Compact Fluorescent |  | Mini base | 10 | 5 | Dining Room
Recessed Can | Halogen |  | MR | 1 | 50 | Hall
Table | Incandescent |  | Decorative | 1 | 25 | Hall
Chandelier (Hanging) | Halogen |  | Other | 1 | 50 | Hall
Chandelier (Hanging) | Incandescent |  | Mini base | 3 | 25 | Bathroom
Wall Mount | Incandescent |  | Standard A Lamp | 2 | 60 | Bathroom
Ceiling Fixture | Compact Fluorescent |  | Twist | 1 | 15 | Kitchen
Ceiling Fixture | Compact Fluorescent |  | Twist | 1 | 15 | Kitchen
Chandelier (Hanging) | Compact Fluorescent |  | Straight Tube | 1 | 15 | Kitchen
Chandelier (Hanging) | Compact Fluorescent |  | Twist | 1 | 26 | Dining Room
Chandelier (Hanging) | Incandescent |  | Other | 1 | 40 | Dining Room
Table | Incandescent |  | Standard A Lamp | 1 | 60 | Living Room
Table | Compact Fluorescent |  | 3-Way CFL | 1 | 19 | Living Room
Table | Incandescent |  | Other | 1 | 50 | Living Room
Chandelier (Hanging) | Compact Fluorescent |  | Twist | 1 | 15 | Office
Ceiling Fixture | Compact Fluorescent |  | Twist | 1 | 15 | Closet
Wall Mount | Incandescent |  | Standard A Lamp | 1 | 100 | Hall
Wall Mount | Compact Fluorescent |  | Twist | 1 | 15 | Hall
Wall Mount | Compact Fluorescent |  | Twist | 1 | 13 | Hall
Wall Mount | Compact Fluorescent |  | Twist | 1 | 19 | Hall
Wall Mount | Compact Fluorescent |  | Twist | 1 | 13 | Laundry Room
Table | Compact Fluorescent |  | Twist | 1 | 10 | Master Bedroom
Table | Incandescent |  | Standard A Lamp | 1 | 40 | Master Bedroom
Ceiling Fixture | Incandescent |  | Standard A Lamp | 1 | 100 | Master Bedroom
Ceiling Fixture | Compact Fluorescent |  | Twist | 1 | 13 | Closet
Table | Compact Fluorescent |  | Twist | 1 | 23 | Other
Ceiling Fixture | Incandescent |  | Standard A Lamp | 1 | 60 | Other
Floor lamp | Compact Fluorescent |  | Twist | 1 | 13 | Other
Recessed Can | Incandescent |  | Standard A Lamp | 1 | 60 | Office
Chandelier (Hanging) | Compact Fluorescent |  | Twist | 1 | 15 | Bedroom
Table | Incandescent |  | Other | 1 | 55 | Bedroom
Chandelier (Hanging) | Halogen |  | MR | 1 | 55 | Bedroom
Floor lamp | Incandescent |  | Standard A Lamp | 1 | 60 | Bedroom
Ceiling Fixture | Compact Fluorescent |  | Twist | 1 | 13 | Bedroom
Ceiling Fixture | Incandescent |  | Globe | 1 | 40 | Bedroom
Wall Mount | Incandescent |  | Standard A Lamp | 1 | 60 | Bedroom
Wall Mount | Compact Fluorescent |  | Straight Tube | 1 | 10 | Closet
Ceiling Fixture | Compact Fluorescent |  | Twist | 1 | 13 | Office
Ceiling Fixture | Compact Fluorescent |  | Twist | 1 | 15 | Office
Wall Mount | Compact Fluorescent |  | Twist | 1 | 15 | Office
Ceiling Fixture | Compact Fluorescent |  | Twist | 1 | 23 | Family Room
Ceiling Fixture | Compact Fluorescent |  | Twist | 1 | 13 | Family Room
Ceiling Fixture | Compact Fluorescent |  | Twist | 1 | 15 | Other
Ceiling Fixture | Compact Fluorescent |  | Twist | 1 | 23 | Other
Table | Incandescent |  | Standard A Lamp | 1 | 75 | Other
Ceiling Fixture | Incandescent |  | Standard A Lamp | 1 | 100 | Other
Wall Mount | Compact Fluorescent |  | Twist | 1 | 13 | Hall
Wall Mount | Incandescent |  | Globe | 4 | 60 | Bathroom
Chandelier (Hanging) | Incandescent |  | Decorative | 5 | 40 | Dining Room
Ceiling Fixture | Incandescent |  | Globe | 1 | 40 | Hall
Ceiling Fixture | Incandescent |  | Standard A Lamp | 2 | 60 | Bedroom
Table | Incandescent |  | Standard A Lamp | 1 | 75 | Bedroom
Chandelier (Hanging) | Incandescent |  | Mini base | 2 | 25 | Hall
Ceiling Fixture | Incandescent |  | Standard A Lamp | 1 | 40 | Hall
Track | Halogen |  | PAR | 1 | 60 | Kitchen
Track | Halogen |  | PAR | 3 | 75 | Kitchen
Track | Halogen |  | PAR | 2 | 75 | Kitchen
Ceiling Fixture | Compact Fluorescent |  | Twist | 1 | 18 | Kitchen
Other | Compact Fluorescent |  | Twist | 1 | 18 | Kitchen
Floor lamp | Compact Fluorescent |  | Twist | 2 | 18 | Living Room
Table | Compact Fluorescent |  | Twist | 1 | 18 | Living Room
Table | Incandescent |  | Decorative | 1 | 60 | Living Room
Floor lamp | Compact Fluorescent |  | Twist | 2 | 13 | Living Room
Floor lamp | Compact Fluorescent |  | Twist | 1 | 18 | Living Room
Ceiling Fixture | Compact Fluorescent |  | Twist | 2 | 13 | Office
Table | Incandescent |  | Standard A Lamp | 1 | 75 | Office
Wall Mount | Incandescent |  | Standard A Lamp | 2 | 40 | Bathroom
Wall Mount | Incandescent |  | Standard A Lamp | 1 | 100 | Bathroom
Ceiling Fixture | Incandescent |  | Standard A Lamp | 1 | 75 | Closet
Wall Mount | Compact Fluorescent |  | Twist | 1 | 13 | Master Bedroom
Wall Mount | Incandescent |  | Decorative | 1 | 40 | Master Bedroom
Table | Incandescent |  | Standard A Lamp | 1 | 25 | Master Bedroom
Table | Incandescent |  | 3-Way Incandescent | 1 | 70 | Master Bedroom
Wall Mount | Incandescent |  | 3-Way Incandescent | 1 | 70 | Bedroom
Table | Compact Fluorescent |  | A shape bulb | 1 | 14 | Bedroom
Ceiling Fixture | Compact Fluorescent |  | Twist | 1 | 18 | Bedroom
Floor lamp | Compact Fluorescent |  | Twist | 1 | 23 | Other
Floor lamp | Compact Fluorescent |  | Twist | 1 | 18 | Other
Wall Mount | Incandescent |  | Standard A Lamp | 1 | 100 | Garage
Ceiling Fixture | Incandescent |  | Standard A Lamp | 1 | 60 | Other
Recessed Can | Compact Fluorescent |  | Twist | 1 | 18 | Hall
Ceiling Fixture | Linear Fluorescent | 48 | T-12 | 2 | 40 | Laundry Room
Ceiling Fixture | Compact Fluorescent |  | Twist | 1 | 23 | Laundry Room
Ceiling Fixture | Linear Fluorescent | 48 | T-12 | 2 | 40 | Other
Ceiling Fixture | Linear Fluorescent | 48 | T-12 | 2 | 40 | Other
Ceiling Fixture | Compact Fluorescent |  | Twist | 1 | 13 | Hall
Ceiling Fixture | Compact Fluorescent |  | Twist | 1 | 13 | Other
Ceiling Fixture | Incandescent |  | Standard A Lamp | 1 | 60 | Other
Wall Mount | Incandescent |  | Globe | 2 | 60 | Bathroom
Wall Mount | Incandescent |  | Clear | 1 | 60 | Bathroom
Recessed Can | Halogen |  | PAR | 1 | 50 | Dining Room
Recessed Can | Halogen |  | PAR | 1 | 75 | Family Room
Ceiling Fan | Incandescent |  | Standard A Lamp | 1 | 60 | Garage
Wall Mount | Incandescent |  | Globe | 3 | 60 | Bathroom
Recessed Can | Halogen |  | PAR | 1 | 50 | Bathroom
Recessed Can | Halogen |  | PAR | 1 | 50 | Hall
Table | Incandescent |  | Standard A Lamp | 1 | 60 | Hall
Ceiling Fixture | Incandescent |  | Clear | 2 | 60 | Kitchen
Other | Incandescent |  | Other | 1 | 25 | Kitchen
Recessed Can | Halogen |  | PAR | 1 | 75 | Kitchen
Recessed Can | Halogen |  | PAR | 1 | 50 | Kitchen
Ceiling Fixture | Compact Fluorescent |  | Twist | 1 | 19 | Laundry Room
Ceiling Fixture | Incandescent |  | Standard A Lamp | 2 | 60 | Master Bedroom
Ceiling Fixture | Incandescent |  | Standard A Lamp | 1 | 60 | Bedroom
Table | Incandescent |  | Standard A Lamp | 1 | 40 | Bedroom
Table | Incandescent |  | Standard A Lamp | 1 | 60 | Office
Table | Compact Fluorescent |  | Twist | 1 | 19 | Office
Ceiling Fixture | Incandescent |  | Standard A Lamp | 2 | 60 | Bedroom
Table | Incandescent |  | Standard A Lamp | 1 | 40 | Bedroom
Wall Mount | Incandescent |  | Globe | 3 | 60 | Bathroom
Wall Mount | Other |  | LED Interior | 1 | 1 | Bathroom
Ceiling Fixture | Incandescent |  | Standard A Lamp | 2 | 60 | Dining Room
Ceiling Fixture | Incandescent |  | Standard A Lamp | 2 | 100 | Dining Room
Ceiling Fixture | Incandescent |  | Standard A Lamp | 1 | 75 | Dining Room
Ceiling Fixture | Incandescent |  | Standard A Lamp | 1 | 60 | Hall
Ceiling Fixture | Incandescent |  | Standard A Lamp | 1 | 60 | Hall
Ceiling Fixture | Incandescent |  | Standard A Lamp | 1 | 100 | Hall
Recessed Can | Compact Fluorescent |  | Reflector | 1 | 15 | Kitchen
Recessed Can | Compact Fluorescent |  | Twist | 1 | 13 | Kitchen
Recessed Can | Incandescent |  | Reflector | 1 | 65 | Kitchen
Other | Incandescent |  | Other | 1 | 38 | Kitchen
Other | Incandescent |  | Other | 1 | 40 | Kitchen
Ceiling Fixture | Incandescent |  | Standard A Lamp | 1 | 60 | Laundry Room
Floor lamp | Incandescent |  | Standard A Lamp | 1 | 60 | Living Room
Table | Incandescent |  | Standard A Lamp | 1 | 100 | Living Room
Table | Incandescent |  | Standard A Lamp | 1 | 60 | Living Room
Other | Incandescent |  | Other | 2 | 39 | Living Room
Ceiling Fan | Incandescent |  | Standard A Lamp | 2 | 60 | Master Bedroom
Table | Incandescent |  | Standard A Lamp | 1 | 60 | Master Bedroom
Ceiling Fan | Incandescent |  | Standard A Lamp | 2 | 90 | Family Room
Torchiere | Linear Fluorescent | 36 | T-8 | 1 | 20 | Family Room
Other | Incandescent |  | Other | 1 | 40 | Family Room
Wall Mount | Incandescent |  | Globe | 3 | 60 | Bathroom
Wall Mount | Incandescent |  | Mini base | 1 | 4 | Bathroom
Wall Mount | Incandescent |  | Globe | 6 | 60 | Bathroom
Recessed - other | Incandescent |  | Heat Lamp | 1 | 250 | Bathroom
Recessed - other | Incandescent |  | Standard A Lamp | 1 | 60 | Bathroom
Ceiling Fan | Incandescent |  | Standard A Lamp | 2 | 60 | Bathroom
Ceiling Fixture | Incandescent |  | Standard A Lamp | 1 | 60 | Hall
Ceiling Fixture | Incandescent |  | Standard A Lamp | 2 | 60 | Closet
Ceiling Fixture | Linear Fluorescent | 96 | T-12 | 2 | 60 | Garage
Ceiling Fixture | Incandescent |  | Standard A Lamp | 1 | 60 | Bathroom
Wall Mount | Incandescent |  | Standard A Lamp | 1 | 60 | Bathroom
Chandelier (Hanging) | Incandescent |  | Decorative | 5 | 31 | Dining Room
Floor lamp | Incandescent |  | Standard A Lamp | 1 | 75 | Dining Room
Ceiling Fixture | Incandescent |  | Standard A Lamp | 1 | 40 | Kitchen
Wall Mount | Incandescent |  | Standard A Lamp | 1 | 75 | Kitchen
Ceiling Fixture | Incandescent |  | Standard A Lamp | 1 | 60 | Office
Wall Mount | Incandescent |  | Standard A Lamp | 1 | 60 | Office
Floor lamp | Incandescent |  | Standard A Lamp | 3 | 65 | Living Room
Floor lamp | Compact Fluorescent |  | Pin base | 1 | 25 | Living Room
Table | Incandescent |  | Standard A Lamp | 2 | 67 | Living Room
Other | Other |  | Other | 3 | 53 | Hall
Table | Incandescent |  | Decorative | 1 | 60 | Hall
Ceiling Fixture | Incandescent |  | Standard A Lamp | 3 | 70 | Kitchen
Chandelier (Hanging) | Incandescent |  | Standard A Lamp | 1 | 60 | Kitchen
Other | Halogen |  | Other | 13 | 20 | Kitchen
Ceiling Fixture | Incandescent |  | Standard A Lamp | 1 | 60 | Bathroom
Wall Mount | Incandescent |  | Standard A Lamp | 2 | 60 | Bathroom
Ceiling Fixture | Incandescent |  | Standard A Lamp | 2 | 50 | Bedroom
Wall Mount | Incandescent |  | 3-Way Incandescent | 1 | 150 | Bedroom
Ceiling Fixture | Incandescent |  | Standard A Lamp | 1 | 60 | Closet
Ceiling Fixture | Incandescent |  | Mini base | 1 | 60 | Master Bedroom
Wall Mount | Incandescent |  | Standard A Lamp | 1 | 60 | Master Bedroom
Ceiling Fixture | Incandescent |  | Standard A Lamp | 1 | 60 | Closet
Ceiling Fixture | Incandescent |  | Standard A Lamp | 1 | 60 | Bedroom
Floor lamp | Incandescent |  | 3-Way Incandescent | 1 | 250 | Bedroom
Table | Incandescent |  | Standard A Lamp | 1 | 40 | Bedroom
Wall Mount | Incandescent |  | Standard A Lamp | 1 | 60 | Bedroom
Ceiling Fixture | Incandescent |  | Standard A Lamp | 1 | 60 | Closet
Ceiling Fixture | Incandescent |  | Decorative | 2 | 40 | Hall
Wall Mount | Incandescent |  | Mini base | 1 | 4 | Hall
Ceiling Fixture | Compact Fluorescent |  | Straight Tube | 1 | 15 | Other
Ceiling Fixture | Compact Fluorescent |  | Twist | 1 | 23 | Other
Ceiling Fixture | Other |  | Other | 1 | 38 | Other
Ceiling Fixture | Incandescent |  | Standard A Lamp | 1 | 75 | Other
Ceiling Fixture | Linear Fluorescent | 24 | T-12 | 2 | 20 | Hall
Wall Mount | Incandescent |  | Globe | 3 | 60 | Bathroom
Chandelier (Hanging) | Compact Fluorescent |  | Twist | 5 | 13 | Dining Room
Floor lamp | Incandescent |  | Mini base | 2 | 40 | Dining Room
Other | Incandescent |  | Other | 1 | 25 | Dining Room
Ceiling Fixture | Compact Fluorescent |  | Twist | 2 | 13 | Closet
Ceiling Fixture | Compact Fluorescent |  | Twist | 2 | 13 | Hall
Table | Compact Fluorescent |  | Twist | 2 | 7 | Family Room
Ceiling Fixture | Compact Fluorescent |  | Twist | 2 | 23 | Family Room
Ceiling Fixture | Compact Fluorescent |  | Twist | 2 | 13 | Kitchen
Chandelier (Hanging) | Compact Fluorescent |  | Twist | 1 | 13 | Kitchen
Other | Incandescent |  | Mini base | 2 | 20 | Kitchen
Ceiling Fixture | Compact Fluorescent |  | Twist | 2 | 13 | Living Room
Recessed Can | Incandescent |  | Reflector | 1 | 65 | Living Room
Ceiling Fixture | Compact Fluorescent |  | Twist | 2 | 13 | Closet
Ceiling Fixture | Compact Fluorescent |  | Twist | 2 | 13 | Bedroom
Ceiling Fixture | Incandescent |  | Standard A Lamp | 2 | 60 | Closet
Ceiling Fixture | Compact Fluorescent |  | Twist | 2 | 13 | Hall
Wall Mount | Compact Fluorescent |  | Twist | 3 | 13 | Bathroom
Ceiling Fixture | Compact Fluorescent |  | Twist | 2 | 13 | Laundry Room
Wall Mount | Compact Fluorescent |  | Twist | 3 | 13 | Bathroom
Ceiling Fixture | Compact Fluorescent |  | Twist | 1 | 13 | Closet
Ceiling Fixture | Compact Fluorescent |  | Twist | 3 | 13 | Master Bedroom
Ceiling Fixture | Compact Fluorescent |  | Twist | 2 | 13 | Bedroom
Other | Linear Fluorescent | 24 | T-8 | 1 | 17 | Bedroom
Ceiling Fixture | Incandescent |  | Clear | 1 | 60 | Closet
Ceiling Fixture | Compact Fluorescent |  | Twist | 2 | 13 | Office
Recessed Can | Incandescent |  | Reflector | 1 | 65 | Hall
Ceiling Fixture | Incandescent |  | Standard A Lamp | 1 | 100 | Other
Ceiling Fixture | Compact Fluorescent |  | Twist | 1 | 13 | Garage
Garage door opener | Incandescent |  | Standard A Lamp | 1 | 60 | Garage
Recessed Can | Compact Fluorescent |  | Reflector | 1 | 14 | Dining Room
Recessed Can | Other |  | LED Interior | 1 | 11 | Hall
Recessed Can | Compact Fluorescent |  | Reflector | 1 | 23 | Kitchen
Recessed Can | Compact Fluorescent |  | Reflector | 1 | 23 | Kitchen
Wall Mount | Other |  | LED Interior | 1 | 1 | Kitchen
Recessed Can | Compact Fluorescent |  | Reflector | 1 | 14 | Kitchen
Other | Incandescent |  | Mini base | 1 | 40 | Kitchen
Ceiling Fixture | Incandescent |  | Standard A Lamp | 2 | 40 | Laundry Room
Recessed Can | Compact Fluorescent |  | Reflector | 1 | 14 | Living Room
Ceiling Fixture | Incandescent |  | Standard A Lamp | 1 | 60 | Closet
Recessed Can | Compact Fluorescent |  | Twist | 1 | 14 | Hall
Wall Mount | Compact Fluorescent |  | Twist | 2 | 13 | Bathroom
Recessed Can | Compact Fluorescent |  | Twist | 1 | 14 | Office
Table | Incandescent |  | 3-Way Incandescent | 1 | 30 | Office
Torchiere | Incandescent |  | 3-Way Incandescent | 1 | 100 | Office
Ceiling Fixture | Compact Fluorescent |  | Twist | 2 | 18 | Other
Recessed Can | Incandescent |  | Standard A Lamp | 1 | 60 | Bathroom
Wall Mount | Other |  | LED Interior | 1 | 1 | Bathroom
Wall Mount | Compact Fluorescent |  | Twist | 3 | 9 | Bathroom
Recessed Can | Compact Fluorescent |  | Reflector | 1 | 14 | Master Bedroom
Table | Compact Fluorescent |  | Twist | 1 | 18 | Master Bedroom
Table | Compact Fluorescent |  | Twist | 1 | 13 | Master Bedroom
Ceiling Fixture | Compact Fluorescent |  | Twist | 2 | 18 | Bedroom
Table | Compact Fluorescent |  | Twist | 1 | 18 | Bedroom
Table | Compact Fluorescent |  | Twist | 1 | 18 | Bedroom
Ceiling Fixture | Compact Fluorescent |  | Twist | 2 | 18 | Other
Table | Incandescent |  | Other | 2 | 20 | Other
Recessed Can | Compact Fluorescent |  | Reflector | 1 | 14 | Hall
Wall Mount | Compact Fluorescent |  | Globe | 4 | 9 | Bathroom
Recessed Can | Compact Fluorescent |  | Reflector | 1 | 14 | Bathroom
Ceiling Fixture | Compact Fluorescent |  | Twist | 2 | 18 | Closet
Ceiling Fixture | Compact Fluorescent |  | Twist | 2 | 18 | Bedroom
Ceiling Fixture | Compact Fluorescent |  | Twist | 1 | 28 | Garage
Recessed Can | Compact Fluorescent |  | Reflector | 1 | 14 | Hall
Ceiling Fixture | Incandescent |  | Standard A Lamp | 1 | 60 | Bathroom
Ceiling Fixture | Incandescent |  | Standard A Lamp | 1 | 60 | Bedroom
Table | Incandescent |  | Standard A Lamp | 1 | 60 | Bedroom
Table | Incandescent |  | Standard A Lamp | 1 | 60 | Bedroom
Ceiling Fixture | Incandescent |  | Standard A Lamp | 1 | 60 | Bedroom
Ceiling Fixture | Linear Fluorescent | 48 | T-8 | 2 | 40 | Garage
Garage door opener | Incandescent |  | Standard A Lamp | 2 | 60 | Garage
Ceiling Fixture | Incandescent |  | Standard A Lamp | 1 | 60 | Bathroom
Ceiling Fixture | Compact Fluorescent |  | Twist | 1 | 15 | Hall
Ceiling Fixture | Compact Fluorescent |  | Pin base | 2 | 22 | Kitchen
Ceiling Fan | Incandescent |  | Decorative | 5 | 25 | Kitchen
Ceiling Fixture | Linear Fluorescent | 48 | T-8 | 2 | 32 | Laundry Room
Table | Incandescent |  | Standard A Lamp | 1 | 100 | Living Room
Table | Compact Fluorescent |  | Twist | 1 | 22 | Living Room
Floor lamp | Compact Fluorescent |  | Twist | 2 | 15 | Living Room
Ceiling Fixture | Compact Fluorescent |  | Twist | 1 | 15 | Master Bedroom
Track | Incandescent |  | Standard A Lamp | 1 | 60 | Master Bedroom
Table | Linear Fluorescent | 48 | T-12 | 2 | 32 | Other
Chandelier (Hanging) | Incandescent |  | Mini base | 5 | 40 | Dining Room
Wall Mount | Incandescent |  | Mini base | 1 | 50 | Dining Room
Floor lamp | Compact Fluorescent |  | Twist | 1 | 18 | Family Room
Table | Compact Fluorescent |  | Twist | 1 | 18 | Family Room
Wall Mount | Halogen |  | MR | 3 | 35 | Family Room
Wall Mount | Incandescent |  | Globe | 4 | 40 | Bathroom
Track | Other |  | Other | 3 | 49 | Hall
Track | Other |  | Other | 4 | 41 | Bedroom
Table | Incandescent |  | Standard A Lamp | 1 | 60 | Bedroom
Table | Incandescent |  | Mini base | 1 | 4 | Bedroom
Ceiling Fixture | Compact Fluorescent |  | Twist | 3 | 18 | Kitchen
Ceiling Fixture | Linear Fluorescent | 48 | T-12 | 2 | 40 | Kitchen
Recessed Can | Compact Fluorescent |  | Reflector | 1 | 18 | Kitchen
Wall Mount | Incandescent |  | Globe | 1 | 40 | Bathroom
Recessed Can | Halogen |  | PAR | 1 | 75 | Bedroom
Wall Mount | Other |  | LED Interior | 1 | 1 | Bedroom
Recessed Can | Halogen |  | PAR | 1 | 75 | Master Bedroom
Table | Halogen |  | Other | 1 | 50 | Master Bedroom
Table | Compact Fluorescent |  | Twist | 1 | 13 | Master Bedroom
Ceiling Fixture | Linear Fluorescent | 48 | T-12 | 1 | 40 | Closet
Ceiling Fixture | Linear Fluorescent | 48 | T-12 | 1 | 40 | Closet
Recessed Can | Other |  | Other |  | 56 | Hall
Recessed Can | Other |  | Other | 1 | 73 | Laundry Room
Ceiling Fixture | Other |  | Other | 2 | 68 | Garage
Garage door opener | Compact Fluorescent |  | Twist | 1 | 15 | Garage
Ceiling Fixture | Linear Fluorescent | 96 | T-12 | 2 | 96 | Garage
Ceiling Fixture | Linear Fluorescent | 48 | T-12 | 4 | 40 | Other
Ceiling Fixture | Linear Fluorescent | 48 | T-12 | 2 | 40 | Kitchen
Ceiling Fixture | Incandescent |  | Standard A Lamp | 1 | 60 | Kitchen
Ceiling Fixture | Incandescent |  | Standard A Lamp | 1 | 60 | Bedroom
Ceiling Fixture | Incandescent |  | Standard A Lamp | 1 | 60 | Closet
Ceiling Fixture | Incandescent |  | Standard A Lamp | 1 | 40 | Laundry Room
Chandelier (Hanging) | Incandescent |  | Decorative | 5 | 60 | Dining Room
Ceiling Fan | Compact Fluorescent |  | Twist | 4 | 15 | Bedroom
Ceiling Fixture | Incandescent |  | Standard A Lamp | 1 | 60 | Bathroom
Wall Mount | Compact Fluorescent |  | Twist | 5 | 15 | Bathroom
Ceiling Fixture | Incandescent |  | Standard A Lamp | 1 | 60 | Closet
Table | Compact Fluorescent |  | Twist | 1 | 15 | Living Room
Floor lamp | Incandescent |  | Clear | 1 | 40 | Living Room
Wall Mount | Incandescent |  | Globe | 7 | 40 | Bathroom
Ceiling Fixture | Incandescent |  | Standard A Lamp | 1 | 40 | Hall
Ceiling Fixture | Incandescent |  | Standard A Lamp | 2 | 60 | Bedroom
Wall Mount | Incandescent |  | Standard A Lamp | 1 | 50 | Bathroom
Ceiling Fixture | Incandescent |  | Heat Lamp | 1 | 250 | Bathroom
Ceiling Fixture | Incandescent |  | Standard A Lamp | 1 | 60 | Bedroom
Table | Compact Fluorescent |  | Straight Tube | 1 | 15 | Bedroom
Ceiling Fixture | Incandescent |  | Standard A Lamp | 2 | 60 | Dining Room
Recessed Can | Incandescent |  | Reflector | 1 | 65 | Dining Room
Floor lamp | Compact Fluorescent |  | Twist | 1 | 15 | Dining Room
Ceiling Fixture | Incandescent |  | Standard A Lamp | 1 | 75 | Hall
Ceiling Fixture | Compact Fluorescent |  | Circline (Screw Base) | 1 | 28 | Kitchen
Recessed Can | Incandescent |  | Reflector | 1 | 65 | Kitchen
Wall Mount | Linear Fluorescent | 24 | T-5 | 1 | 16 | Kitchen
Ceiling Fixture | Compact Fluorescent |  | Circline (Screw Base) | 1 | 28 | Laundry Room
Ceiling Fixture | Incandescent |  | Standard A Lamp | 5 | 40 | Living Room
Recessed Can | Incandescent |  | Reflector | 1 | 65 | Living Room
Table | Compact Fluorescent |  | Twist | 1 | 15 | Living Room
Floor lamp | Compact Fluorescent |  | Twist | 1 | 15 | Living Room
Ceiling Fixture | Incandescent |  | Standard A Lamp | 1 | 60 | Bathroom
Ceiling Fixture | Incandescent |  | Standard A Lamp | 1 | 40 | Bathroom
Ceiling Fixture | Incandescent |  | Clear | 2 | 40 | Master Bedroom
Table | Compact Fluorescent |  | Twist | 1 | 15 | Master Bedroom
Ceiling Fixture | Compact Fluorescent |  | Circline (Screw Base) | 1 | 28 | Hall
Table | Incandescent |  | Standard A Lamp | 1 | 75 | Bedroom
Table | Incandescent |  | Other | 1 | 45 | Bedroom
Table | Compact Fluorescent |  | Twist | 1 | 15 | Bedroom
Ceiling Fixture | Incandescent |  | Standard A Lamp | 1 | 60 | Bathroom
Wall Mount | Linear Fluorescent | 24 | T-8 | 1 | 16 | Closet
Ceiling Fixture | Incandescent |  | Standard A Lamp | 1 | 75 | Hall
Wall Mount | Linear Fluorescent | 24 | T-8 | 1 | 16 | Closet
Chandelier (Hanging) | Incandescent |  | Standard A Lamp | 1 | 60 | Other
Wall Mount | Incandescent |  | Globe | 6 | 40 | Bathroom
Ceiling Fixture | Incandescent |  | Heat Lamp | 1 | 150 | Bathroom
Wall Mount | Incandescent |  | Globe | 6 | 40 | Bathroom
Ceiling Fixture | Incandescent |  | Heat Lamp | 1 | 150 | Bathroom
Ceiling Fixture | Incandescent |  | Standard A Lamp | 2 | 60 | Bedroom
Table | Incandescent |  | Standard A Lamp | 1 | 60 | Bedroom
Ceiling Fixture | Incandescent |  | Standard A Lamp | 2 | 60 | Bedroom
Ceiling Fixture | Incandescent |  | Standard A Lamp | 2 | 60 | Bedroom
Ceiling Fixture | Compact Fluorescent |  | Twist | 1 | 15 | Garage
Ceiling Fixture | Incandescent |  | Mini base | 4 | 25 | Hall
Ceiling Fixture | Incandescent |  | Mini base | 4 | 25 | Hall
Chandelier (Hanging) | Incandescent |  | Mini base | 6 | 25 | Kitchen
Chandelier (Hanging) | Compact Fluorescent |  | Twist | 1 | 15 | Kitchen
Ceiling Fixture | Incandescent |  | Mini base | 4 | 25 | Kitchen
Ceiling Fixture | Compact Fluorescent |  | Twist | 2 | 15 | Kitchen
Ceiling Fixture | Compact Fluorescent |  | Twist | 1 | 15 | Kitchen
Ceiling Fixture | Halogen |  | MR | 4 | 30 | Family Room
Table | Compact Fluorescent |  | Twist | 1 | 15 | Family Room
Ceiling Fan | Compact Fluorescent |  | Twist | 4 | 15 | Master Bedroom
Table | Compact Fluorescent |  | Twist | 1 | 15 | Master Bedroom
Ceiling Fixture | Compact Fluorescent |  | Twist | 2 | 15 | Office
Table | Incandescent |  | Standard A Lamp | 1 | 40 | Bedroom
Chandelier (Hanging) | Incandescent |  | Standard A Lamp | 2 | 60 | Bedroom
Wall Mount | Compact Fluorescent |  | Twist | 1 | 15 | Hall
Ceiling Fixture | Compact Fluorescent |  | Twist | 2 | 15 | Office
Table | Incandescent |  | Standard A Lamp | 1 | 60 | Office
Chandelier (Hanging) | Incandescent |  | Other | 1 | 20 | Hall
Wall Mount | Compact Fluorescent |  | Twist | 3 | 14 | Bathroom
Track | Other |  | LED Interior | 1 | 1 | Kitchen
Track | Halogen |  | MR | 1 | 50 | Kitchen
Track | Other |  | LED Interior | 1 | 3 | Kitchen
Track | Compact Fluorescent |  | Pin base | 1 | 5 | Kitchen
Other | Compact Fluorescent |  | Twist | 1 | 9 | Kitchen
Other | Compact Fluorescent |  | Twist | 3 | 14 | Kitchen
Other | Compact Fluorescent |  | Twist | 3 | 14 | Kitchen
Other | Compact Fluorescent |  | Twist | 3 | 23 | Kitchen
Other | Compact Fluorescent |  | Twist | 1 | 23 | Kitchen
Track | Halogen |  | MR | 2 | 35 | Kitchen
Floor lamp | Compact Fluorescent |  | Twist | 2 | 14 | Dining Room
Floor lamp | Compact Fluorescent |  | Reflector | 1 | 26 | Dining Room
Track | Other |  | LED Interior | 8 | 5 | Dining Room
Track | Halogen |  | MR | 1 | 50 | Dining Room
Wall Mount | Compact Fluorescent |  | Twist | 5 | 14 | Bathroom
Other | Linear Fluorescent | 48 | T-12 | 1 | 40 | Bathroom
Ceiling Fixture | Compact Fluorescent |  | Twist | 1 | 23 | Closet
Track | Halogen |  | MR | 4 | 50 | Master Bedroom
Table | Compact Fluorescent |  | Twist | 1 | 23 | Master Bedroom
Table | Other |  | LED Interior | 1 | 5 | Master Bedroom
Track | Halogen |  | MR | 5 | 50 | Office
Ceiling Fixture | Incandescent |  | Standard A Lamp | 1 | 60 | Closet
Chandelier (Hanging) | Incandescent |  | Standard A Lamp | 1 | 40 | Dining Room
Chandelier (Hanging) | Compact Fluorescent |  | Twist | 5 | 14 | Dining Room
Ceiling Fixture | Incandescent |  | Standard A Lamp | 1 | 60 | Closet
Wall Mount | Compact Fluorescent |  | Twist | 3 | 14 | Bathroom
Wall Mount | Compact Fluorescent |  | A shape bulb | 1 | 7 | Bathroom
Recessed Can | Halogen |  | MR | 1 | 50 | Bathroom
Ceiling Fixture | Compact Fluorescent |  | Reflector | 2 | 26 | Bedroom
Ceiling Fixture | Compact Fluorescent |  | Twist | 1 | 14 | Bedroom
Chandelier (Hanging) | Incandescent |  | Other | 1 | 20 | Bedroom
Wall Mount | Incandescent |  | Mini base | 1 | 20 | Bedroom
Wall Mount | Incandescent |  | Mini base | 1 | 15 | Bedroom
Track | Halogen |  | MR | 4 | 50 | Family Room
Track | Incandescent |  | Other | 2 | 20 | Family Room
Ceiling Fixture | Compact Fluorescent |  | Twist | 1 | 23 | Family Room
Torchiere | Halogen |  | Quartz Tube | 1 | 300 | Family Room
Ceiling Fixture | Incandescent |  | Standard A Lamp | 1 | 60 | Other
Ceiling Fixture | Halogen |  | MR | 3 | 50 | Bedroom
Recessed Can | Compact Fluorescent |  | Reflector | 1 | 26 | Hall
Recessed Can | Compact Fluorescent |  | Twist | 1 | 14 | Hall
Track | Compact Fluorescent |  | Twist | 3 | 14 | Office
Recessed Can | Compact Fluorescent |  | Twist | 1 | 26 | Office
Ceiling Fan | Incandescent |  | Mini base | 1 | 25 | Laundry Room
Ceiling Fan | Incandescent |  | Mini base | 1 | 60 | Laundry Room
Ceiling Fixture | Incandescent |  | Standard A Lamp | 1 | 60 | Closet
Ceiling Fixture | Compact Fluorescent |  | Twist | 1 | 23 | Garage
Ceiling Fixture | Compact Fluorescent |  | Twist | 1 | 13 | Garage
Ceiling Fixture | Linear Fluorescent | 48 | T-12 | 2 | 40 | Garage
Chandelier (Hanging) | Incandescent |  | Other | 3 | 20 | Hall
Ceiling Fixture | Halogen |  | MR | 3 | 50 | Hall
Wall Mount | Incandescent |  | Standard A Lamp | 3 | 40 | Bathroom
Ceiling Fixture | Compact Fluorescent |  | Twist | 2 | 13 | Bedroom
Table | Halogen |  | Quartz Tube | 1 | 20 | Bedroom
Wall Mount | Incandescent |  | Standard A Lamp | 1 | 60 | Bedroom
Floor lamp | Compact Fluorescent |  | Twist | 1 | 15 | Bedroom
Wall Mount | Incandescent |  | Standard A Lamp | 1 | 40 | Closet
Chandelier (Hanging) | Incandescent |  | Decorative | 3 | 40 | Dining Room
Table | Incandescent |  | Standard A Lamp | 1 | 75 | Dining Room
Ceiling Fixture | Incandescent |  | Standard A Lamp | 1 | 40 | Dining Room
Table | Incandescent |  | Standard A Lamp | 2 | 25 | Dining Room
Chandelier (Hanging) | Incandescent |  | Standard A Lamp | 3 | 40 | Other
Table | Incandescent |  | Standard A Lamp | 1 | 40 | Other
Chandelier (Hanging) | Compact Fluorescent |  | Twist | 2 | 13 | Family Room
Torchiere | Incandescent |  | 3-Way Incandescent | 1 | 70 | Family Room
Wall Mount | Compact Fluorescent |  | Twist | 1 | 13 | Family Room
Ceiling Fixture | Compact Fluorescent |  | Twist | 1 | 13 | Hall
Ceiling Fixture | Compact Fluorescent |  | Twist | 1 | 28 | Kitchen
Ceiling Fixture | Compact Fluorescent |  | Twist | 1 | 13 | Laundry Room
Ceiling Fixture | Incandescent |  | Standard A Lamp | 3 | 40 | Living Room
Floor lamp | Incandescent |  | Standard A Lamp | 3 | 25 | Living Room
Table | Incandescent |  | Standard A Lamp | 2 | 40 | Living Room
Table | Incandescent |  | Standard A Lamp | 1 | 60 | Living Room
Ceiling Fixture | Compact Fluorescent |  | Twist | 2 | 13 | Master Bedroom
Table | Halogen |  | Quartz Tube | 1 | 100 | Master Bedroom
Ceiling Fixture | Incandescent |  | Standard A Lamp | 1 | 40 | Closet
Ceiling Fixture | Incandescent |  | Standard A Lamp | 1 | 75 | Bedroom
Ceiling Fixture | Incandescent |  | Standard A Lamp | 1 | 40 | Closet
Ceiling Fixture | Compact Fluorescent |  | Twist | 1 | 15 | Bedroom
Table | Incandescent |  | Standard A Lamp | 1 | 60 | Bedroom
Ceiling Fixture | Compact Fluorescent |  | Twist | 1 | 28 | Hall
Ceiling Fixture | Incandescent |  | Standard A Lamp | 1 | 60 | Hall
Wall Mount | Incandescent |  | Standard A Lamp | 1 | 60 | Closet
Ceiling Fixture | Compact Fluorescent |  | Twist | 2 | 15 | Other
Table | Incandescent |  | Standard A Lamp | 1 | 40 | Other
Wall Mount | Incandescent |  | Decorative | 1 | 25 | Closet
Ceiling Fixture | Compact Fluorescent |  | Twist | 2 | 13 | Bedroom
Table | Incandescent |  | Decorative | 1 | 25 | Bedroom
Table | Incandescent |  | Decorative | 1 | 25 | Bedroom
Ceiling Fixture | Incandescent |  | Standard A Lamp | 1 | 60 | Bathroom
Recessed Can | Incandescent |  | Reflector | 1 | 65 | Hall
Ceiling Fixture | Incandescent |  | Reflector | 1 | 65 | Laundry Room
Recessed Can | Incandescent |  | Reflector | 1 | 65 | Bathroom
Wall Mount | Incandescent |  | Standard A Lamp | 3 | 87 | Bathroom
Recessed Can | Halogen |  | PAR | 1 | 75 | Other
Table | Incandescent |  | Standard A Lamp | 1 | 60 | Other
Chandelier (Hanging) | Incandescent |  | Mini base | 5 | 25 | Dining Room
Chandelier (Hanging) | Incandescent |  | Mini base | 7 | 40 | Hall
Table | Compact Fluorescent |  | Twist | 1 | 13 | Hall
Chandelier (Hanging) | Incandescent |  | Mini base | 10 | 40 | Dining Room
Other | Halogen |  | Other | 1 | 20 | Dining Room
Recessed Can | Incandescent |  | Reflector | 1 | 65 | Bedroom
Table | Incandescent |  | 3-Way Incandescent | 1 | 150 | Bedroom
Recessed Can | Incandescent |  | Reflector | 1 | 65 | Kitchen
Chandelier (Hanging) | Incandescent |  | Standard A Lamp | 1 | 60 | Kitchen
Other | Linear Fluorescent | 12 | T-5 | 1 | 5 | Kitchen
Other | Linear Fluorescent | 24 | T-5 | 1 | 10 | Kitchen
Recessed Can | Halogen |  | PAR |  | 75 | Living Room
Floor lamp | Incandescent |  | 3-Way Incandescent | 1 | 100 | Living Room
Recessed Can | Incandescent |  | Reflector | 1 | 65 | Bathroom
Wall Mount | Incandescent |  | Standard A Lamp | 3 | 60 | Bathroom
Recessed - other | Incandescent |  | Reflector | 1 | 150 | Bathroom
Table | Incandescent |  | 3-Way Incandescent | 1 | 150 | Master Bedroom
Floor lamp | Incandescent |  | 3-Way Incandescent | 1 | 150 | Master Bedroom
Table | Incandescent |  | 3-Way Incandescent | 1 | 150 | Master Bedroom
Recessed Can | Incandescent |  | Reflector | 1 | 65 | Closet
Recessed Can | Incandescent |  | Reflector | 1 | 65 | Hall
Recessed Can | Incandescent |  | Reflector | 1 | 85 | Hall
Wall Mount | Incandescent |  | Standard A Lamp | 3 | 60 | Bathroom
Recessed Can | Other |  | Other | 1 | 72 | Office
Table | Incandescent |  | Standard A Lamp | 1 | 60 | Office
Ceiling Fixture | Linear Fluorescent | 48 | T-8 | 2 | 32 | Garage
Ceiling Fixture | Linear Fluorescent | 48 | T-8 | 2 | 32 | Garage
Garage door opener | Incandescent |  | Clear | 1 | 60 | Garage
Wall Mount | Compact Fluorescent |  | Twist | 1 | 22 | Bathroom
Ceiling Fixture | Compact Fluorescent |  | Twist | 1 | 15 | Bedroom
Ceiling Fixture | Compact Fluorescent |  | Twist | 1 | 22 | Bedroom
Ceiling Fixture | Compact Fluorescent |  | Twist | 1 | 28 | Kitchen
Wall Mount | Incandescent |  | Standard A Lamp | 1 | 100 | Kitchen
Ceiling Fixture | Incandescent |  | Standard A Lamp | 1 | 75 | Laundry Room
Ceiling Fixture | Compact Fluorescent |  | Twist | 1 | 22 | Living Room
Floor lamp | Compact Fluorescent |  | Twist | 1 | 15 | Living Room
Ceiling Fixture | Incandescent |  | Standard A Lamp | 1 | 60 | Living Room
Wall Mount | Incandescent |  | Globe | 5 | 40 | Bathroom
Ceiling Fixture | Incandescent |  | Standard A Lamp | 2 | 60 | Bathroom
Recessed Can | Incandescent |  | Heat Lamp | 1 | 150 | Bathroom
Ceiling Fixture | Incandescent |  | Standard A Lamp | 2 | 60 | Bathroom
Wall Mount | Compact Fluorescent |  | Twist | 4 | 15 | Bathroom
Ceiling Fixture | Incandescent |  | Standard A Lamp | 2 | 40 | Bedroom
Ceiling Fixture | Incandescent |  | Standard A Lamp | 2 | 40 | Bedroom
Ceiling Fixture | Incandescent |  | Standard A Lamp | 1 | 60 | Bedroom
Table | Compact Fluorescent |  | Twist | 1 | 15 | Bedroom
Table | Incandescent |  | Decorative | 1 | 40 | Bedroom
Ceiling Fan | Incandescent |  | Standard A Lamp | 1 | 60 | Bedroom
Ceiling Fan | Incandescent |  | Globe | 3 | 60 | Dining Room
Ceiling Fixture | Incandescent |  | Standard A Lamp | 1 | 60 | Family Room
Table | Compact Fluorescent |  | Twist | 1 | 15 | Family Room
Ceiling Fixture | Linear Fluorescent | 48 | T-12 | 2 | 40 | Garage
Wall Mount | Halogen |  | PAR | 2 | 75 | Garage
Ceiling Fixture | Incandescent |  | Standard A Lamp | 2 | 60 | Hall
Ceiling Fixture | Incandescent |  | Standard A Lamp | 2 | 60 | Hall
Ceiling Fixture | Incandescent |  | Standard A Lamp | 2 | 60 | Kitchen
Ceiling Fixture | Incandescent |  | Standard A Lamp | 2 | 60 | Laundry Room
Table | Incandescent |  | Decorative | 1 | 25 | Living Room
Floor lamp | Compact Fluorescent |  | Twist | 1 | 15 | Living Room
Ceiling Fixture | Incandescent |  | Standard A Lamp | 1 | 40 | Other
Ceiling Fixture | Incandescent |  | Standard A Lamp | 1 | 60 | Other
Wall Mount | Incandescent |  | Standard A Lamp | 2 | 60 | Bathroom
Ceiling Fixture | Compact Fluorescent |  | Twist | 2 | 22 | Bedroom
Ceiling Fixture | Incandescent |  | Standard A Lamp | 2 | 60 | Bedroom
Table | Compact Fluorescent |  | Twist | 1 | 15 | Bedroom
Ceiling Fixture | Compact Fluorescent |  | Twist | 2 | 15 | Dining Room
Ceiling Fixture | Incandescent |  | Standard A Lamp | 1 | 60 | Garage
Ceiling Fixture | Linear Fluorescent | 45 | T-12 | 2 | 40 | Garage
Ceiling Fixture | Compact Fluorescent |  | Twist | 1 | 22 | Hall
Ceiling Fixture | Incandescent |  | Standard A Lamp | 2 | 60 | Kitchen
Other | Compact Fluorescent |  | Twist | 1 | 15 | Kitchen
Ceiling Fixture | Incandescent |  | Standard A Lamp | 2 | 60 | Laundry Room
Floor lamp | Incandescent |  | Standard A Lamp | 1 | 60 | Living Room
Wall Mount | Incandescent |  | Globe | 3 | 60 | Bathroom
Wall Mount | Incandescent |  | Reflector | 1 | 50 | Hall
Chandelier (Hanging) | Incandescent |  | Mini base | 3 | 60 | Hall
Recessed Can | Compact Fluorescent |  | Reflector | 1 | 14 | Kitchen
Other | Incandescent |  | Reflector | 2 | 50 | Kitchen
Floor lamp | Compact Fluorescent |  | Twist | 3 | 20 | Living Room
Table | Incandescent |  | Standard A Lamp | 1 | 40 | Living Room
Wall Mount | Halogen |  | Other | 1 | 20 | Living Room
Floor lamp | Incandescent |  | Standard A Lamp | 1 | 60 | Living Room
Ceiling Fan | Incandescent |  | Standard A Lamp | 1 | 100 | Office
Ceiling Fan | Incandescent |  | Clear | 1 | 40 | Office
Ceiling Fan | Incandescent |  | Standard A Lamp | 1 | 60 | Office
Wall Mount | Halogen |  | Other | 1 | 20 | Closet
Wall Mount | Incandescent |  | Globe | 6 | 40 | Bathroom
Recessed Can | Incandescent |  | Reflector | 1 | 50 | Hall
Recessed Can | Compact Fluorescent |  | Twist | 1 | 13 | Hall
Recessed Can | Compact Fluorescent |  | Twist | 1 | 20 | Hall
Recessed Can | Incandescent |  | Reflector | 1 | 65 | Laundry Room
Wall Mount | Incandescent |  | Globe | 4 | 40 | Bathroom
Recessed - other | Incandescent |  | Heat Lamp | 1 | 250 | Bathroom
Recessed Can | Incandescent |  | Reflector | 1 | 75 | Master Bedroom
Ceiling Fan | Incandescent |  | Mini base | 4 | 60 | Master Bedroom
Wall Mount | Incandescent |  | Standard A Lamp | 1 | 60 | Master Bedroom
Track | Incandescent |  | Reflector | 3 | 65 | Bedroom
Recessed Can | Halogen |  | PAR | 1 | 75 | Bedroom
Table | Incandescent |  | Standard A Lamp | 1 | 40 | Bedroom
Chandelier (Hanging) | Compact Fluorescent |  | Twist | 1 | 20 | Bathroom
Table | Incandescent |  | Mini base | 1 | 4 | Bathroom
Ceiling Fixture | Incandescent |  | Standard A Lamp | 2 | 60 | Bedroom
Recessed Can | Incandescent |  | Standard A Lamp | 1 | 60 | Bedroom
Ceiling Fixture | Other |  | LED Interior | 1 | 1 | Closet
Ceiling Fixture | Linear Fluorescent | 48 | T-12 | 2 | 40 | Laundry Room
Wall Mount | Incandescent |  | Globe | 2 | 60 | Bathroom
Wall Mount | Incandescent |  | Globe | 2 | 60 | Bathroom
Wall Mount | Linear Fluorescent | 48 | T-12 | 1 | 40 | Kitchen
Track | Incandescent |  | Reflector | 3 | 65 | Kitchen
Wall Mount | Halogen |  | MR | 5 | 50 | Living Room
Torchiere | Incandescent |  | Standard A Lamp | 1 | 100 | Living Room
Ceiling Fixture | Linear Fluorescent | 96 | T-12 | 1 | 100 | Living Room
Table | Incandescent |  | Standard A Lamp | 1 | 60 | Master Bedroom
Track | Incandescent |  | Reflector | 5 | 65 | Master Bedroom
Ceiling Fixture | Linear Fluorescent | 48 | T-8 | 1 | 32 | Office
Wall Mount | Incandescent |  | Globe | 2 | 25 | Office
Wall Mount | Incandescent |  | Reflector | 1 | 50 | Office
Ceiling Fixture | Linear Fluorescent | 48 | T-12 | 2 | 40 | Garage
Ceiling Fixture | Linear Fluorescent | 36 | T-8 | 1 | 20 | Garage
Ceiling Fixture | Linear Fluorescent | 48 | T-12 | 4 | 40 | Garage
Ceiling Fan | Compact Fluorescent |  | Twist | 1 | 15 | Bedroom
Ceiling Fixture | Compact Fluorescent |  | Twist | 2 | 15 | Dining Room
Ceiling Fixture | Compact Fluorescent |  | Twist | 1 | 15 | Garage
Ceiling Fixture | Linear Fluorescent | 48 | T-12 | 1 | 40 | Garage
Wall Mount | Compact Fluorescent |  | Twist | 3 | 13 | Bathroom
Ceiling Fixture | Compact Fluorescent |  | Twist | 1 | 15 | Hall
Other | Compact Fluorescent |  | Twist | 1 | 15 | Kitchen
Ceiling Fixture | Compact Fluorescent |  | Other | 2 | 30 | Kitchen
Recessed - other | Incandescent |  | Standard A Lamp | 1 | 60 | Kitchen
Torchiere | Compact Fluorescent |  | Twist | 1 | 13 | Living Room
Wall Mount | Compact Fluorescent |  | Twist | 3 | 13 | Bathroom
Table | Incandescent |  | 3-Way Incandescent | 1 | 100 | Master Bedroom
Table | Incandescent |  | 3-Way Incandescent | 1 | 150 | Master Bedroom
Ceiling Fan | Incandescent |  | Clear | 3 | 60 | Bedroom
Ceiling Fixture | Incandescent |  | Clear | 1 | 40 | Bedroom
Ceiling Fan | Incandescent |  | Standard A Lamp | 1 | 60 | Dining Room
Ceiling Fixture | Linear Fluorescent | 48 | T-12 | 2 | 40 | Garage
Ceiling Fixture | Incandescent |  | Standard A Lamp | 1 | 100 | Garage
Ceiling Fixture | Incandescent |  | Standard A Lamp | 1 | 60 | Hall
Ceiling Fixture | Linear Fluorescent | 48 | T-12 | 2 | 40 | Kitchen
Ceiling Fixture | Incandescent |  | Standard A Lamp | 1 | 60 | Kitchen
Ceiling Fixture | Incandescent |  | Standard A Lamp | 1 | 100 | Laundry Room
Table | Incandescent |  | Standard A Lamp | 2 | 60 | Living Room
Wall Mount | Incandescent |  | Mini base | 6 | 40 | Bathroom
Track | Incandescent |  | Standard A Lamp | 1 | 60 | Bathroom
Ceiling Fan | Incandescent |  | Clear | 3 | 60 | Master Bedroom
Ceiling Fixture | Incandescent |  | Standard A Lamp | 1 | 60 | Master Bedroom
Table | Incandescent |  | Mini base | 2 | 60 | Master Bedroom
Ceiling Fixture | Incandescent |  | Heat Lamp | 2 | 150 | Bathroom
Wall Mount | Incandescent |  | Standard A Lamp | 3 | 85 | Bathroom
Ceiling Fixture | Compact Fluorescent |  | A shape bulb | 3 | 13 | Bedroom
Ceiling Fan | Incandescent |  | Clear | 2 | 40 | Dining Room
Ceiling Fan | Compact Fluorescent |  | Twist | 1 | 9 | Dining Room
Floor lamp | Compact Fluorescent |  | Twist | 1 | 26 | Dining Room
Wall Mount | Compact Fluorescent |  | Twist | 1 | 22 | Hall
Chandelier (Hanging) | Halogen |  | Quartz Tube | 3 | 50 | Kitchen
Floor lamp | Incandescent |  | Standard A Lamp | 1 | 75 | Laundry Room
Floor lamp | Compact Fluorescent |  | Twist | 1 | 22 | Laundry Room
Floor lamp | Incandescent |  | Standard A Lamp | 1 | 87 | Living Room
Wall Mount | Compact Fluorescent |  | Twist | 3 | 15 | Bathroom
Ceiling Fixture | Incandescent |  | Heat Lamp | 2 | 150 | Bathroom
Ceiling Fan | Incandescent |  | Decorative | 3 | 40 | Master Bedroom
Table | Compact Fluorescent |  | Twist | 1 | 20 | Master Bedroom
Ceiling Fixture | Incandescent |  | Decorative | 1 | 40 | Master Bedroom
Wall Mount | Compact Fluorescent |  | Twist | 5 | 13 | Garage
Ceiling Fixture | Incandescent |  | Standard A Lamp | 1 | 60 | Garage
Wall Mount | Compact Fluorescent |  | Twist | 1 | 22 | Office
Ceiling Fixture | Compact Fluorescent |  | Twist | 3 | 13 | Hall
Ceiling Fixture | Incandescent |  | Standard A Lamp | 1 | 60 | Other
Ceiling Fixture | Compact Fluorescent |  | Twist | 1 | 13 | Other
Ceiling Fixture | Linear Fluorescent | 48 | T-12 | 2 | 40 | Bathroom
Ceiling Fixture | Linear Fluorescent | 48 | T-12 | 2 | 40 | Bathroom
Ceiling Fixture | Incandescent |  | Heat Lamp | 1 | 150 | Bathroom
Table | Incandescent |  | Standard A Lamp | 1 | 100 | Bedroom
Table | Compact Fluorescent |  | Twist | 1 | 13 | Bedroom
Ceiling Fixture | Compact Fluorescent |  | Twist | 2 | 13 | Bedroom
Table | Compact Fluorescent |  | Twist | 1 | 13 | Bedroom
Ceiling Fixture | Compact Fluorescent |  | Twist | 2 | 13 | Bedroom
Table | Incandescent |  | Standard A Lamp | 1 | 60 | Bedroom
Table | Incandescent |  | Standard A Lamp | 1 | 60 | Dining Room
Table | Compact Fluorescent |  | Twist | 1 | 13 | Dining Room
Floor lamp | Incandescent |  | Standard A Lamp | 3 | 60 | Dining Room
Ceiling Fixture | Compact Fluorescent |  | Twist | 1 | 13 | Family Room
Floor lamp | Compact Fluorescent |  | Twist | 1 | 13 | Family Room
Table | Compact Fluorescent |  | Circline (Screw Base) | 1 | 22 | Family Room
Ceiling Fixture | Incandescent |  | Standard A Lamp | 1 | 60 | Garage
Ceiling Fixture | Linear Fluorescent | 48 | T-12 | 2 | 40 | Garage
Ceiling Fixture | Compact Fluorescent |  | Twist | 1 | 13 | Hall
Ceiling Fixture | Incandescent |  | Standard A Lamp | 1 | 60 | Hall
Ceiling Fixture | Compact Fluorescent |  | Twist | 1 | 13 | Hall
Ceiling Fixture | Linear Fluorescent | 48 | T-12 | 4 | 40 | Kitchen
Ceiling Fixture | Compact Fluorescent |  | Twist | 1 | 13 | Kitchen
Ceiling Fixture | Compact Fluorescent |  | Twist | 1 | 13 | Laundry Room
Ceiling Fixture | Compact Fluorescent |  | Twist | 1 | 13 | Other
Wall Mount | Incandescent |  | Standard A Lamp | 1 | 60 | Other
Ceiling Fixture | Incandescent |  | Standard A Lamp | 1 | 60 | Office
Wall Mount | Incandescent |  | Globe | 1 | 60 | Bathroom
Ceiling Fixture | Incandescent |  | Mini base | 1 | 60 | Bathroom
Chandelier (Hanging) | Incandescent |  | Standard A Lamp | 1 | 40 | Bathroom
Ceiling Fixture | Linear Fluorescent | 48 | T-12 | 2 | 40 | Bedroom
Ceiling Fixture | Incandescent |  | Standard A Lamp | 1 | 75 | Bedroom
Chandelier (Hanging) | Incandescent |  | Mini base | 5 | 60 | Dining Room
Ceiling Fixture | Incandescent |  | Standard A Lamp | 1 | 60 | Hall
Chandelier (Hanging) | Incandescent |  | Mini base | 3 | 60 | Hall
Torchiere | Halogen |  | Quartz Tube | 1 | 300 | Bedroom
Ceiling Fixture | Incandescent |  | Standard A Lamp | 1 | 60 | Bedroom
Wall Mount | Compact Fluorescent |  | Twist | 1 | 13 | Bedroom
Ceiling Fixture | Incandescent |  | Standard A Lamp | 1 | 50 | Kitchen
Ceiling Fixture | Incandescent |  | Standard A Lamp | 1 | 60 | Laundry Room
Floor lamp | Incandescent |  | Standard A Lamp | 1 | 40 | Bathroom
Floor lamp | Incandescent |  | Mini base | 3 | 60 | Bathroom
Torchiere | Halogen |  | Quartz Tube | 1 | 300 | Bathroom
Floor lamp | Incandescent |  | 3-Way Incandescent | 1 | 200 | Bathroom
Table | Compact Fluorescent |  | Twist | 1 | 13 | Bathroom
Recessed Can | Incandescent |  | Reflector | 1 | 90 | Bathroom
Ceiling Fan | Incandescent |  | Standard A Lamp | 4 | 60 | Master Bedroom
Table | Incandescent |  | Standard A Lamp | 1 | 60 | Master Bedroom
Ceiling Fixture | Incandescent |  | Standard A Lamp | 1 | 60 | Office
Ceiling Fixture | Compact Fluorescent |  | Twist | 2 | 23 | Bathroom
Ceiling Fixture | Compact Fluorescent |  | Twist | 1 | 13 | Hall
Ceiling Fixture | Incandescent |  | Standard A Lamp | 2 | 60 | Bedroom
Ceiling Fixture | Compact Fluorescent |  | Twist | 1 | 23 | Kitchen
Ceiling Fixture | Incandescent |  | Standard A Lamp | 1 | 60 | Dining Room
Torchiere | Incandescent |  | 3-Way Incandescent | 1 | 100 | Living Room
Ceiling Fixture | Incandescent |  | Standard A Lamp | 4 | 60 | Living Room
Table | Incandescent |  | Clear | 2 | 60 | Living Room
Ceiling Fixture | Incandescent |  | Standard A Lamp | 2 | 60 | Master Bedroom
Table | Incandescent |  | Standard A Lamp | 2 | 60 | Master Bedroom
Table | Incandescent |  | Standard A Lamp | 1 | 40 | Master Bedroom
Ceiling Fixture | Incandescent |  | Standard A Lamp | 1 | 75 | Other
Torchiere | Incandescent |  | Standard A Lamp | 1 | 60 | Other
Wall Mount | Compact Fluorescent |  | Twist | 1 | 23 | Garage
Ceiling Fixture | Compact Fluorescent |  | Twist | 1 | 26 | Hall
Ceiling Fixture | Compact Fluorescent |  | Twist | 1 | 13 | Hall
Ceiling Fixture | Linear Fluorescent | 48 | T-12 | 2 | 25 | Hall
Ceiling Fixture | Compact Fluorescent |  | Twist | 1 | 23 | Laundry Room
Ceiling Fixture | Compact Fluorescent |  | Twist | 1 | 23 | Office
Ceiling Fan | Compact Fluorescent |  | Twist | 4 | 15 | Living Room
Wall Mount | Incandescent |  | Standard A Lamp | 1 | 60 | Living Room
Ceiling Fixture | Compact Fluorescent |  | Twist | 11 | 15 | Hall
Ceiling Fixture | Incandescent |  | Standard A Lamp | 2 | 40 | Bedroom
Floor lamp | Linear Fluorescent | 18 | T-4 | 1 | 20 | Bedroom
Chandelier (Hanging) | Incandescent |  | Decorative | 3 | 40 | Dining Room
Ceiling Fixture | Compact Fluorescent |  | Twist | 2 | 15 | Kitchen
Recessed Can | Incandescent |  | Reflector | 1 | 40 | Kitchen
Wall Mount | Incandescent |  | Standard A Lamp | 2 | 60 | Bathroom
Ceiling Fan | Compact Fluorescent |  | Twist | 1 | 15 | Office
Ceiling Fixture | Compact Fluorescent |  | Twist | 1 | 15 | Family Room
Ceiling Fixture | Incandescent |  | Standard A Lamp | 1 | 60 | Laundry Room
Ceiling Fixture | Incandescent |  | Standard A Lamp | 3 | 40 | Master Bedroom
Table | Halogen |  | MR | 1 | 50 | Master Bedroom
Wall Mount | Compact Fluorescent |  | Twist | 1 | 15 | Closet
Chandelier (Hanging) | Incandescent |  | Mini base | 4 | 25 | Other
Chandelier (Hanging) | Compact Fluorescent |  | Mini base | 1 | 7 | Other
Ceiling Fixture | Incandescent |  | Standard A Lamp | 1 | 60 | Closet
Ceiling Fixture | Incandescent |  | Standard A Lamp | 2 | 60 | Bedroom
Table | Compact Fluorescent |  | Straight Tube | 1 | 11 | Bedroom
Table | Incandescent |  | Standard A Lamp | 1 | 40 | Bedroom
Ceiling Fixture | Incandescent |  | Standard A Lamp | 1 | 75 | Closet
Ceiling Fixture | Incandescent |  | Standard A Lamp | 2 | 40 | Hall
Wall Mount | Incandescent |  | Other | 2 | 25 | Bathroom
Ceiling Fixture | Incandescent |  | Standard A Lamp | 1 | 100 | Closet
Wall Mount | Incandescent |  | Standard A Lamp | 1 | 60 | Closet
Ceiling Fixture | Incandescent |  | Standard A Lamp | 1 | 100 | Kitchen
Ceiling Fixture | Compact Fluorescent |  | Twist | 1 | 13 | Kitchen
Recessed - other | Incandescent |  | Standard A Lamp | 1 | 40 | Kitchen
Recessed - other | Incandescent |  | Standard A Lamp | 1 | 60 | Kitchen
Recessed - other | Compact Fluorescent |  | Twist | 1 | 13 | Kitchen
Floor lamp | Compact Fluorescent |  | Pin base | 1 | 36 | Living Room
Torchiere | Incandescent |  | Standard A Lamp | 1 | 40 | Living Room
Wall Mount | Halogen |  | Other | 3 | 20 | Living Room
Chandelier (Hanging) | Incandescent |  | Mini base | 6 | 25 | Dining Room
Ceiling Fixture | Incandescent |  | Standard A Lamp | 1 | 40 | Closet
Ceiling Fan | Incandescent |  | Standard A Lamp | 1 | 75 | Master Bedroom
Table | Incandescent |  | Standard A Lamp | 1 | 60 | Master Bedroom
Ceiling Fixture | Incandescent |  | Standard A Lamp | 1 | 60 | Closet
Ceiling Fixture | Incandescent |  | Standard A Lamp | 1 | 75 | Closet
Ceiling Fixture | Incandescent |  | Standard A Lamp | 2 | 60 | Office
Ceiling Fixture | Incandescent |  | Standard A Lamp | 1 | 60 | Closet
Ceiling Fixture | Incandescent |  | Standard A Lamp | 1 | 60 | Hall
Wall Mount | Incandescent |  | Standard A Lamp | 1 | 60 | Hall
Recessed - other | Incandescent |  | Standard A Lamp | 1 | 60 | Hall
Ceiling Fixture | Incandescent |  | Standard A Lamp | 1 | 60 | Hall
Ceiling Fixture | Incandescent |  | Standard A Lamp | 1 | 60 | Laundry Room
Ceiling Fixture | Incandescent |  | Standard A Lamp | 1 | 40 | Closet
Ceiling Fixture | Linear Fluorescent | 48 | T-12 | 2 | 40 | Office
Wall Mount | Incandescent |  | Standard A Lamp | 1 | 60 | Office
Table | Incandescent |  | Standard A Lamp | 1 | 40 | Office
Ceiling Fixture | Linear Fluorescent | 48 | T-12 | 1 | 40 | Office
Ceiling Fixture | Incandescent |  | Standard A Lamp | 1 | 60 | Other
Ceiling Fixture | Linear Fluorescent | 48 | T-12 | 2 | 40 | Other
Ceiling Fixture | Linear Fluorescent | 48 | T-12 | 2 | 40 | Other
Wall Mount | Incandescent |  | Standard A Lamp | 1 | 60 | Closet
Ceiling Fixture | Linear Fluorescent | 48 | T-12 | 2 | 40 | Garage
Wall Mount | Compact Fluorescent |  | Twist | 1 | 23 | Bathroom
Wall Mount | Compact Fluorescent |  | Twist | 1 | 26 | Bathroom
Ceiling Fixture | Compact Fluorescent |  | Twist | 1 | 23 | Hall
Ceiling Fixture | Compact Fluorescent |  | Twist | 1 | 26 | Hall
Wall Mount | Incandescent |  | 3-Way Incandescent | 1 | 150 | Bathroom
Ceiling Fixture | Incandescent |  | Standard A Lamp | 1 | 100 | Hall
Ceiling Fixture | Incandescent |  | Standard A Lamp | 1 | 100 | Family Room
Ceiling Fixture | Compact Fluorescent |  | Twist | 1 | 27 | Family Room
Ceiling Fixture | Compact Fluorescent |  | Twist | 1 | 23 | Other
Ceiling Fixture | Incandescent |  | Standard A Lamp | 1 | 60 | Bedroom
Ceiling Fixture | Compact Fluorescent |  | Twist | 1 | 23 | Bedroom
Ceiling Fan | Compact Fluorescent |  | Twist | 4 | 13 | Family Room
Torchiere | Incandescent |  | 3-Way Incandescent | 1 | 150 | Family Room
Ceiling Fixture | Incandescent |  | Standard A Lamp | 1 | 100 | Dining Room
Ceiling Fixture | Incandescent |  | Standard A Lamp | 1 | 100 | Hall
Ceiling Fixture | Incandescent |  | Standard A Lamp | 1 | 75 | Other
Ceiling Fixture | Incandescent |  | Standard A Lamp | 1 | 68 | Garage
Garage door opener | Incandescent |  | Standard A Lamp | 1 | 65 | Garage
Garage door opener | Incandescent |  | Standard A Lamp | 1 | 75 | Garage
Recessed Can | Compact Fluorescent |  | Flood | 1 | 14 | Kitchen
Ceiling Fixture | Incandescent |  | Standard A Lamp | 1 | 100 | Laundry Room
Table | Incandescent |  | Standard A Lamp | 1 | 60 | Living Room
Ceiling Fixture | Compact Fluorescent |  | Twist | 2 | 23 | Master Bedroom
Table | Incandescent |  | Standard A Lamp | 2 | 40 | Master Bedroom
Table | Linear Fluorescent | 18 | T-8 | 2 | 15 | Master Bedroom
Ceiling Fixture | Incandescent |  | Standard A Lamp | 1 | 75 | Closet
Ceiling Fixture | Incandescent |  | 3-Way Incandescent | 1 | 150 | Office
Ceiling Fixture | Compact Fluorescent |  | Twist | 1 | 23 | Office
Table | Compact Fluorescent |  | Straight Tube | 1 | 13 | Office
Wall Mount | Compact Fluorescent |  | Twist | 1 | 27 | Hall
Wall Mount | Incandescent |  | Globe | 5 | 60 | Bathroom
Chandelier (Hanging) | Incandescent |  | Mini base | 5 | 60 | Dining Room
Chandelier (Hanging) | Incandescent |  | Mini base | 3 | 60 | Hall
Ceiling Fixture | Compact Fluorescent |  | Twist | 1 | 13 | Hall
Ceiling Fixture | Compact Fluorescent |  | Twist | 1 | 26 | Hall
Track | Incandescent |  | Reflector | 1 | 75 | Kitchen
Track | Incandescent |  | Reflector | 1 | 65 | Kitchen
Track | Incandescent |  | Reflector | 1 | 50 | Kitchen
Ceiling Fixture | Incandescent |  | Standard A Lamp | 4 | 60 | Kitchen
Other | Halogen |  | Other | 2 | 30 | Kitchen
Table | Incandescent |  | 3-Way Incandescent | 1 | 75 | Living Room
Table | Incandescent |  | 3-Way Incandescent | 1 | 150 | Living Room
Wall Mount | Incandescent |  | Globe | 4 | 60 | Bathroom
Ceiling Fixture | Incandescent |  | Standard A Lamp | 1 | 60 | Master Bedroom
Ceiling Fixture | Incandescent |  | Standard A Lamp | 1 | 75 | Master Bedroom
Ceiling Fixture | Incandescent |  | Standard A Lamp | 2 | 60 | Office
Table | Incandescent |  | Other | 1 | 20 | Office
Ceiling Fixture | Incandescent |  | Standard A Lamp | 2 | 60 | Bedroom
Table | Incandescent |  | Standard A Lamp | 1 | 60 | Bedroom
Wall Mount | Incandescent |  | Standard A Lamp | 1 | 60 | Closet
Table | Linear Fluorescent | 18 | T-8 | 2 | 15 | Family Room
Track | Incandescent |  | Reflector | 3 | 50 | Family Room
Track | Compact Fluorescent |  | Reflector | 1 | 5 | Family Room
Track | Incandescent |  | Reflector | 1 | 65 | Family Room
Ceiling Fixture | Compact Fluorescent |  | Twist | 1 | 26 | Hall
Ceiling Fixture | Linear Fluorescent | 48 | T-12 | 4 | 40 | Laundry Room
Wall Mount | Incandescent |  | Globe | 3 | 60 | Laundry Room
Chandelier (Hanging) | Compact Fluorescent |  | Twist | 1 | 26 | Other
Chandelier (Hanging) | Incandescent |  | Reflector | 1 | 75 | Other
Chandelier (Hanging) | Incandescent |  | Standard A Lamp | 1 | 60 | Other
Wall Mount | Incandescent |  | Reflector | 1 | 50 | Other
Wall Mount | Compact Fluorescent |  | Twist | 1 | 13 | Other
Ceiling Fixture | Linear Fluorescent | 48 | T-12 | 2 | 40 | Garage
Ceiling Fixture | Compact Fluorescent |  | Straight Tube | 1 | 23 | Garage
Wall Mount | Incandescent |  | Standard A Lamp | 1 | 60 | Garage
Wall Mount | Incandescent |  | Standard A Lamp | 1 | 75 | Garage
Garage door opener | Incandescent |  | Standard A Lamp | 1 | 40 | Garage
Wall Mount | Compact Fluorescent |  | Twist | 2 | 14 | Bathroom
Recessed - other | Incandescent |  | Heat Lamp | 1 | 250 | Bathroom
Ceiling Fixture | Linear Fluorescent | 48 | T-12 | 4 | 40 | Closet
Ceiling Fixture | Compact Fluorescent |  | Twist | 2 | 13 | Bedroom
Table | Compact Fluorescent |  | Straight Tube | 1 | 11 | Bedroom
Recessed Can | Compact Fluorescent |  | Reflector | 1 | 11 | Hall
Ceiling Fixture | Compact Fluorescent |  | Twist | 1 | 23 | Hall
Ceiling Fixture | Incandescent |  | Standard A Lamp | 1 | 60 | Garage
Garage door opener | Incandescent |  | Decorative | 1 | 60 | Garage
Chandelier (Hanging) | Compact Fluorescent |  | Twist | 1 | 23 | Dining Room
Torchiere | Compact Fluorescent |  | Straight Tube | 1 | 11 | Family Room
Track | Incandescent |  | Reflector | 3 | 30 | Kitchen
Track | Incandescent |  | Reflector | 3 | 45 | Kitchen
Other | Incandescent |  | Reflector | 1 | 40 | Kitchen
Recessed Can | Incandescent |  | Reflector | 1 | 45 | Living Room
Table | Incandescent |  | Mini base | 1 | 40 | Living Room
Torchiere | Compact Fluorescent |  | Twist | 1 | 14 | Living Room
Recessed Can | Incandescent |  | Reflector | 2 | 50 | Hall
Recessed Can | Compact Fluorescent |  | Reflector | 1 | 23 | Office
Table | Incandescent |  | Other | 1 | 20 | Office
Recessed Can | Compact Fluorescent |  | Reflector | 1 | 23 | Bedroom
Ceiling Fixture | Compact Fluorescent |  | Reflector | 1 | 23 | Hall
Wall Mount | Compact Fluorescent |  | Twist | 1 | 14 | Bathroom
Recessed Can | Incandescent |  | Heat Lamp | 1 | 250 | Bathroom
Wall Mount | Incandescent |  | Mini base | 4 | 60 | Bathroom
Recessed - other | Incandescent |  | Heat Lamp | 1 | 250 | Bathroom
Ceiling Fixture | Incandescent |  | Standard A Lamp | 1 | 60 | Closet
Floor lamp | Compact Fluorescent |  | Twist | 1 | 14 | Master Bedroom
Ceiling Fan | Incandescent |  | Standard A Lamp | 1 | 15 | Master Bedroom
Wall Mount | Incandescent |  | Globe | 2 | 40 | Bathroom
Wall Mount | Incandescent |  | Globe | 1 | 60 | Bathroom
Wall Mount | Incandescent |  | Mini base | 1 | 4 | Bathroom
Wall Mount | Incandescent |  | Standard A Lamp | 1 | 60 | Closet
Track | Incandescent |  | Standard A Lamp | 3 | 40 | Dining Room
Recessed Can | Incandescent |  | Standard A Lamp | 1 | 75 | Kitchen
Recessed Can | Incandescent |  | Reflector | 1 | 65 | Kitchen
Recessed Can | Compact Fluorescent |  | Reflector | 1 | 15 | Kitchen
Wall Mount | Incandescent |  | Standard A Lamp | 1 | 75 | Laundry Room
Recessed Can | Compact Fluorescent |  | Reflector | 1 | 15 | Living Room
Track | Incandescent |  | Standard A Lamp | 1 | 60 | Office
Table | Incandescent |  | Standard A Lamp | 1 | 60 | Office
Track | Incandescent |  | Standard A Lamp | 1 | 40 | Office
Table | Compact Fluorescent |  | Twist | 1 | 15 | Office
Track | Incandescent |  | Clear | 1 | 60 | Office
Ceiling Fixture | Incandescent |  | Standard A Lamp | 1 | 100 | Other
Ceiling Fixture | Incandescent |  | Standard A Lamp | 1 | 60 | Other
Recessed Can | Compact Fluorescent |  | Twist | 1 | 15 | Other
Wall Mount | Incandescent |  | Globe | 3 | 40 | Bathroom
Ceiling Fixture | Incandescent |  | Standard A Lamp | 1 | 100 | Bathroom
Ceiling Fixture | Incandescent |  | Standard A Lamp | 1 | 40 | Bathroom
Wall Mount | Incandescent |  | Standard A Lamp | 1 | 75 | Hall
Recessed Can | Incandescent |  | Reflector | 1 | 65 | Hall
Wall Mount | Incandescent |  | Globe | 6 | 60 | Bathroom
Recessed Can | Incandescent |  | Reflector | 1 | 50 | Master Bedroom
Recessed Can | Compact Fluorescent |  | Twist | 1 | 13 | Master Bedroom
Recessed Can | Incandescent |  | Reflector | 1 | 65 | Master Bedroom
Table | Incandescent |  | Mini base | 1 | 15 | Master Bedroom
Table | Compact Fluorescent |  | A shape bulb | 1 | 15 | Master Bedroom
Table | Compact Fluorescent |  | A shape bulb | 1 | 15 | Master Bedroom
Ceiling Fixture | Compact Fluorescent |  | A shape bulb | 1 | 15 | Closet
Ceiling Fixture | Compact Fluorescent |  | A shape bulb | 2 | 15 | Bathroom
Ceiling Fixture | Linear Fluorescent | 48 | T-12 | 2 | 40 | Garage
Wall Mount | Compact Fluorescent |  | Twist | 1 | 14 | Bathroom
Recessed - other | Compact Fluorescent |  | Twist | 1 | 23 | Bathroom
Ceiling Fixture | Compact Fluorescent |  | Twist | 1 | 14 | Hall
Ceiling Fixture | Compact Fluorescent |  | Straight Tube | 1 | 15 | Closet
Ceiling Fan | Incandescent |  | Decorative | 3 | 40 | Family Room
Other | Linear Fluorescent | 18 | T-8 | 1 | 15 | Family Room
Floor lamp | Other |  | LED Interior | 1 | 3 | Family Room
Chandelier (Hanging) | Incandescent |  | Mini base | 6 | 40 | Dining Room
Ceiling Fixture | Incandescent |  | Decorative | 1 | 40 | Hall
Ceiling Fixture | Incandescent |  | Clear | 1 | 25 | Hall
Ceiling Fixture | Compact Fluorescent |  | Twist | 2 | 14 | Kitchen
Wall Mount | Incandescent |  | Mini base | 2 | 40 | Living Room
Floor lamp | Incandescent |  | Standard A Lamp | 1 | 100 | Living Room
Chandelier (Hanging) | Incandescent |  | Mini base | 6 | 40 | Dining Room
Low bay | Incandescent |  | Standard A Lamp | 1 | 60 | Bathroom
Wall Mount | Incandescent |  | Decorative | 1 | 60 | Bathroom
Recessed - other | Incandescent |  | Standard A Lamp | 1 | 40 | Bathroom
Chandelier (Hanging) | Incandescent |  | Globe | 1 | 150 | Master Bedroom
Table | Compact Fluorescent |  | Twist | 1 | 9 | Master Bedroom
Table | Compact Fluorescent |  | Twist | 1 | 13 | Master Bedroom
Table | Compact Fluorescent |  | Twist | 1 | 14 | Master Bedroom
Recessed - other | Incandescent |  | Clear | 1 | 25 | Closet
Ceiling Fixture | Incandescent |  | Standard A Lamp | 1 | 60 | Bedroom
Ceiling Fixture | Incandescent |  | Decorative | 1 | 40 | Bedroom
Table | Compact Fluorescent |  | Twist | 1 | 14 | Bedroom
Ceiling Fixture | Incandescent |  | Decorative | 5 | 25 | Bedroom
Table | Incandescent |  | Mini base | 1 | 4 | Bedroom
Chandelier (Hanging) | Halogen |  | Quartz Tube | 1 | 60 | Bedroom
Ceiling Fixture | Incandescent |  | Decorative | 5 | 25 | Other
Table | Compact Fluorescent |  | Twist | 1 | 14 | Other
Wall Mount | Compact Fluorescent |  | Twist | 1 | 13 | Closet
Ceiling Fixture | Incandescent |  | Clear | 2 | 25 | Hall
Table | Compact Fluorescent |  | Straight Tube | 1 | 15 | Other
Ceiling Fixture | Linear Fluorescent | 48 | T-8 | 2 | 32 | Other
Table | Compact Fluorescent |  | Reflector | 1 | 9 | Other
Ceiling Fixture | Compact Fluorescent |  | Twist | 1 | 27 | Other
Wall Mount | Incandescent |  | Other | 1 | 60 | Other
Wall Mount | Compact Fluorescent |  | Twist | 4 | 23 | Laundry Room
Ceiling Fixture | Linear Fluorescent | 48 | T-8 | 2 | 32 | Family Room
Ceiling Fixture | Linear Fluorescent | 48 | T-12 | 4 | 40 | Garage
Ceiling Fixture | Incandescent |  | Standard A Lamp | 3 | 60 | Hall
Ceiling Fixture | Incandescent |  | Standard A Lamp | 1 | 60 | Bathroom
Wall Mount | Incandescent |  | Standard A Lamp | 1 | 60 | Bathroom
Torchiere | Incandescent |  | Standard A Lamp | 2 | 100 | Dining Room
Table | Incandescent |  | Standard A Lamp | 1 | 60 | Dining Room
Ceiling Fixture | Incandescent |  | Standard A Lamp | 3 | 60 | Dining Room
Wall Mount | Incandescent |  | Other | 10 | 1 | Dining Room
Ceiling Fixture | Compact Fluorescent |  | Straight Tube | 1 | 20 | Hall
Ceiling Fixture | Incandescent |  | Standard A Lamp | 1 | 75 | Hall
Ceiling Fixture | Compact Fluorescent |  | Twist | 1 | 23 | Kitchen
Ceiling Fixture | Incandescent |  | Standard A Lamp | 1 | 75 | Kitchen
Ceiling Fixture | Incandescent |  | Standard A Lamp | 3 | 40 | Living Room
Table | Incandescent |  | Standard A Lamp | 1 | 60 | Living Room
Floor lamp | Incandescent |  | Standard A Lamp | 1 | 100 | Living Room
Table | Incandescent |  | Standard A Lamp | 1 | 100 | Living Room
Ceiling Fixture | Incandescent |  | Standard A Lamp | 1 | 100 | Office
Table | Compact Fluorescent |  | Other | 1 | 20 | Office
Table | Incandescent |  | Standard A Lamp | 1 | 75 | Office
Floor lamp | Compact Fluorescent |  | Twist | 1 | 23 | Office
Table | Other |  | LED Interior | 1 | 5 | Office
Ceiling Fixture | Incandescent |  | Standard A Lamp | 1 | 75 | Closet
Ceiling Fixture | Incandescent |  | Standard A Lamp | 1 | 75 | Office
Table | Incandescent |  | Other | 1 | 50 | Office
Ceiling Fixture | Incandescent |  | Standard A Lamp | 1 | 60 | Closet
Ceiling Fixture | Incandescent |  | Standard A Lamp | 1 | 75 | Master Bedroom
Ceiling Fixture | Incandescent |  | Standard A Lamp | 1 | 100 | Master Bedroom
Table | Incandescent |  | Other | 1 | 40 | Master Bedroom
Floor lamp | Incandescent |  | Other | 1 | 60 | Master Bedroom
Table | Incandescent |  | Standard A Lamp | 1 | 40 | Master Bedroom
Table | Incandescent |  | Standard A Lamp | 1 | 100 | Master Bedroom
Ceiling Fixture | Incandescent |  | Standard A Lamp | 1 | 75 | Other
Ceiling Fixture | Incandescent |  | Standard A Lamp | 1 | 60 | Hall
Wall Mount | Incandescent |  | Standard A Lamp | 1 | 60 | Hall
Ceiling Fixture | Linear Fluorescent | 48 | T-12 | 2 | 40 | Laundry Room
Ceiling Fixture | Incandescent |  | Standard A Lamp | 1 | 75 | Other
Ceiling Fixture | Halogen |  | Other | 1 | 60 | Other
Ceiling Fixture | Incandescent |  | Standard A Lamp | 1 | 75 | Other
Ceiling Fixture | Incandescent |  | Standard A Lamp | 1 | 75 | Other
Ceiling Fixture | Linear Fluorescent | 48 | T-12 | 2 | 40 | Other
Ceiling Fixture | Incandescent |  | Standard A Lamp | 1 | 60 | Bathroom
Recessed - other | Incandescent |  | Standard A Lamp | 1 | 40 | Bathroom
Recessed - other | Incandescent |  | Standard A Lamp | 1 | 60 | Bathroom
Chandelier (Hanging) | Incandescent |  | Standard A Lamp | 2 | 40 | Dining Room
Other | Incandescent |  | Other | 1 | 60 | Dining Room
Ceiling Fixture | Incandescent |  | Standard A Lamp | 1 | 40 | Hall
Ceiling Fixture | Incandescent |  | Standard A Lamp | 1 | 75 | Family Room
Ceiling Fixture | Incandescent |  | Standard A Lamp | 1 | 60 | Family Room
Table | Incandescent |  | Standard A Lamp | 1 | 60 | Family Room
Table | Incandescent |  | Standard A Lamp | 1 | 60 | Family Room
Garage door opener | Incandescent |  | Standard A Lamp | 1 | 60 | Garage
Ceiling Fixture | Linear Fluorescent | 48 | T-12 | 1 | 40 | Kitchen
Ceiling Fixture | Linear Fluorescent | 48 | T-12 | 2 | 40 | Kitchen
Other | Incandescent |  | Standard A Lamp | 1 | 40 | Kitchen
Ceiling Fixture | Incandescent |  | Standard A Lamp | 1 | 40 | Laundry Room
Chandelier (Hanging) | Incandescent |  | Mini base | 1 | 15 | Living Room
Chandelier (Hanging) | Incandescent |  | Mini base | 2 | 40 | Living Room
Table | Incandescent |  | Standard A Lamp | 1 | 60 | Living Room
Table | Incandescent |  | Standard A Lamp | 1 | 40 | Living Room
Floor lamp | Compact Fluorescent |  | Pin base | 1 | 18 | Living Room
Chandelier (Hanging) | Incandescent |  | Mini base | 3 | 40 | Living Room
Ceiling Fixture | Incandescent |  | Standard A Lamp | 1 | 75 | Hall
Recessed - other | Incandescent |  | Standard A Lamp | 1 | 40 | Bathroom
Ceiling Fixture | Incandescent |  | Standard A Lamp | 2 | 60 | Master Bedroom
Table | Incandescent |  | Standard A Lamp | 1 | 25 | Master Bedroom
Table | Incandescent |  | Standard A Lamp | 1 | 38 | Master Bedroom
Ceiling Fixture | Incandescent |  | Standard A Lamp | 2 | 60 | Office
Wall Mount | Incandescent |  | Standard A Lamp | 1 | 60 | Bathroom
Wall Mount | Incandescent |  | Standard A Lamp | 1 | 40 | Bathroom
Ceiling Fixture | Compact Fluorescent |  | Twist | 1 | 13 | Bedroom
Table | Incandescent |  | Standard A Lamp | 2 | 52 | Bedroom
Chandelier (Hanging) | Incandescent |  | Decorative | 5 | 60 | Dining Room
Ceiling Fixture | Incandescent |  | Standard A Lamp | 1 | 60 | Hall
Ceiling Fan | Compact Fluorescent |  | Twist | 3 | 13 | Family Room
Table | Compact Fluorescent |  | Twist | 1 | 13 | Family Room
Ceiling Fixture | Incandescent |  | Standard A Lamp | 1 | 40 | Hall
Ceiling Fixture | Linear Fluorescent | 48 | T-12 | 2 | 40 | Kitchen
Ceiling Fixture | Compact Fluorescent |  | Twist | 1 | 22 | Kitchen
Recessed Can | Compact Fluorescent |  | Twist | 1 | 13 | Kitchen
Ceiling Fixture | Linear Fluorescent | 48 | T-12 | 2 | 40 | Laundry Room
Table | Incandescent |  | 3-Way Incandescent | 1 | 100 | Living Room
Floor lamp | Incandescent |  | Standard A Lamp | 2 | 75 | Living Room
Floor lamp | Compact Fluorescent |  | Twist | 1 | 15 | Living Room
Wall Mount | Incandescent |  | Standard A Lamp | 2 | 60 | Bathroom
Ceiling Fixture | Compact Fluorescent |  | Twist | 1 | 13 | Bathroom
Floor lamp | Compact Fluorescent |  | Twist | 2 | 22 | Master Bedroom
Ceiling Fixture | Incandescent |  | Standard A Lamp | 4 | 60 | Master Bedroom
Ceiling Fixture | Compact Fluorescent |  | Twist | 1 | 22 | Closet
Ceiling Fixture | Incandescent |  | Standard A Lamp | 2 | 60 | Office
Ceiling Fixture | Compact Fluorescent |  | Twist | 1 | 13 | Office
Wall Mount | Incandescent |  | Globe | 6 | 40 | Bathroom
Table | Incandescent |  | Standard A Lamp | 1 | 25 | Bathroom
Ceiling Fixture | Incandescent |  | Standard A Lamp | 3 | 55 | Bedroom
Chandelier (Hanging) | Incandescent |  | Globe | 1 | 100 | Dining Room
Ceiling Fixture | Incandescent |  | Standard A Lamp | 3 | 40 | Family Room
Table | Incandescent |  | 3-Way Incandescent | 1 | 100 | Family Room
Table | Incandescent |  | Standard A Lamp | 1 | 75 | Family Room
Exterior | Incandescent |  | Standard A Lamp | 1 | 100 | Garage
Low bay | Linear Fluorescent | 48 | T-8 | 2 | 32 | Garage
Ceiling Fixture | Incandescent |  | Standard A Lamp | 1 | 40 | Hall
Ceiling Fixture | Linear Fluorescent | 48 | T-12 | 2 | 40 | Kitchen
Ceiling Fixture | Linear Fluorescent | 24 | T-8 | 1 | 17 | Laundry Room
Ceiling Fixture | Incandescent |  | Standard A Lamp | 1 | 100 | Laundry Room
Ceiling Fixture | Compact Fluorescent |  | Twist | 1 | 13 | Laundry Room
Wall Mount | Incandescent |  | Globe | 6 | 40 | Bathroom
Ceiling Fixture | Incandescent |  | Standard A Lamp | 1 | 60 | Master Bedroom
Wall Mount | Incandescent |  | Standard A Lamp | 1 | 60 | Master Bedroom
Ceiling Fixture | Incandescent |  | Standard A Lamp | 1 | 60 | Bedroom
Table | Incandescent |  | Standard A Lamp | 1 | 75 | Bedroom
Wall Mount | Incandescent |  | Decorative | 2 | 40 | Bathroom
Chandelier (Hanging) | Incandescent |  | Decorative | 5 | 40 | Dining Room
Wall Mount | Incandescent |  | Decorative | 1 | 40 | Hall
Ceiling Fixture | Incandescent |  | Standard A Lamp | 2 | 60 | Kitchen
Other | Incandescent |  | Other | 1 | 40 | Kitchen
Ceiling Fixture | Linear Fluorescent | 48 | T-12 | 4 | 40 | Kitchen
Torchiere | Incandescent |  | Standard A Lamp | 1 | 60 | Laundry Room
Wall Mount | Incandescent |  | Decorative | 1 | 40 | Laundry Room
Ceiling Fixture | Incandescent |  | Standard A Lamp | 2 | 60 | Family Room
Ceiling Fixture | Incandescent |  | Standard A Lamp | 1 | 60 | Hall
Wall Mount | Incandescent |  | Decorative | 2 | 40 | Bathroom
Wall Mount | Compact Fluorescent |  | Twist | 2 | 14 | Bathroom
Wall Mount | Incandescent |  | Decorative | 1 | 40 | Master Bedroom
Table | Incandescent |  | Other | 1 | 25 | Master Bedroom
Wall Mount | Incandescent |  | Decorative | 1 | 60 | Closet
Ceiling Fixture | Incandescent |  | Standard A Lamp | 2 | 60 | Bedroom
Wall Mount | Incandescent |  | Decorative | 2 | 40 | Hall
Ceiling Fixture | Incandescent |  | Standard A Lamp | 1 | 60 | Garage
Garage door opener | Incandescent |  | Standard A Lamp | 1 | 60 | Garage
Wall Mount | Incandescent |  | Globe | 4 | 40 | Bathroom
Ceiling Fixture | Incandescent |  | Standard A Lamp | 2 | 25 | Bathroom
Ceiling Fixture | Incandescent |  | Standard A Lamp | 2 | 40 | Bedroom
Table | Incandescent |  | Standard A Lamp | 1 | 40 | Bedroom
Chandelier (Hanging) | Incandescent |  | Decorative | 4 | 25 | Bedroom
Table | Incandescent |  | Standard A Lamp | 1 | 60 | Bedroom
Table | Incandescent |  | Standard A Lamp | 1 | 25 | Bedroom
Ceiling Fixture | Incandescent |  | Globe | 1 | 75 | Dining Room
Table | Incandescent |  | Standard A Lamp | 1 | 60 | Dining Room
Ceiling Fixture | Compact Fluorescent |  | Twist | 2 | 22 | Family Room
Ceiling Fan | Incandescent |  | Standard A Lamp | 4 | 40 | Family Room
Table | Incandescent |  | Standard A Lamp | 1 | 40 | Family Room
Floor lamp | Compact Fluorescent |  | Twist | 1 | 22 | Family Room
Floor lamp | Incandescent |  | Decorative | 3 | 25 | Family Room
Table | Halogen |  | Quartz Tube | 1 | 100 | Family Room
Ceiling Fixture | Incandescent |  | Standard A Lamp | 1 | 75 | Bathroom
Ceiling Fixture | Compact Fluorescent |  | Twist | 2 | 22 | Hall
Ceiling Fixture | Linear Fluorescent | 48 | T-8 | 4 | 32 | Kitchen
Ceiling Fixture | Incandescent |  | Decorative | 3 | 25 | Kitchen
Architectural | Incandescent |  | Standard A Lamp | 2 | 40 | Kitchen
Ceiling Fixture | Compact Fluorescent |  | Circline (Screw Base) | 1 | 22 | Laundry Room
Ceiling Fixture | Compact Fluorescent |  | Twist | 2 | 15 | Living Room
Floor lamp | Incandescent |  | Standard A Lamp | 1 | 75 | Living Room
Torchiere | Incandescent |  | 3-Way Incandescent | 1 | 200 | Living Room
Ceiling Fixture | Incandescent |  | Standard A Lamp | 2 | 60 | Bedroom
Ceiling Fixture | Compact Fluorescent |  | Twist | 1 | 23 | Hall
Chandelier (Hanging) | Incandescent |  | Globe | 5 | 40 | Dining Room
Chandelier (Hanging) | Incandescent |  | Reflector | 1 | 45 | Dining Room
Ceiling Fixture | Compact Fluorescent |  | Twist | 1 | 13 | Hall
Wall Mount | Incandescent |  | Decorative | 1 | 40 | Bathroom
Ceiling Fixture | Compact Fluorescent |  | Pin base | 1 | 22 | Kitchen
Recessed Can | Compact Fluorescent |  | Reflector | 1 | 15 | Kitchen
Recessed Can | Halogen |  | PAR | 1 | 50 | Kitchen
Other | Linear Fluorescent | 12 | T-5 | 1 | 7 | Kitchen
Other | Linear Fluorescent | 24 | T-5 | 2 | 13 | Kitchen
Other | Linear Fluorescent | 24 | T-5 | 1 | 13 | Kitchen
Ceiling Fixture | Incandescent |  | Clear | 1 | 75 | Laundry Room
Track | Incandescent |  | Reflector | 4 | 45 | Laundry Room
Table | Compact Fluorescent |  | Twist | 1 | 25 | Laundry Room
Table | Compact Fluorescent |  | Twist | 1 | 23 | Laundry Room
Table | Incandescent |  | Mini base | 1 | 8 | Laundry Room
Wall Mount | Incandescent |  | Clear | 2 | 60 | Bathroom
Ceiling Fixture | Halogen |  | PAR | 3 | 50 | Family Room
Table | Incandescent |  | 3-Way Incandescent | 1 | 250 | Family Room
Ceiling Fixture | Linear Fluorescent | 48 | T-12 | 6 | 34 | Office
Ceiling Fixture | Incandescent |  | Clear | 1 | 60 | Office
Table | Incandescent |  | Other | 1 | 40 | Office
Ceiling Fixture | Incandescent |  | Clear | 1 | 60 | Closet
Ceiling Fixture | Incandescent |  | Globe | 3 | 40 | Bedroom
Table | Incandescent |  | Standard A Lamp | 1 | 60 | Bedroom
Ceiling Fixture | Compact Fluorescent |  | Twist | 1 | 23 | Hall
Wall Mount | Incandescent |  | Mini base | 1 | 5 | Hall
Recessed - other | Incandescent |  | Heat Lamp | 1 | 250 | Bathroom
Wall Mount | Halogen |  | Other | 2 | 100 | Bathroom
Recessed Can | Halogen |  | PAR | 1 | 50 | Bathroom
Recessed - other | Incandescent |  | Heat Lamp | 1 | 250 | Bathroom
Ceiling Fixture | Halogen |  | PAR | 1 | 50 | Bathroom
Recessed Can | Halogen |  | PAR | 1 | 50 | Bathroom
Wall Mount | Halogen |  | Other | 2 | 150 | Bathroom
Wall Mount | Halogen |  | Other | 2 | 100 | Bathroom
Wall Mount | Incandescent |  | Mini base | 1 | 40 | Bathroom
Ceiling Fixture | Compact Fluorescent |  | Twist | 1 | 23 | Master Bedroom
Table | Incandescent |  | Standard A Lamp | 1 | 60 | Master Bedroom
Table | Incandescent |  | Mini base | 1 | 75 | Master Bedroom
Table | Incandescent |  | Standard A Lamp | 1 | 25 | Master Bedroom
Wall Mount | Incandescent |  | Clear | 3 | 60 | Bathroom
Wall Mount | Incandescent |  | Clear | 1 | 75 | Bathroom
Wall Mount | Incandescent |  | Mini base | 1 | 40 | Bathroom
Ceiling Fixture | Compact Fluorescent |  | Twist | 1 | 18 | Bathroom
Ceiling Fixture | Incandescent |  | Clear | 1 | 60 | Bathroom
Table | Incandescent |  | 3-Way Incandescent | 1 | 200 | Bathroom
Recessed Can | Incandescent |  | Reflector | 1 | 65 | Bedroom
Ceiling Fixture | Incandescent |  | Clear | 2 | 60 | Bedroom
Wall Mount | Incandescent |  | Clear | 1 | 60 | Hall
Track | Incandescent |  | Globe | 4 | 100 | Garage
Ceiling Fixture | Linear Fluorescent | 96 | T-12 | 2 | 96 | Garage
Garage door opener | Incandescent |  | Standard A Lamp | 2 | 60 | Garage
Chandelier (Hanging) | Incandescent |  | Standard A Lamp | 1 | 75 | Hall
Wall Mount | Compact Fluorescent |  | Twist | 1 | 13 | Hall
Ceiling Fixture | Compact Fluorescent |  | Twist | 1 | 23 | Other
Ceiling Fixture | Compact Fluorescent |  | Twist | 1 | 15 | Other
Ceiling Fixture | Incandescent |  | Standard A Lamp | 1 | 75 | Other
Wall Mount | Incandescent |  | Standard A Lamp | 4 | 60 | Bathroom
Wall Mount | Incandescent |  | Standard A Lamp | 1 | 40 | Bathroom
Wall Mount | Compact Fluorescent |  | Twist | 2 | 14 | Bathroom
Ceiling Fixture | Incandescent |  | Standard A Lamp | 3 | 60 | Bedroom
Ceiling Fixture | Incandescent |  | Standard A Lamp | 1 | 60 | Bedroom
Ceiling Fixture | Incandescent |  | Standard A Lamp | 2 | 60 | Bedroom
Ceiling Fixture | Incandescent |  | Standard A Lamp | 10 | 60 | Dining Room
Ceiling Fixture | Incandescent |  | Standard A Lamp | 1 | 75 | Hall
Recessed Can | Incandescent |  | Reflector | 1 | 90 | Hall
Recessed Can | Compact Fluorescent |  | Twist | 1 | 13 | Hall
Recessed Can | Compact Fluorescent |  | Twist | 1 | 13 | Family Room
Chandelier (Hanging) | Incandescent |  | Mini base | 8 | 60 | Family Room
Ceiling Fan | Incandescent |  | Standard A Lamp | 2 | 60 | Family Room
Ceiling Fixture | Incandescent |  | Standard A Lamp | 1 | 85 | Family Room
Ceiling Fixture | Incandescent |  | Globe | 1 | 60 | Garage
Chandelier (Hanging) | Incandescent |  | Standard A Lamp | 16 | 60 | Hall
Chandelier (Hanging) | Incandescent |  | Standard A Lamp | 3 | 60 | Kitchen
Ceiling Fixture | Compact Fluorescent |  | Twist | 1 | 13 | Laundry Room
Table | Incandescent |  | Standard A Lamp | 1 | 40 | Living Room
Table | Incandescent |  | Mini base | 4 | 60 | Living Room
Wall Mount | Incandescent |  | Standard A Lamp | 3 | 55 | Bathroom
Chandelier (Hanging) | Incandescent |  | Globe | 1 | 75 | Master Bedroom
Ceiling Fixture | Linear Fluorescent | 48 | T-12 | 2 | 40 | Closet
Ceiling Fixture | Compact Fluorescent |  | Twist | 3 | 13 | Office
Chandelier (Hanging) | Incandescent |  | Mini base | 5 | 60 | Closet
Ceiling Fixture | Compact Fluorescent |  | Twist | 1 | 13 | Closet
Ceiling Fixture | Linear Fluorescent | 48 | T-12 | 2 | 40 | Closet
Wall Mount | Incandescent |  | Standard A Lamp | 2 | 75 | Bathroom
Ceiling Fixture | Incandescent |  | Standard A Lamp | 1 | 75 | Bathroom
Table | Compact Fluorescent |  | Twist | 1 | 22 | Bedroom
Ceiling Fixture | Incandescent |  | Standard A Lamp | 1 | 60 | Bedroom
Floor lamp | Incandescent |  | Standard A Lamp | 4 | 75 | Bedroom
Ceiling Fixture | Compact Fluorescent |  | Twist | 1 | 15 | Bedroom
Ceiling Fan | Compact Fluorescent |  | Twist | 4 | 15 | Dining Room
Ceiling Fixture | Incandescent |  | Standard A Lamp | 1 | 60 | Hall
Ceiling Fixture | Incandescent |  | Standard A Lamp | 2 | 75 | Kitchen
Ceiling Fixture | Incandescent |  | Standard A Lamp | 1 | 60 | Laundry Room
Table | Compact Fluorescent |  | Twist | 1 | 15 | Living Room
Ceiling Fixture | Incandescent |  | Standard A Lamp | 1 | 60 | Living Room
Ceiling Fixture | Compact Fluorescent |  | Twist | 1 | 22 | Living Room
Ceiling Fixture | Incandescent |  | Standard A Lamp | 1 | 60 | Master Bedroom
Table | Incandescent |  | Standard A Lamp | 1 | 75 | Master Bedroom
Wall Mount | Compact Fluorescent |  | Twist | 2 | 14 | Bathroom
Wall Mount | Incandescent |  | Standard A Lamp | 5 | 100 | Bathroom
Ceiling Fixture | Compact Fluorescent |  | Twist | 2 | 14 | Bedroom
Ceiling Fixture | Compact Fluorescent |  | Twist | 2 | 14 | Bedroom
Chandelier (Hanging) | Incandescent |  | Standard A Lamp | 6 | 100 | Dining Room
Chandelier (Hanging) | Incandescent |  | Clear | 3 | 60 | Dining Room
Ceiling Fixture | Compact Fluorescent |  | Twist | 2 | 14 | Hall
Ceiling Fixture | Incandescent |  | Clear | 3 | 60 | Hall
Ceiling Fixture | Compact Fluorescent |  | Twist | 2 | 14 | Family Room
Recessed Can | Compact Fluorescent |  | Flood | 1 | 14 | Hall
Recessed Can | Compact Fluorescent |  | Flood | 1 | 14 | Kitchen
Ceiling Fixture | Compact Fluorescent |  | Twist | 2 | 14 | Laundry Room
Recessed Can | Compact Fluorescent |  | Reflector |  | 14 | Living Room
Wall Mount | Incandescent |  | Standard A Lamp | 5 | 100 | Bathroom
Ceiling Fixture | Compact Fluorescent |  | Twist | 2 | 14 | Bathroom
Table | Compact Fluorescent |  | Twist | 2 | 14 | Master Bedroom
Floor lamp | Incandescent |  | 3-Way Incandescent | 1 | 100 | Master Bedroom
Ceiling Fixture | Compact Fluorescent |  | Twist | 2 | 14 | Closet
Recessed Can | Compact Fluorescent |  | Flood | 1 | 14 | Office
Ceiling Fixture | Incandescent |  | Standard A Lamp | 2 | 60 | Closet
Ceiling Fixture | Incandescent |  | Standard A Lamp | 1 | 100 | Other
Ceiling Fixture | Compact Fluorescent |  | Twist | 1 | 13 | Other
Low bay | Linear Fluorescent | 48 | T-8 | 2 | 32 | Other
Ceiling Fixture | Incandescent |  | Decorative | 2 | 40 | Bathroom
Ceiling Fixture | Compact Fluorescent |  | Twist | 4 | 15 | Bedroom
Ceiling Fixture | Incandescent |  | Standard A Lamp | 2 | 60 | Bedroom
Ceiling Fixture | Compact Fluorescent |  | Twist | 3 | 15 | Bedroom
Table | Incandescent |  | Standard A Lamp | 2 | 40 | Bedroom
Ceiling Fixture | Incandescent |  | Mini base | 6 | 40 | Dining Room
Low bay | Linear Fluorescent | 48 | T-12 | 2 | 40 | Garage
Ceiling Fixture | Incandescent |  | Standard A Lamp | 1 | 60 | Garage
Ceiling Fixture | Compact Fluorescent |  | Twist | 1 | 15 | Hall
Ceiling Fixture | Linear Fluorescent | 48 | T-8 | 2 | 32 | Kitchen
Ceiling Fixture | Compact Fluorescent |  | Twist | 1 | 14 | Kitchen
Table | Incandescent |  | 3-Way Incandescent | 1 | 100 | Living Room
Table | Compact Fluorescent |  | 3-Way CFL | 1 | 23 | Living Room
Wall Mount | Incandescent |  | Standard A Lamp | 1 | 40 | Bathroom
Ceiling Fixture | Incandescent |  | Other | 2 | 55 | Bathroom
Ceiling Fixture | Compact Fluorescent |  | Twist | 2 | 15 | Master Bedroom
Table | Incandescent |  | 3-Way Incandescent | 1 | 100 | Master Bedroom
Ceiling Fixture | Compact Fluorescent |  | Twist | 1 | 15 | Hall
Wall Mount | Compact Fluorescent |  | Globe | 3 | 22 | Bathroom
Ceiling Fixture | Compact Fluorescent |  | Twist | 1 | 15 | Bedroom
Table | Compact Fluorescent |  | Twist | 1 | 22 | Bedroom
Ceiling Fixture | Compact Fluorescent |  | Twist | 1 | 15 | Hall
Ceiling Fixture | Compact Fluorescent |  | Circline (Screw Base) | 1 | 28 | Kitchen
Wall Mount | Linear Fluorescent | 20 | T-5 | 2 | 16 | Kitchen
Ceiling Fixture | Incandescent |  | Standard A Lamp | 2 | 60 | Laundry Room
Wall Mount | Incandescent |  | Standard A Lamp | 3 | 60 | Laundry Room
Ceiling Fan | Incandescent |  | Decorative | 3 | 40 | Living Room
Recessed Can | Compact Fluorescent |  | Globe | 1 | 22 | Living Room
Recessed Can | Incandescent |  | Standard A Lamp | 1 | 60 | Living Room
Ceiling Fixture | Compact Fluorescent |  | Twist | 2 | 22 | Master Bedroom
Table | Incandescent |  | Decorative | 2 | 60 | Master Bedroom
Wall Mount | Incandescent |  | Globe | 8 | 60 | Bathroom
Chandelier (Hanging) | Incandescent |  | Clear | 3 | 100 | Dining Room
Ceiling Fixture | Incandescent |  | Standard A Lamp | 1 | 75 | Hall
Ceiling Fixture | Incandescent |  | Mini base | 3 | 60 | Hall
Ceiling Fixture | Incandescent |  | Standard A Lamp | 2 | 60 | Family Room
Exterior | Linear Fluorescent | 48 | T-12 | 2 | 40 | Other
Ceiling Fixture | Linear Fluorescent | 48 | T-12 | 6 | 40 | Kitchen
Ceiling Fixture | Linear Fluorescent | 36 | T-12 | 1 | 30 | Kitchen
Ceiling Fixture | Linear Fluorescent | 24 | T-5 | 1 | 13 | Kitchen
Recessed Can | Incandescent |  | Reflector | 1 | 65 | Kitchen
Ceiling Fixture | Incandescent |  | Standard A Lamp | 2 | 60 | Laundry Room
Table | Incandescent |  | 3-Way Incandescent | 1 | 100 | Living Room
Table | Incandescent |  | Standard A Lamp | 1 | 60 | Living Room
Torchiere | Halogen |  | Quartz Tube | 1 | 300 | Living Room
Wall Mount | Incandescent |  | Globe | 4 | 60 | Bathroom
Table | Incandescent |  | Standard A Lamp | 1 | 60 | Bedroom
Table | Incandescent |  | 3-Way Incandescent | 1 | 100 | Bedroom
Table | Incandescent |  | 3-Way Incandescent | 1 | 70 | Bedroom
Table | Incandescent |  | Mini base | 1 | 40 | Bedroom
Ceiling Fixture | Compact Fluorescent |  | Twist | 1 | 22 | Bathroom
Ceiling Fixture | Incandescent |  | Standard A Lamp | 2 | 60 | Bedroom
Ceiling Fixture | Incandescent |  | Standard A Lamp | 2 | 60 | Bedroom
Ceiling Fixture | Compact Fluorescent |  | Twist | 2 | 22 | Bedroom
Ceiling Fixture | Incandescent |  | Standard A Lamp | 3 | 60 | Bedroom
Ceiling Fixture | Compact Fluorescent |  | Twist | 1 | 22 | Bedroom
Ceiling Fixture | Incandescent |  | Decorative | 2 | 25 | Dining Room
Chandelier (Hanging) | Incandescent |  | Decorative | 8 | 25 | Dining Room
Wall Mount | Incandescent |  | Standard A Lamp | 2 | 60 | Other
Ceiling Fixture | Incandescent |  | Standard A Lamp | 1 | 60 | Living Room
Ceiling Fixture | Compact Fluorescent |  | Twist | 1 | 22 | Living Room
Floor lamp | Incandescent |  | Standard A Lamp | 1 | 60 | Living Room
Ceiling Fixture | Incandescent |  | Standard A Lamp | 1 | 60 | Bathroom
Wall Mount | Incandescent |  | Globe | 2 | 40 | Bathroom
Ceiling Fixture | Incandescent |  | Standard A Lamp | 1 | 60 | Master Bedroom
Ceiling Fixture | Compact Fluorescent |  | Twist | 2 | 22 | Master Bedroom
Ceiling Fixture | Incandescent |  | Standard A Lamp | 1 | 100 | Other
Ceiling Fixture | Linear Fluorescent | 36 | T-12 | 4 | 40 | Kitchen
Ceiling Fixture | Compact Fluorescent |  | Twist | 1 | 22 | Hall
Ceiling Fixture | Compact Fluorescent |  | Twist | 1 | 22 | Laundry Room
Wall Mount | Linear Fluorescent | 48 | T-12 | 2 | 40 | Bathroom
Ceiling Fixture | Compact Fluorescent |  | Twist | 1 | 15 | Bathroom
Ceiling Fixture | Compact Fluorescent |  | Twist | 1 | 22 | Bedroom
Table | Incandescent |  | Standard A Lamp | 1 | 60 | Bedroom
Ceiling Fixture | Compact Fluorescent |  | Twist | 2 | 22 | Bedroom
Ceiling Fixture | Incandescent |  | Standard A Lamp | 1 | 75 | Other
Ceiling Fixture | Compact Fluorescent |  | Twist | 1 | 22 | Other
Ceiling Fixture | Compact Fluorescent |  | Twist | 1 | 15 | Hall
Ceiling Fixture | Linear Fluorescent | 48 | T-8 | 2 | 32 | Kitchen
Floor lamp | Compact Fluorescent |  | Straight Tube | 1 | 28 | Living Room
Table | Incandescent |  | 3-Way Incandescent | 1 | 100 | Living Room
Table | Incandescent |  | Mini base | 2 | 25 | Living Room
Wall Mount | Incandescent |  | Mini base | 3 | 60 | Living Room
Wall Mount | Incandescent |  | Standard A Lamp | 2 | 60 | Bathroom
Wall Mount | Compact Fluorescent |  | Twist | 3 | 13 | Bathroom
Recessed Can | Incandescent |  | Heat Lamp | 1 | 250 | Bathroom
Floor lamp | Incandescent |  | Standard A Lamp | 1 | 100 | Bedroom
Table | Incandescent |  | Decorative | 1 | 60 | Bedroom
Floor lamp | Compact Fluorescent |  | Twist | 3 | 13 | Bedroom
Table | Incandescent |  | Standard A Lamp | 1 | 60 | Bedroom
Chandelier (Hanging) | Incandescent |  | Globe | 5 | 40 | Dining Room
Ceiling Fixture | Compact Fluorescent |  | Twist | 1 | 13 | Hall
Ceiling Fan | Incandescent |  | Standard A Lamp | 1 | 100 | Family Room
Wall Mount | Incandescent |  | Mini base | 1 | 5 | Family Room
Ceiling Fixture | Compact Fluorescent |  | Twist | 1 | 22 | Garage
Ceiling Fixture | Incandescent |  | Standard A Lamp | 1 | 100 | Garage
Recessed - other | Compact Fluorescent |  | Twist | 1 | 13 | Kitchen
Chandelier (Hanging) | Incandescent |  | Mini base | 3 | 40 | Kitchen
Architectural | Compact Fluorescent |  | Twist | 1 | 13 | Kitchen
Recessed Can | Compact Fluorescent |  | Flood | 1 | 15 | Kitchen
Ceiling Fixture | Compact Fluorescent |  | Twist | 1 | 22 | Laundry Room
Table | Compact Fluorescent |  | Twist | 1 | 13 | Living Room
Floor lamp | Incandescent |  | 3-Way Incandescent | 1 | 100 | Living Room
Floor lamp | Incandescent |  | Decorative | 1 | 40 | Living Room
Wall Mount | Incandescent |  | Standard A Lamp | 2 | 60 | Bathroom
Recessed Can | Incandescent |  | Heat Lamp | 1 | 250 | Bathroom
Ceiling Fixture | Incandescent |  | Reflector | 1 | 65 | Bathroom
Ceiling Fixture | Incandescent |  | Standard A Lamp | 1 | 40 | Bathroom
Floor lamp | Compact Fluorescent |  | Twist | 1 | 13 | Master Bedroom
Table | Incandescent |  | Standard A Lamp | 1 | 25 | Master Bedroom
Floor lamp | Incandescent |  | Mini base | 3 | 40 | Office
Table | Incandescent |  | Standard A Lamp | 1 | 25 | Office
Table | Incandescent |  | Decorative | 1 | 60 | Office
Wall Mount | Incandescent |  | Standard A Lamp | 3 | 60 | Bathroom
Wall Mount | Incandescent |  | Standard A Lamp | 3 | 60 | Bathroom
Wall Mount | Incandescent |  | Standard A Lamp | 3 | 60 | Bathroom
Chandelier (Hanging) | Incandescent |  | Standard A Lamp | 3 | 60 | Bedroom
Ceiling Fixture | Incandescent |  | Standard A Lamp | 2 | 40 | Bedroom
Ceiling Fixture | Incandescent |  | Standard A Lamp | 2 | 60 | Bedroom
Table | Incandescent |  | Standard A Lamp | 1 | 60 | Bedroom
Ceiling Fixture | Incandescent |  | Standard A Lamp | 1 | 60 | Garage
Garage door opener | Incandescent |  | Standard A Lamp | 2 | 60 | Garage
Chandelier (Hanging) | Incandescent |  | Standard A Lamp | 3 | 60 | Other
Table | Compact Fluorescent |  | Twist | 1 | 7 | Other
Table | Linear Fluorescent | 24 | T-8 | 1 | 20 | Other
Ceiling Fixture | Incandescent |  | Standard A Lamp | 2 | 60 | Hall
Wall Mount | Incandescent |  | Decorative | 1 | 40 | Hall
Chandelier (Hanging) | Incandescent |  | Globe | 5 | 40 | Kitchen
Recessed Can | Compact Fluorescent |  | Twist | 1 | 15 | Kitchen
Ceiling Fixture | Incandescent |  | Standard A Lamp | 1 | 60 | Laundry Room
Table | Incandescent |  | Standard A Lamp | 1 | 60 | Living Room
Ceiling Fixture | Incandescent |  | Standard A Lamp | 1 | 60 | Living Room
Ceiling Fixture | Compact Fluorescent |  | Twist | 1 | 22 | Other
Ceiling Fixture | Linear Fluorescent | 48 | T-12 | 2 | 32 | Other
Ceiling Fixture | Compact Fluorescent |  | Twist | 2 | 22 | Bathroom
Ceiling Fixture | Compact Fluorescent |  | Twist | 1 | 22 | Bedroom
Ceiling Fixture | Compact Fluorescent |  | Twist | 2 | 15 | Bedroom
Table | Compact Fluorescent |  | Twist | 1 | 15 | Bedroom
Floor lamp | Compact Fluorescent |  | Circline (Screw Base) | 1 | 15 | Bedroom
Ceiling Fixture | Linear Fluorescent | 48 | T-12 | 2 | 32 | Kitchen
Ceiling Fixture | Compact Fluorescent |  | Twist | 1 | 22 | Kitchen
Floor lamp | Compact Fluorescent |  | Twist | 1 | 22 | Living Room
Table | Compact Fluorescent |  | Twist | 1 | 22 | Living Room
Ceiling Fixture | Compact Fluorescent |  | Twist | 2 | 15 | Office
Floor lamp | Compact Fluorescent |  | Twist | 2 | 15 | Office
Floor lamp | Compact Fluorescent |  | Twist | 3 | 15 | Office
Torchiere | Compact Fluorescent |  | Twist | 1 | 22 | Office
Table | Compact Fluorescent |  | Twist | 1 | 22 | Office
Table | Incandescent |  | Standard A Lamp | 1 | 40 | Office
Table | Compact Fluorescent |  | Twist | 1 | 15 | Office
Floor lamp | Halogen |  | Quartz Tube | 3 | 150 | Office
Ceiling Fixture | Linear Fluorescent | 48 | T-12 | 2 | 32 | Other
Ceiling Fixture | Incandescent |  | Standard A Lamp | 1 | 75 | Other
Wall Mount | Incandescent |  | Standard A Lamp | 3 | 60 | Bathroom
Ceiling Fixture | Incandescent |  | Standard A Lamp | 2 | 60 | Bathroom
Ceiling Fixture | Incandescent |  | Standard A Lamp | 1 | 75 | Bedroom
Table | Incandescent |  | Standard A Lamp | 1 | 75 | Bedroom
Ceiling Fixture | Incandescent |  | Globe | 2 | 75 | Family Room
Wall Mount | Incandescent |  | Standard A Lamp | 1 | 75 | Family Room
Ceiling Fixture | Incandescent |  | Standard A Lamp | 1 | 60 | Hall
Ceiling Fixture | Incandescent |  | Standard A Lamp | 1 | 60 | Hall
Ceiling Fixture | Compact Fluorescent |  | Twist | 2 | 15 | Kitchen
Ceiling Fan | Incandescent |  | Standard A Lamp | 5 | 75 | Kitchen
Ceiling Fixture | Incandescent |  | Standard A Lamp | 2 | 75 | Laundry Room
Ceiling Fan | Compact Fluorescent |  | Twist | 1 | 15 | Living Room
Ceiling Fixture | Incandescent |  | Standard A Lamp | 1 | 75 | Bathroom
Wall Mount | Incandescent |  | Standard A Lamp | 3 | 60 | Bathroom
Ceiling Fixture | Incandescent |  | Standard A Lamp | 2 | 60 | Master Bedroom
Table | Incandescent |  | Standard A Lamp | 1 | 75 | Master Bedroom
Ceiling Fixture | Linear Fluorescent | 48 | T-5 | 2 | 40 | Other
Ceiling Fixture | Compact Fluorescent |  | Twist | 2 | 15 | Office
Floor lamp | Compact Fluorescent |  | Twist | 1 | 15 | Office
Ceiling Fixture | Halogen |  | PAR | 1 | 150 | Other
Ceiling Fixture | Incandescent |  | Standard A Lamp | 1 | 75 | Other
Wall Mount | Incandescent |  | Globe | 3 | 60 | Bathroom
Ceiling Fixture | Compact Fluorescent |  | Twist | 3 | 15 | Bathroom
Ceiling Fixture | Compact Fluorescent |  | Twist | 4 | 22 | Bathroom
Ceiling Fixture | Incandescent |  | Standard A Lamp | 2 | 60 | Bathroom
Ceiling Fan | Compact Fluorescent |  | Twist | 1 | 22 | Bedroom
Table | Incandescent |  | Standard A Lamp | 1 | 60 | Bedroom
Ceiling Fixture | Linear Fluorescent | 48 | T-12 | 2 | 60 | Bedroom
Table | Incandescent |  | Standard A Lamp | 1 | 60 | Bedroom
Ceiling Fixture | Compact Fluorescent |  | Twist | 2 | 22 | Bedroom
Ceiling Fixture | Incandescent |  | Standard A Lamp | 1 | 65 | Bedroom
Chandelier (Hanging) | Incandescent |  | Standard A Lamp | 5 | 60 | Kitchen
Ceiling Fan | Incandescent |  | Mini base | 3 | 40 | Kitchen
Ceiling Fixture | Incandescent |  | Standard A Lamp | 1 | 60 | Garage
Garage door opener | Incandescent |  | Standard A Lamp | 1 | 65 | Garage
Ceiling Fixture | Incandescent |  | Standard A Lamp | 1 | 60 | Hall
Ceiling Fixture | Incandescent |  | Standard A Lamp | 2 | 60 | Kitchen
Ceiling Fan | Incandescent |  | Mini base | 3 | 40 | Kitchen
Ceiling Fixture | Compact Fluorescent |  | Twist | 2 | 15 | Laundry Room
Ceiling Fixture | Incandescent |  | Standard A Lamp | 1 | 40 | Living Room
Torchiere | Incandescent |  | 3-Way Incandescent | 1 | 100 | Living Room
Table | Incandescent |  | 3-Way Incandescent | 1 | 100 | Living Room
Floor lamp | Incandescent |  | Standard A Lamp | 1 | 60 | Living Room
Ceiling Fixture | Linear Fluorescent | 36 | T-12 | 2 | 60 | Closet
Ceiling Fixture | Incandescent |  | Standard A Lamp | 1 | 40 | Closet
Ceiling Fixture | Incandescent |  | Standard A Lamp | 1 | 60 | Closet
Ceiling Fan | Compact Fluorescent |  | Twist | 3 | 15 | Office
Table | Incandescent |  | Standard A Lamp | 1 | 25 | Office
Ceiling Fixture | Compact Fluorescent |  | Twist | 2 | 15 | Family Room
Chandelier (Hanging) | Incandescent |  | Standard A Lamp | 3 | 40 | Family Room
Ceiling Fixture | Incandescent |  | Standard A Lamp | 1 | 75 | Family Room
Torchiere | Incandescent |  | 3-Way Incandescent | 1 | 90 | Family Room
Floor lamp | Incandescent |  | Standard A Lamp | 1 | 60 | Family Room
Ceiling Fixture | Linear Fluorescent | 48 | T-12 | 2 | 60 | Family Room
Ceiling Fixture | Incandescent |  | Standard A Lamp | 2 | 60 | Closet
Ceiling Fixture | Incandescent |  | Standard A Lamp | 1 | 60 | Living Room
Ceiling Fan | Incandescent |  | Standard A Lamp | 1 | 60 | Hall
Ceiling Fixture | Incandescent |  | Standard A Lamp | 2 | 60 | Kitchen
Ceiling Fixture | Incandescent |  | Standard A Lamp | 2 | 75 | Bathroom
Ceiling Fixture | Incandescent |  | Standard A Lamp | 1 | 60 | Bedroom
Table | Incandescent |  | Standard A Lamp | 1 | 75 | Bedroom
Ceiling Fixture | Compact Fluorescent |  | Twist | 1 | 15 | Office
Ceiling Fixture | Incandescent |  | Standard A Lamp | 1 | 75 | Laundry Room
Ceiling Fixture | Linear Fluorescent | 48 | T-12 | 2 | 40 | Other
Ceiling Fan | Compact Fluorescent |  | Twist | 1 | 15 | Bathroom
Wall Mount | Incandescent |  | Standard A Lamp | 6 | 60 | Bathroom
Garage door opener | Incandescent |  | Standard A Lamp | 1 | 60 | Garage
Ceiling Fixture | Incandescent |  | Standard A Lamp | 1 | 60 | Garage
Ceiling Fan | Compact Fluorescent |  | Twist | 3 | 15 | Hall
Ceiling Fixture | Compact Fluorescent |  | Twist | 2 | 15 | Hall
Ceiling Fixture | Linear Fluorescent | 48 | T-8 | 3 | 40 | Kitchen
Recessed Can | Incandescent |  | Standard A Lamp | 1 | 65 | Kitchen
Ceiling Fan | Compact Fluorescent |  | Twist | 3 | 15 | Living Room
Table | Compact Fluorescent |  | Twist | 1 | 15 | Living Room
Ceiling Fan | Compact Fluorescent |  | Twist | 3 | 15 | Master Bedroom
Table | Compact Fluorescent |  | Twist | 1 | 15 | Master Bedroom
Ceiling Fan | Compact Fluorescent |  | Twist | 3 | 15 | Office
Ceiling Fixture | Incandescent |  | Standard A Lamp | 5 | 40 | Garage
Ceiling Fixture | Incandescent |  | Standard A Lamp | 1 | 60 | Garage
Wall Mount | Incandescent |  | Standard A Lamp | 3 | 40 | Bathroom
Table | Incandescent |  | Standard A Lamp | 1 | 60 | Bedroom
Ceiling Fixture | Incandescent |  | Standard A Lamp | 1 | 100 | Bedroom
Ceiling Fixture | Incandescent |  | Standard A Lamp | 2 | 60 | Hall
Recessed - other | Linear Fluorescent | 48 | T-12 | 4 | 40 | Kitchen
Recessed Can | Incandescent |  | Standard A Lamp | 1 | 65 | Kitchen
Ceiling Fixture | Incandescent |  | Standard A Lamp | 1 | 60 | Laundry Room
Torchiere | Incandescent |  | Standard A Lamp | 1 | 100 | Living Room
Ceiling Fixture | Incandescent |  | Standard A Lamp | 2 | 60 | Living Room
Wall Mount | Incandescent |  | Standard A Lamp | 2 | 40 | Bathroom
Ceiling Fixture | Incandescent |  | Standard A Lamp | 2 | 75 | Master Bedroom
Ceiling Fixture | Compact Fluorescent |  | Twist | 1 | 22 | Laundry Room
Wall Mount | Compact Fluorescent |  | Twist | 3 | 22 | Bathroom
Ceiling Fixture | Incandescent |  | Standard A Lamp | 1 | 60 | Bedroom
Ceiling Fixture | Compact Fluorescent |  | Twist | 1 | 15 | Bedroom
Ceiling Fixture | Compact Fluorescent |  | Twist | 1 | 15 | Family Room
Chandelier (Hanging) | Compact Fluorescent |  | Twist | 1 | 15 | Family Room
Ceiling Fixture | Incandescent |  | Standard A Lamp | 1 | 100 | Garage
Ceiling Fixture | Compact Fluorescent |  | Twist | 2 | 15 | Kitchen
Ceiling Fan | Compact Fluorescent |  | Twist | 3 | 15 | Living Room
Other | Linear Fluorescent | 24 | T-5 | 4 | 24 | Living Room
Ceiling Fixture | Compact Fluorescent |  | Twist | 2 | 15 | Master Bedroom
Table | Incandescent |  | Standard A Lamp | 1 | 100 | Master Bedroom
Ceiling Fixture | Compact Fluorescent |  | Reflector | 3 | 15 | Dining Room
Floor lamp | Compact Fluorescent |  | Circline (Screw Base) | 1 | 15 | Dining Room
Table | Incandescent |  | Standard A Lamp | 1 | 40 | Dining Room
Table | Incandescent |  | Standard A Lamp | 1 | 100 | Dining Room
Ceiling Fixture | Linear Fluorescent | 18 | T-12 | 1 | 16 | Closet
Table | Incandescent |  | Standard A Lamp | 1 | 100 | Bedroom
Floor lamp | Incandescent |  | 3-Way Incandescent | 1 | 125 | Bedroom
Table | Incandescent |  | Standard A Lamp | 1 | 60 | Bedroom
Ceiling Fixture | Compact Fluorescent |  | Twist | 3 | 22 | Bedroom
Ceiling Fixture | Compact Fluorescent |  | Reflector | 3 | 15 | Living Room
Ceiling Fixture | Linear Fluorescent | 18 | T-12 | 1 | 16 | Closet
Floor lamp | Compact Fluorescent |  | Twist | 1 | 15 | Closet
Ceiling Fixture | Linear Fluorescent | 18 | T-12 | 1 | 16 | Closet
Ceiling Fixture | Compact Fluorescent |  | Reflector | 3 | 15 | Kitchen
Ceiling Fixture | Compact Fluorescent |  | Reflector | 3 | 15 | Closet
Ceiling Fixture | Compact Fluorescent |  | Reflector | 1 | 15 | Other
Ceiling Fan | Linear Fluorescent | 48 | T-8 | 2 | 32 | Office
Ceiling Fixture | Incandescent |  | Standard A Lamp | 1 | 100 | Office
Garage door opener | Incandescent |  | Standard A Lamp | 2 | 60 | Office
Exterior | Halogen |  | PAR | 2 | 50 | Office
Ceiling Fixture | Incandescent |  | Standard A Lamp | 1 | 60 | Garage
Garage door opener | Incandescent |  | Standard A Lamp | 1 | 40 | Garage
Ceiling Fixture | Compact Fluorescent |  | Reflector | 3 | 15 | Hall
Ceiling Fixture | Compact Fluorescent |  | Reflector | 3 | 15 | Master Bedroom
Table | Incandescent |  | Decorative | 1 | 60 | Master Bedroom
Ceiling Fixture | Compact Fluorescent |  | Twist | 1 | 15 | Bathroom
Ceiling Fixture | Compact Fluorescent |  | Reflector | 3 | 15 | Office
Ceiling Fixture | Linear Fluorescent | 18 | T-12 | 1 | 16 | Closet
Ceiling Fixture | Compact Fluorescent |  | Twist | 1 | 15 | Bathroom
Ceiling Fixture | Compact Fluorescent |  | Twist | 1 | 18 | Bathroom
Wall Mount | Compact Fluorescent |  | Twist | 1 | 18 | Bathroom
Ceiling Fixture | Compact Fluorescent |  | Twist | 2 | 7 | Closet
Recessed Can | Compact Fluorescent |  | Twist | 1 | 15 | Other
Ceiling Fan | Compact Fluorescent |  | Twist | 3 | 18 | Family Room
Ceiling Fixture | Compact Fluorescent |  | Twist | 3 | 15 | Bedroom
Recessed - other | Compact Fluorescent |  | Twist | 1 | 18 | Other
Ceiling Fixture | Compact Fluorescent |  | Twist | 2 | 18 | Bedroom
Ceiling Fixture | Compact Fluorescent |  | Twist | 2 | 15 | Bathroom
Ceiling Fan | Compact Fluorescent |  | Twist | 4 | 18 | Living Room
Recessed Can | Compact Fluorescent |  | Twist | 1 | 18 | Kitchen
Ceiling Fixture | Compact Fluorescent |  | Twist | 2 | 18 | Other
Ceiling Fixture | Compact Fluorescent |  | Twist | 2 | 18 | Hall
Ceiling Fixture | Compact Fluorescent |  | Twist | 1 | 18 | Bathroom
Wall Mount | Compact Fluorescent |  | Twist | 2 | 18 | Bathroom
Ceiling Fixture | Compact Fluorescent |  | Twist | 1 | 18 | Laundry Room
Ceiling Fan | Incandescent |  | Decorative | 2 | 60 | Master Bedroom
Ceiling Fixture | Compact Fluorescent |  | Twist | 2 | 15 | Closet
Ceiling Fixture | Incandescent |  | Standard A Lamp | 1 | 60 | Other
Ceiling Fixture | Linear Fluorescent | 96 | T-12 | 2 | 60 | Other
Ceiling Fixture | Linear Fluorescent | 48 | T-8 | 2 | 40 | Other
Wall Mount | Incandescent |  | Globe | 4 | 40 | Bathroom
Ceiling Fan | Compact Fluorescent |  | Twist | 3 | 22 | Bedroom
Ceiling Fixture | Incandescent |  | Standard A Lamp | 2 | 60 | Dining Room
Garage door opener | Incandescent |  | Standard A Lamp | 1 | 60 | Garage
Ceiling Fixture | Incandescent |  | Standard A Lamp | 1 | 60 | Garage
Ceiling Fixture | Compact Fluorescent |  | Twist | 1 | 15 | Hall
Ceiling Fixture | Compact Fluorescent |  | Twist | 1 | 15 | Kitchen
Ceiling Fixture | Compact Fluorescent |  | Twist | 2 | 22 | Living Room
Floor lamp | Incandescent |  | Standard A Lamp | 2 | 60 | Living Room
Ceiling Fixture | Incandescent |  | Standard A Lamp | 1 | 60 | Master Bedroom
Table | Incandescent |  | Standard A Lamp | 1 | 60 | Master Bedroom
Ceiling Fixture | Incandescent |  | Standard A Lamp | 4 | 60 | Office
Ceiling Fixture | Incandescent |  | Standard A Lamp | 1 | 60 | Other
Ceiling Fixture | Incandescent |  | Standard A Lamp | 2 | 60 | Other
Wall Mount | Incandescent |  | Mini base | 4 | 60 | Bathroom
Ceiling Fixture | Compact Fluorescent |  | Twist | 1 | 22 | Bathroom
Ceiling Fixture | Incandescent |  | Standard A Lamp | 1 | 60 | Bedroom
Ceiling Fixture | Compact Fluorescent |  | Twist | 1 | 15 | Bedroom
Ceiling Fixture | Compact Fluorescent |  | Twist | 2 | 22 | Bedroom
Table | Compact Fluorescent |  | Twist | 1 | 15 | Bedroom
Chandelier (Hanging) | Incandescent |  | Mini base | 6 | 60 | Dining Room
Chandelier (Hanging) | Compact Fluorescent |  | Twist | 3 | 15 | Dining Room
Ceiling Fixture | Compact Fluorescent |  | Twist | 1 | 15 | Hall
Chandelier (Hanging) | Incandescent |  | Mini base | 3 | 60 | Hall
Recessed Can | Incandescent |  | Reflector | 1 | 65 | Kitchen
Ceiling Fixture | Compact Fluorescent |  | Twist | 2 | 22 | Kitchen
Chandelier (Hanging) | Compact Fluorescent |  | Twist | 3 | 15 | Kitchen
Ceiling Fixture | Incandescent |  | Standard A Lamp | 1 | 60 | Laundry Room
Table | Compact Fluorescent |  | Twist | 2 | 28 | Living Room
Floor lamp | Compact Fluorescent |  | Twist | 1 | 15 | Living Room
Table | Incandescent |  | Mini base | 1 | 60 | Living Room
Table | Compact Fluorescent |  | Twist | 1 | 28 | Living Room
Other | Incandescent |  | Other | 1 | 25 | Living Room
Ceiling Fixture | Compact Fluorescent |  | Twist | 2 | 15 | Master Bedroom
Table | Incandescent |  | Standard A Lamp | 1 | 60 | Master Bedroom
Table | Compact Fluorescent |  | Twist | 1 | 15 | Master Bedroom
Wall Mount | Incandescent |  | Mini base | 2 | 40 | Bathroom
Ceiling Fixture | Compact Fluorescent |  | Twist | 1 | 15 | Bathroom
Ceiling Fixture | Linear Fluorescent | 48 | T-8 | 4 | 32 | Other
Ceiling Fixture | Linear Fluorescent | 48 | T-8 | 4 | 32 | Office
Ceiling Fixture | Linear Fluorescent | 48 | T-8 | 2 | 32 | Family Room
Recessed Can | Incandescent |  | Reflector | 1 | 75 | Hall
Wall Mount | Incandescent |  | Globe | 3 | 40 | Bathroom
Ceiling Fixture | Incandescent |  | Reflector | 1 | 60 | Bathroom
Ceiling Fixture | Incandescent |  | Standard A Lamp | 1 | 60 | Closet
Wall Mount | Incandescent |  | Clear | 5 | 40 | Bathroom
Recessed Can | Incandescent |  | Reflector | 1 | 65 | Bedroom
Ceiling Fixture | Incandescent |  | Standard A Lamp | 1 | 75 | Bedroom
Recessed Can | Incandescent |  | Reflector | 1 | 65 | Living Room
Wall Mount | Incandescent |  | Standard A Lamp | 1 | 75 | Living Room
Chandelier (Hanging) | Incandescent |  | Standard A Lamp | 1 | 75 | Living Room
Table | Incandescent |  | 3-Way Incandescent | 1 | 125 | Living Room
Table | Incandescent |  | 3-Way Incandescent | 1 | 100 | Living Room
Recessed Can | Incandescent |  | Clear | 1 | 75 | Other
Ceiling Fixture | Linear Fluorescent | 48 | T-12 | 2 | 25 | Other
Ceiling Fixture | Incandescent |  | Globe | 1 | 65 | Other
Recessed Can | Incandescent |  | Standard A Lamp | 1 | 65 | Other
Table | Incandescent |  | Standard A Lamp | 1 | 40 | Other
Ceiling Fixture | Incandescent |  | Standard A Lamp | 1 | 75 | Garage
Ceiling Fixture | Incandescent |  | Standard A Lamp | 2 | 60 | Hall
Ceiling Fan | Incandescent |  | Standard A Lamp | 2 | 60 | Hall
Table | Incandescent |  | Decorative | 1 | 60 | Hall
Recessed Can | Incandescent |  | Reflector | 1 | 65 | Kitchen
Table | Incandescent |  | Standard A Lamp | 1 | 40 | Kitchen
Ceiling Fixture | Incandescent |  | Globe | 1 | 75 | Kitchen
Wall Mount | Incandescent |  | Mini base | 2 | 25 | Kitchen
Recessed Can | Incandescent |  | Reflector | 1 | 65 | Laundry Room
Recessed Can | Incandescent |  | Reflector | 1 | 65 | Living Room
Table | Incandescent |  | 3-Way Incandescent | 1 | 100 | Living Room
Table | Incandescent |  | Decorative | 2 | 45 | Living Room
Chandelier (Hanging) | Incandescent |  | Decorative | 5 | 65 | Bathroom
Wall Mount | Incandescent |  | Clear | 3 | 60 | Bathroom
Recessed Can | Incandescent |  | Standard A Lamp | 1 | 60 | Closet
Chandelier (Hanging) | Incandescent |  | Standard A Lamp | 1 | 100 | Master Bedroom
Table | Incandescent |  | Standard A Lamp | 1 | 100 | Master Bedroom
Table | Incandescent |  | Decorative | 1 | 45 | Master Bedroom
Chandelier (Hanging) | Incandescent |  | Decorative | 3 | 60 | Master Bedroom
Table | Incandescent |  | Decorative | 2 | 65 | Office
Recessed Can | Incandescent |  | Reflector | 1 | 65 | Office
Table | Incandescent |  | Standard A Lamp | 1 | 100 | Office
Floor lamp | Incandescent |  | Clear | 1 | 100 | Family Room
Wall Mount | Incandescent |  | Decorative | 1 | 60 | Family Room
Table | Incandescent |  | 3-Way Incandescent | 1 | 100 | Family Room
Chandelier (Hanging) | Incandescent |  | Clear | 5 | 65 | Family Room
Ceiling Fixture | Compact Fluorescent |  | Twist | 2 | 15 | Kitchen
Ceiling Fixture | Compact Fluorescent |  | Twist | 2 | 15 | Bedroom
Table | Compact Fluorescent |  | Twist | 1 | 22 | Bedroom
Ceiling Fixture | Compact Fluorescent |  | Twist | 1 | 22 | Bedroom
Ceiling Fixture | Compact Fluorescent |  | Twist | 2 | 22 | Laundry Room
Ceiling Fan | Compact Fluorescent |  | Twist | 3 | 15 | Dining Room
Ceiling Fixture | Compact Fluorescent |  | Twist | 4 | 15 | Living Room
Chandelier (Hanging) | Compact Fluorescent |  | Straight Tube | 1 | 22 | Living Room
Ceiling Fixture | Compact Fluorescent |  | Twist | 1 | 15 | Closet
Ceiling Fixture | Compact Fluorescent |  | Twist | 2 | 15 | Bathroom
Wall Mount | Compact Fluorescent |  | A shape bulb | 2 | 15 | Bathroom
Ceiling Fixture | Compact Fluorescent |  | Twist | 2 | 15 | Bedroom
Floor lamp | Compact Fluorescent |  | Twist | 1 | 22 | Family Room
Table | Compact Fluorescent |  | 3-Way CFL | 1 | 22 | Family Room
Wall Mount | Compact Fluorescent |  | Twist | 1 | 15 | Bedroom
Track | Compact Fluorescent |  | Twist | 4 | 15 | Bedroom
Chandelier (Hanging) | Incandescent |  | Standard A Lamp | 2 | 40 | Bathroom
Ceiling Fixture | Compact Fluorescent |  | Twist | 2 | 22 | Bedroom
Torchiere | Incandescent |  | Standard A Lamp | 1 | 60 | Bedroom
Table | Incandescent |  | 3-Way Incandescent | 1 | 100 | Bedroom
Ceiling Fixture | Compact Fluorescent |  | Straight Tube | 1 | 13 | Bedroom
Table | Compact Fluorescent |  | Twist | 1 | 13 | Bedroom
Ceiling Fixture | Incandescent |  | Standard A Lamp | 2 | 65 | Living Room
Torchiere | Incandescent |  | Standard A Lamp | 1 | 60 | Living Room
Torchiere | Halogen |  | Quartz Tube | 1 | 300 | Living Room
Table | Incandescent |  | 3-Way Incandescent | 1 | 100 | Living Room
Wall Mount | Incandescent |  | Standard A Lamp | 4 | 60 | Bathroom
Ceiling Fixture | Incandescent |  | Standard A Lamp | 2 | 40 | Bedroom
Torchiere | Halogen |  | Quartz Tube | 1 | 300 | Bedroom
Table | Incandescent |  | Standard A Lamp | 1 | 60 | Bedroom
Table | Halogen |  | MR | 1 | 20 | Bedroom
Ceiling Fixture | Compact Fluorescent |  | Twist | 2 | 22 | Bedroom
Torchiere | Halogen |  | Quartz Tube | 1 | 300 | Bedroom
Table | Incandescent |  | Standard A Lamp | 1 | 60 | Bedroom
Ceiling Fixture | Compact Fluorescent |  | Twist | 1 | 22 | Hall
Chandelier (Hanging) | Incandescent |  | Decorative | 3 | 60 | Dining Room
Garage door opener | Compact Fluorescent |  | Twist | 1 | 15 | Garage
Ceiling Fixture | Compact Fluorescent |  | Straight Tube | 1 | 15 | Garage
Ceiling Fixture | Incandescent |  | Standard A Lamp | 1 | 40 | Hall
Ceiling Fixture | Linear Fluorescent | 48 | T-12 | 5 | 40 | Kitchen
Table | Incandescent |  | 3-Way Incandescent | 1 | 70 | Living Room
Floor lamp | Incandescent |  | 3-Way Incandescent | 1 | 100 | Living Room
Table | Incandescent |  | 3-Way Incandescent | 1 | 100 | Living Room
Torchiere | Halogen |  | Quartz Tube | 1 | 300 | Living Room
Chandelier (Hanging) | Incandescent |  | Standard A Lamp | 1 | 40 | Garage
Torchiere | Incandescent |  | Standard A Lamp | 4 | 125 | Laundry Room
Ceiling Fixture | Incandescent |  | Standard A Lamp | 2 | 40 | Laundry Room
Table | Compact Fluorescent |  | Straight Tube | 1 | 15 | Laundry Room
Wall Mount | Incandescent |  | Standard A Lamp | 2 | 60 | Bathroom
Wall Mount | Incandescent |  | Standard A Lamp | 3 | 40 | Bathroom
Ceiling Fixture | Incandescent |  | Standard A Lamp | 2 | 65 | Bedroom
Table | Incandescent |  | Standard A Lamp | 1 | 60 | Bedroom
Ceiling Fixture | Incandescent |  | Standard A Lamp | 2 | 60 | Bedroom
Ceiling Fixture | Compact Fluorescent |  | Twist | 2 | 22 | Bedroom
Ceiling Fan | Incandescent |  | Standard A Lamp | 4 | 60 | Bedroom
Wall Mount | Incandescent |  | Standard A Lamp | 4 | 60 | Bedroom
Chandelier (Hanging) | Compact Fluorescent |  | Twist | 5 | 28 | Hall
Ceiling Fixture | Compact Fluorescent |  | Twist | 2 | 22 | Hall
Table | Compact Fluorescent |  | Twist | 1 | 22 | Family Room
Ceiling Fixture | Incandescent |  | Standard A Lamp | 1 | 60 | Garage
Ceiling Fixture | Incandescent |  | Standard A Lamp | 2 | 60 | Hall
Recessed Can | Incandescent |  | Reflector | 1 | 40 | Dining Room
Ceiling Fixture | Compact Fluorescent |  | Twist | 2 | 22 | Dining Room
Table | Compact Fluorescent |  | Twist | 1 | 22 | Dining Room
Ceiling Fixture | Linear Fluorescent | 48 | T-8 | 4 | 40 | Laundry Room
Ceiling Fixture | Compact Fluorescent |  | Twist | 2 | 22 | Office
Ceiling Fixture | Incandescent |  | Standard A Lamp | 2 | 60 | Office
Table | Incandescent |  | Standard A Lamp | 1 | 60 | Office
Ceiling Fixture | Compact Fluorescent |  | Pin base | 1 | 22 | Other
Ceiling Fixture | Compact Fluorescent |  | Pin base | 1 | 22 | Other
Ceiling Fixture | Compact Fluorescent |  | Twist | 2 | 15 | Bedroom
Recessed Can | Incandescent |  | Reflector | 1 | 65 | Bedroom
Table | Incandescent |  | Mini base | 1 | 40 | Bedroom
Ceiling Fixture | Incandescent |  | Standard A Lamp | 1 | 60 | Master Bedroom
Recessed Can | Incandescent |  | Reflector | 1 | 65 | Hall
Recessed Can | Compact Fluorescent |  | Twist | 1 | 20 | Hall
Ceiling Fixture | Compact Fluorescent |  | Pin base | 1 | 22 | Bedroom
Ceiling Fixture | Compact Fluorescent |  | Pin base | 1 | 15 | Closet
Ceiling Fixture | Compact Fluorescent |  | Twist | 1 | 15 | Bathroom
Wall Mount | Incandescent |  | Standard A Lamp | 4 | 60 | Bathroom
Ceiling Fixture | Compact Fluorescent |  | Pin base | 1 | 22 | Bedroom
Ceiling Fixture | Compact Fluorescent |  | Pin base | 1 | 22 | Bedroom
Recessed Can | Incandescent |  | Reflector | 1 | 65 | Hall
Recessed Can | Compact Fluorescent |  | Flood | 1 | 15 | Hall
Ceiling Fixture | Incandescent |  | Standard A Lamp | 2 | 60 | Family Room
Ceiling Fixture | Compact Fluorescent |  | Twist | 2 | 15 | Family Room
Wall Mount | Incandescent |  | Globe | 5 | 40 | Bathroom
Ceiling Fixture | Incandescent |  | Standard A Lamp | 2 | 60 | Bathroom
Recessed Can | Incandescent |  | Reflector | 1 | 65 | Kitchen
Recessed Can | Compact Fluorescent |  | Flood | 1 | 15 | Kitchen
Chandelier (Hanging) | Incandescent |  | Standard A Lamp | 1 | 60 | Kitchen
Chandelier (Hanging) | Incandescent |  | Globe | 1 | 60 | Living Room
Chandelier (Hanging) | Incandescent |  | Standard A Lamp | 1 | 60 | Living Room
Table | Incandescent |  | Standard A Lamp | 1 | 100 | Living Room
Floor lamp | Compact Fluorescent |  | Twist | 1 | 22 | Living Room
Chandelier (Hanging) | Compact Fluorescent |  | Globe | 5 | 15 | Living Room
Ceiling Fixture | Incandescent |  | Standard A Lamp | 1 | 60 | Closet
Ceiling Fixture | Incandescent |  | Standard A Lamp | 1 | 60 | Hall
Ceiling Fixture | Compact Fluorescent |  | Pin base | 1 | 22 | Laundry Room
Ceiling Fixture | Compact Fluorescent |  | Twist | 1 | 15 | Bathroom
Ceiling Fixture | Compact Fluorescent |  | Twist | 2 | 15 | Bedroom
Ceiling Fixture | Compact Fluorescent |  | Twist | 2 | 15 | Bedroom
Ceiling Fixture | Compact Fluorescent |  | Twist | 2 | 15 | Bedroom
Ceiling Fixture | Compact Fluorescent |  | Twist | 1 | 15 | Other
Ceiling Fan | Incandescent |  | Decorative | 4 | 40 | Family Room
Floor lamp | Compact Fluorescent |  | Twist | 1 | 15 | Family Room
Table | Compact Fluorescent |  | Twist | 1 | 15 | Family Room
Ceiling Fixture | Incandescent |  | Standard A Lamp | 1 | 60 | Garage
Ceiling Fixture | Compact Fluorescent |  | Twist | 1 | 15 | Hall
Ceiling Fixture | Compact Fluorescent |  | Twist | 2 | 15 | Kitchen
Ceiling Fixture | Compact Fluorescent |  | Twist | 1 | 15 | Laundry Room
Wall Mount | Incandescent |  | Clear | 4 | 40 | Bathroom
Ceiling Fixture | Incandescent |  | Colored | 2 | 60 | Bathroom
Ceiling Fan | Compact Fluorescent |  | Circline (Screw Base) | 1 | 22 | Dining Room
Ceiling Fixture | Incandescent |  | Standard A Lamp | 2 | 60 | Hall
Track | Halogen |  | MR | 4 | 50 | Kitchen
Torchiere | Compact Fluorescent |  | Twist | 1 | 22 | Master Bedroom
Chandelier (Hanging) | Compact Fluorescent |  | Twist | 1 | 15 | Master Bedroom
Ceiling Fixture | Incandescent |  | Standard A Lamp | 1 | 60 | Master Bedroom
Ceiling Fixture | Compact Fluorescent |  | Twist | 1 | 15 | Master Bedroom
Ceiling Fixture | Incandescent |  | Standard A Lamp | 1 | 100 | Other
Ceiling Fixture | Incandescent |  | Standard A Lamp | 1 | 100 | Bedroom
Wall Mount | Incandescent |  | Standard A Lamp | 3 | 60 | Bathroom
Ceiling Fan | Incandescent |  | Reflector | 2 | 250 | Bathroom
Ceiling Fixture | Incandescent |  | Standard A Lamp | 2 | 60 | Bedroom
Ceiling Fixture | Incandescent |  | Standard A Lamp | 1 | 60 | Bedroom
Ceiling Fixture | Incandescent |  | Standard A Lamp | 2 | 60 | Bedroom
Ceiling Fixture | Compact Fluorescent |  | Twist | 2 | 22 | Bedroom
Ceiling Fixture | Incandescent |  | Standard A Lamp | 1 | 60 | Hall
Ceiling Fixture | Compact Fluorescent |  | Twist | 1 | 15 | Garage
Garage door opener | Incandescent |  | Standard A Lamp | 1 | 60 | Garage
Ceiling Fixture | Incandescent |  | Standard A Lamp | 1 | 60 | Hall
Ceiling Fixture | Incandescent |  | Standard A Lamp | 1 | 60 | Hall
Ceiling Fan | Incandescent |  | Mini base | 3 | 40 | Hall
Ceiling Fixture | Incandescent |  | Standard A Lamp | 1 | 60 | Hall
Ceiling Fixture | Linear Fluorescent | 48 | T-12 | 2 | 40 | Hall
Recessed Can | Incandescent |  | Reflector | 1 | 65 | Hall
Ceiling Fixture | Linear Fluorescent | 48 | T-12 | 2 | 40 | Laundry Room
Ceiling Fan | Compact Fluorescent |  | Twist | 4 | 22 | Living Room
Wall Mount | Incandescent |  | Standard A Lamp | 3 | 60 | Bathroom
Ceiling Fan | Incandescent |  | Standard A Lamp | 1 | 60 | Bathroom
Ceiling Fan | Incandescent |  | Reflector | 2 | 250 | Bathroom
Ceiling Fixture | Incandescent |  | Standard A Lamp | 1 | 60 | Bathroom
Recessed Can | Incandescent |  | Reflector | 2 | 65 | Bathroom
Ceiling Fan | Compact Fluorescent |  | Twist | 4 | 22 | Master Bedroom
Ceiling Fixture | Compact Fluorescent |  | Twist | 1 | 15 | Bathroom
Ceiling Fixture | Compact Fluorescent |  | Twist | 1 | 15 | Bedroom
Ceiling Fixture | Compact Fluorescent |  | Twist | 1 | 15 | Bedroom
Table | Linear Fluorescent | 15 | T-8 | 1 | 12 | Bedroom
Ceiling Fixture | Incandescent |  | Standard A Lamp | 1 | 60 | Garage
Ceiling Fixture | Incandescent |  | Standard A Lamp | 1 | 25 | Kitchen
Ceiling Fixture | Incandescent |  | Standard A Lamp | 2 | 40 | Kitchen
Ceiling Fixture | Incandescent |  | Standard A Lamp | 1 | 60 | Laundry Room
Ceiling Fan | Incandescent |  | Standard A Lamp | 2 | 25 | Living Room
Ceiling Fan | Compact Fluorescent |  | Twist | 2 | 15 | Living Room
Ceiling Fixture | Incandescent |  | Standard A Lamp | 1 | 60 | Other
Ceiling Fixture | Compact Fluorescent |  | Pin base | 3 | 15 | Bathroom
Ceiling Fixture | Incandescent |  | Standard A Lamp | 2 | 60 | Bedroom
Ceiling Fixture | Halogen |  | MR | 3 | 20 | Kitchen
Ceiling Fixture | Incandescent |  | Standard A Lamp | 1 | 60 | Kitchen
Torchiere | Halogen |  | Quartz Tube | 1 | 50 | Living Room
Ceiling Fixture | Incandescent |  | Standard A Lamp | 1 | 60 | Office
Floor lamp | Compact Fluorescent |  | Twist | 3 | 22 | Office
Ceiling Fixture | Linear Fluorescent | 48 | T-5 | 3 | 20 | Office
Wall Mount | Linear Fluorescent | 24 | T-8 | 1 | 32 | Bathroom
Ceiling Fixture | Incandescent |  | Standard A Lamp | 2 | 60 | Bedroom
Ceiling Fixture | Compact Fluorescent |  | Twist | 2 | 15 | Bedroom
Ceiling Fixture | Linear Fluorescent | 48 | T-8 | 2 | 40 | Kitchen
Ceiling Fixture | Compact Fluorescent |  | Twist | 1 | 15 | Kitchen
Ceiling Fixture | Incandescent |  | Standard A Lamp | 2 | 60 | Laundry Room
Ceiling Fixture | Linear Fluorescent | 48 | T-8 | 2 | 40 | Living Room
Table | Incandescent |  | Standard A Lamp | 1 | 60 | Living Room
Ceiling Fixture | Incandescent |  | Standard A Lamp | 2 | 60 | Hall
Ceiling Fixture | Compact Fluorescent |  | Twist | 2 | 15 | Bedroom
Table | Incandescent |  | Standard A Lamp | 1 | 60 | Bedroom
Ceiling Fan | Compact Fluorescent |  | Twist | 1 | 22 | Master Bedroom
Wall Mount | Incandescent |  | Globe | 3 | 60 | Bathroom
Ceiling Fixture | Linear Fluorescent | 48 | T-12 | 2 | 40 | Garage
Ceiling Fixture | Incandescent |  | Reflector | 3 | 65 | Garage
Ceiling Fixture | Linear Fluorescent | 24 | T-12 | 1 | 40 | Hall
Ceiling Fixture | Incandescent |  | Reflector | 3 | 40 | Hall
Ceiling Fixture | Incandescent |  | Globe | 2 | 100 | Hall
Ceiling Fixture | Linear Fluorescent | 48 | T-12 | 2 | 40 | Kitchen
Other | Incandescent |  | Standard A Lamp | 1 | 40 | Kitchen
Table | Compact Fluorescent |  | Twist | 2 | 15 | Living Room
Floor lamp | Compact Fluorescent |  | Twist | 2 | 15 | Living Room
Table | Incandescent |  | Standard A Lamp | 1 | 100 | Living Room
Ceiling Fixture | Linear Fluorescent | 48 | T-12 | 2 | 40 | Master Bedroom
Table | Compact Fluorescent |  | Twist | 1 | 15 | Master Bedroom
Wall Mount | Linear Fluorescent | 24 | T-12 | 2 | 20 | Bathroom
Chandelier (Hanging) | Incandescent |  | Mini base | 5 | 40 | Dining Room
Wall Mount | Incandescent |  | Globe | 8 | 40 | Bathroom
Ceiling Fixture | Incandescent |  | Standard A Lamp | 1 | 60 | Bathroom
Ceiling Fixture | Incandescent |  | Standard A Lamp | 1 | 100 | Hall
Ceiling Fixture | Incandescent |  | Standard A Lamp | 1 | 100 | Bedroom
Table | Incandescent |  | Standard A Lamp | 1 | 150 | Bedroom
Ceiling Fixture | Linear Fluorescent | 48 | T-12 | 2 | 40 | Family Room
Ceiling Fixture | Linear Fluorescent | 48 | T-12 | 2 | 40 | Other
Recessed Can | Incandescent |  | Heat Lamp | 1 | 150 | Bathroom
Wall Mount | Incandescent |  | Globe | 4 | 40 | Bathroom
Ceiling Fixture | Incandescent |  | Standard A Lamp | 1 | 100 | Bedroom
Ceiling Fixture | Incandescent |  | Standard A Lamp | 1 | 100 | Bedroom
Table | Compact Fluorescent |  | Pin base | 1 | 7 | Bedroom
Ceiling Fixture | Incandescent |  | Standard A Lamp | 1 | 60 | Bedroom
Ceiling Fixture | Incandescent |  | Standard A Lamp | 1 | 100 | Bedroom
Ceiling Fixture | Incandescent |  | Standard A Lamp | 1 | 60 | Other
Ceiling Fixture | Compact Fluorescent |  | Twist | 1 | 22 | Other
Ceiling Fixture | Linear Fluorescent | 96 | T-12 | 2 | 60 | Garage
Garage door opener | Incandescent |  | Standard A Lamp | 1 | 60 | Garage
Table | Incandescent |  | Standard A Lamp | 1 | 60 | Garage
Ceiling Fixture | Linear Fluorescent | 48 | T-12 | 2 | 40 | Garage
Ceiling Fixture | Incandescent |  | Standard A Lamp | 1 | 100 | Hall
Ceiling Fixture | Linear Fluorescent | 48 | T-12 | 2 | 40 | Kitchen
Ceiling Fixture | Incandescent |  | Standard A Lamp | 1 | 60 | Kitchen
Chandelier (Hanging) | Incandescent |  | Standard A Lamp | 4 | 60 | Kitchen
Ceiling Fixture | Compact Fluorescent |  | Pin base | 1 | 22 | Laundry Room
Ceiling Fixture | Incandescent |  | Standard A Lamp | 1 | 100 | Living Room
Ceiling Fixture | Incandescent |  | Standard A Lamp | 3 | 60 | Living Room
Wall Mount | Incandescent |  | Globe | 3 | 40 | Bathroom
Ceiling Fixture | Incandescent |  | Standard A Lamp | 1 | 100 | Master Bedroom
Table | Incandescent |  | Decorative | 1 | 60 | Master Bedroom
Ceiling Fixture | Incandescent |  | Standard A Lamp | 1 | 60 | Laundry Room
Wall Mount | Incandescent |  | Standard A Lamp | 1 | 60 | Bathroom
Chandelier (Hanging) | Incandescent |  | Mini base | 5 | 40 | Dining Room
Chandelier (Hanging) | Incandescent |  | Mini base | 5 | 40 | Hall
Recessed Can | Incandescent |  | Reflector | 1 | 65 | Family Room
Ceiling Fan | Incandescent |  | Standard A Lamp | 4 | 60 | Living Room
Ceiling Fixture | Linear Fluorescent | 48 | T-12 | 4 | 40 | Garage
Garage door opener | Incandescent |  | Standard A Lamp | 2 | 40 | Garage
Recessed Can | Incandescent |  | Reflector | 1 | 65 | Kitchen
Ceiling Fan | Incandescent |  | Standard A Lamp | 2 | 60 | Master Bedroom
Wall Mount | Incandescent |  | Standard A Lamp | 4 | 60 | Bathroom
Ceiling Fixture | Incandescent |  | Standard A Lamp | 2 | 60 | Closet
Recessed Can | Incandescent |  | Standard A Lamp | 1 | 60 | Bathroom
Ceiling Fixture | Incandescent |  | Standard A Lamp | 3 | 60 | Bedroom
Ceiling Fixture | Incandescent |  | Standard A Lamp | 2 | 60 | Bedroom
Table | Incandescent |  | Mini base | 1 | 5 | Bedroom
Ceiling Fixture | Incandescent |  | Standard A Lamp | 2 | 60 | Bedroom
Ceiling Fixture | Compact Fluorescent |  | Twist | 2 | 22 | Hall
Ceiling Fixture | Incandescent |  | Standard A Lamp | 2 | 60 | Hall
Wall Mount | Incandescent |  | Standard A Lamp | 3 | 40 | Bathroom
Ceiling Fixture | Incandescent |  | Standard A Lamp | 3 | 100 | Bedroom
Floor lamp | Incandescent |  | Standard A Lamp | 1 | 100 | Bedroom
Ceiling Fixture | Incandescent |  | Standard A Lamp | 3 | 60 | Bedroom
Table | Incandescent |  | Standard A Lamp | 1 | 75 | Bedroom
Torchiere | Incandescent |  | Standard A Lamp | 2 | 60 | Bedroom
Wall Mount | Incandescent |  | Standard A Lamp | 4 | 60 | Bathroom
Ceiling Fan | Incandescent |  | Reflector | 2 | 125 | Bathroom
Wall Mount | Incandescent |  | Standard A Lamp | 4 | 75 | Bathroom
Ceiling Fan | Incandescent |  | Reflector | 2 | 125 | Bathroom
Recessed Can | Incandescent |  | Reflector | 1 | 125 | Dining Room
Recessed Can | Incandescent |  | Reflector | 1 | 65 | Family Room
Track | Incandescent |  | Reflector | 4 | 65 | Family Room
Torchiere | Incandescent |  | Standard A Lamp | 1 | 75 | Family Room
Ceiling Fixture | Compact Fluorescent |  | Pin base | 2 | 15 | Hall
Ceiling Fixture | Compact Fluorescent |  | Twist | 2 | 15 | Hall
Recessed Can | Compact Fluorescent |  | Reflector | 1 | 22 | Kitchen
Ceiling Fixture | Linear Fluorescent | 44 | T-12 | 2 | 20 | Kitchen
Other | Incandescent |  | Clear | 1 | 25 | Kitchen
Ceiling Fixture | Incandescent |  | Standard A Lamp | 1 | 100 | Laundry Room
Recessed Can | Incandescent |  | Reflector | 1 | 65 | Laundry Room
Table | Incandescent |  | Standard A Lamp | 1 | 40 | Living Room
Torchiere | Incandescent |  | Standard A Lamp | 1 | 75 | Living Room
Ceiling Fixture | Incandescent |  | Standard A Lamp | 3 | 60 | Master Bedroom
Table | Incandescent |  | Standard A Lamp | 1 | 40 | Master Bedroom
Other | Linear Fluorescent | 23 | T-12 | 1 | 16 | Master Bedroom
Table | Incandescent |  | Mini base | 1 | 25 | Master Bedroom
Ceiling Fixture | Linear Fluorescent | 96 | T-12 | 2 | 100 | Garage
Ceiling Fixture | Linear Fluorescent | 96 | T-12 | 2 | 100 | Other
Ceiling Fixture | Incandescent |  | Heat Lamp | 2 | 125 | Bathroom
Wall Mount | Incandescent |  | Globe | 4 | 60 | Bathroom
Wall Mount | Incandescent |  | Globe | 4 | 60 | Bathroom
Chandelier (Hanging) | Incandescent |  | Standard A Lamp | 1 | 75 | Bedroom
Table | Incandescent |  | Standard A Lamp | 1 | 65 | Bedroom
Ceiling Fixture | Incandescent |  | Standard A Lamp | 2 | 65 | Dining Room
Ceiling Fixture | Incandescent |  | Standard A Lamp | 1 | 65 | Hall
Chandelier (Hanging) | Compact Fluorescent |  | Twist | 1 | 22 | Family Room
Table | Incandescent |  | Standard A Lamp | 1 | 75 | Family Room
Ceiling Fixture | Incandescent |  | Decorative | 1 | 65 | Bedroom
Ceiling Fixture | Incandescent |  | Standard A Lamp | 2 | 75 | Hall
Ceiling Fixture | Incandescent |  | Standard A Lamp | 2 | 65 | Kitchen
Ceiling Fixture | Incandescent |  | Standard A Lamp | 1 | 65 | Office
Ceiling Fixture | Incandescent |  | Standard A Lamp | 2 | 65 | Bedroom
Ceiling Fixture | Incandescent |  | Standard A Lamp | 2 | 65 | Laundry Room
Table | Incandescent |  | Standard A Lamp | 1 | 60 | Other
Wall Mount | Incandescent |  | Standard A Lamp | 3 | 60 | Closet
Wall Mount | Compact Fluorescent |  | A shape bulb | 1 | 15 | Bathroom
Ceiling Fixture | Incandescent |  | Standard A Lamp | 1 | 60 | Bathroom
Floor lamp | Incandescent |  | Standard A Lamp | 1 | 60 | Closet
Ceiling Fixture | Incandescent |  | Standard A Lamp | 5 | 60 | Dining Room
Table | Compact Fluorescent |  | Straight Tube | 1 | 27 | Dining Room
Table | Incandescent |  | Standard A Lamp | 1 | 60 | Dining Room
Ceiling Fixture | Incandescent |  | Standard A Lamp | 2 | 60 | Garage
Garage door opener | Incandescent |  | Standard A Lamp | 2 | 60 | Garage
Garage door opener | Incandescent |  | Standard A Lamp | 1 | 60 | Garage
Ceiling Fixture | Linear Fluorescent | 48 | T-12 | 2 | 40 | Kitchen
Ceiling Fixture | Incandescent |  | Standard A Lamp | 1 | 60 | Laundry Room
Floor lamp | Incandescent |  | 3-Way Incandescent | 1 | 300 | Living Room
Wall Mount | Incandescent |  | 3-Way Incandescent | 1 | 250 | Living Room
Wall Mount | Incandescent |  | 3-Way Incandescent | 1 | 150 | Living Room
Table | Incandescent |  | 3-Way Incandescent | 1 | 150 | Living Room
Floor lamp | Compact Fluorescent |  | Straight Tube | 1 | 27 | Living Room
Wall Mount | Incandescent |  | Standard A Lamp | 2 | 60 | Master Bedroom
Table | Incandescent |  | Standard A Lamp | 1 | 60 | Master Bedroom
Wall Mount | Incandescent |  | Standard A Lamp | 1 | 60 | Other
Wall Mount | Incandescent |  | Standard A Lamp | 1 | 100 | Office
Ceiling Fixture | Incandescent |  | Standard A Lamp | 1 | 60 | Office
Table | Incandescent |  | Standard A Lamp | 1 | 60 | Office
Ceiling Fixture | Linear Fluorescent | 48 | T-12 | 2 | 40 | Other
Ceiling Fixture | Incandescent |  | Reflector | 1 | 75 | Family Room
Recessed Can | Incandescent |  | Reflector | 1 | 65 | Master Bedroom
Ceiling Fixture | Incandescent |  | Reflector | 3 | 75 | Closet
Wall Mount | Incandescent |  | Globe | 8 | 25 | Bathroom
Ceiling Fixture | Incandescent |  | Reflector | 2 | 150 | Bathroom
Ceiling Fixture | Linear Fluorescent | 48 | T-4 | 2 | 40 | Garage
Garage door opener | Incandescent |  | Standard A Lamp | 1 | 100 | Garage
Other | Halogen |  | MR | 2 | 150 | Garage
Ceiling Fixture | Incandescent |  | Standard A Lamp | 2 | 60 | Laundry Room
Ceiling Fixture | Incandescent |  | Standard A Lamp | 2 | 60 | Bedroom
Table | Incandescent |  | Standard A Lamp | 1 | 100 | Bedroom
Recessed Can | Incandescent |  | Reflector | 1 | 65 | Dining Room
Recessed Can | Incandescent |  | Reflector | 1 | 75 | Kitchen
Table | Compact Fluorescent |  | Twist | 1 | 15 | Kitchen
Floor lamp | Halogen |  | Quartz Tube | 1 | 300 | Kitchen
Table | Incandescent |  | Standard A Lamp | 1 | 100 | Living Room
Recessed Can | Incandescent |  | Reflector | 1 | 75 | Living Room
Ceiling Fixture | Incandescent |  | Mini base | 4 | 25 | Hall
Recessed Can | Incandescent |  | Reflector | 1 | 65 | Hall
Ceiling Fixture | Incandescent |  | Standard A Lamp | 1 | 60 | Office
Floor lamp | Incandescent |  | Standard A Lamp | 1 | 60 | Office
Wall Mount | Incandescent |  | Globe | 6 | 25 | Bathroom
Wall Mount | Incandescent |  | Standard A Lamp | 2 | 60 | Bathroom
Ceiling Fixture | Incandescent |  | Heat Lamp | 1 | 75 | Bathroom
Ceiling Fixture | Compact Fluorescent |  | Twist | 1 | 15 | Bathroom
Wall Mount | Compact Fluorescent |  | Twist | 1 | 15 | Bathroom
Chandelier (Hanging) | Compact Fluorescent |  | Twist | 4 | 15 | Dining Room
Table | Compact Fluorescent |  | Twist | 1 | 15 | Family Room
Ceiling Fan | Incandescent |  | Decorative | 4 | 40 | Family Room
Ceiling Fixture | Incandescent |  | Standard A Lamp | 2 | 60 | Family Room
Ceiling Fixture | Compact Fluorescent |  | Twist | 1 | 22 | Garage
Garage door opener | Compact Fluorescent |  | Twist | 2 | 15 | Garage
Ceiling Fixture | Compact Fluorescent |  | Twist | 3 | 15 | Bedroom
Floor lamp | Incandescent |  | Decorative | 3 | 40 | Bedroom
Recessed Can | Incandescent |  | Reflector | 1 | 60 | Hall
Recessed Can | Incandescent |  | Reflector | 1 | 60 | Hall
Torchiere | Compact Fluorescent |  | Twist | 2 | 15 | Kitchen
Ceiling Fixture | Linear Fluorescent | 48 | T-12 | 2 | 40 | Kitchen
Recessed Can | Incandescent |  | Reflector | 1 | 60 | Kitchen
Ceiling Fixture | Linear Fluorescent | 48 | T-8 | 4 | 32 | Laundry Room
Recessed Can | Compact Fluorescent |  | Twist | 1 | 15 | Bathroom
Wall Mount | Compact Fluorescent |  | A shape bulb | 3 | 15 | Bathroom
Ceiling Fixture | Incandescent |  | Standard A Lamp | 2 | 60 | Master Bedroom
Table | Incandescent |  | Decorative | 1 | 60 | Master Bedroom
Recessed Can | Compact Fluorescent |  | Twist | 1 | 15 | Closet
Ceiling Fixture | Compact Fluorescent |  | Twist | 3 | 15 | Office
Floor lamp | Compact Fluorescent |  | Twist | 1 | 15 | Office
Ceiling Fixture | Linear Fluorescent | 96 | T-12 | 2 | 110 | Other
Wall Mount | Compact Fluorescent |  | Globe | 6 | 14 | Bathroom
Ceiling Fan | Compact Fluorescent |  | Twist | 1 | 15 | Bedroom
Table | Incandescent |  | Standard A Lamp | 1 | 60 | Bedroom
Ceiling Fan | Compact Fluorescent |  | Twist | 1 | 15 | Bedroom
Ceiling Fixture | Compact Fluorescent |  | Twist | 2 | 15 | Bedroom
Table | Incandescent |  | Standard A Lamp | 1 | 60 | Bedroom
Ceiling Fixture | Compact Fluorescent |  | Twist | 1 | 15 | Other
Wall Mount | Compact Fluorescent |  | Globe | 8 | 14 | Bathroom
Ceiling Fixture | Compact Fluorescent |  | Twist | 1 | 15 | Bathroom
Wall Mount | Compact Fluorescent |  | Twist | 1 | 15 | Other
Ceiling Fan | Compact Fluorescent |  | Twist | 4 | 22 | Other
Table | Compact Fluorescent |  | Twist | 1 | 15 | Other
Chandelier (Hanging) | Compact Fluorescent |  | Twist | 1 | 15 | Hall
Recessed Can | Compact Fluorescent |  | Reflector | 1 | 15 | Hall
Chandelier (Hanging) | Incandescent |  | Decorative | 3 | 40 | Kitchen
Ceiling Fixture | Linear Fluorescent | 48 | T-12 | 4 | 40 | Kitchen
Chandelier (Hanging) | Incandescent |  | Reflector | 1 | 60 | Kitchen
Recessed - other | Halogen |  | PAR | 1 | 20 | Kitchen
Ceiling Fixture | Compact Fluorescent |  | Twist | 2 | 15 | Laundry Room
Floor lamp | Compact Fluorescent |  | 3-Way CFL | 2 | 15 | Living Room
Track | Halogen |  | PAR | 2 | 20 | Living Room
Ceiling Fixture | Compact Fluorescent |  | Twist | 2 | 15 | Living Room
Table | Incandescent |  | Standard A Lamp | 1 | 60 | Living Room
Recessed Can | Compact Fluorescent |  | Reflector | 1 | 15 | Living Room
Wall Mount | Compact Fluorescent |  | 3-Way CFL | 3 | 11 | Bathroom
Ceiling Fixture | Compact Fluorescent |  | Twist | 1 | 15 | Bathroom
Recessed Can | Compact Fluorescent |  | Reflector | 1 | 15 | Master Bedroom
Ceiling Fixture | Compact Fluorescent |  | Twist | 1 | 15 | Master Bedroom
Ceiling Fixture | Compact Fluorescent |  | Twist | 1 | 15 | Master Bedroom
Ceiling Fixture | Compact Fluorescent |  | Twist | 1 | 15 | Office
Recessed Can | Compact Fluorescent |  | Twist | 1 | 15 | Office
Ceiling Fixture | Incandescent |  | Reflector | 1 | 40 | Office
Ceiling Fixture | Compact Fluorescent |  | Circline (Screw Base) | 1 | 28 | Closet
Ceiling Fixture | Linear Fluorescent | 48 | T-12 | 1 | 40 | Other
Ceiling Fixture | Linear Fluorescent | 48 | T-12 | 2 | 40 | Other
Recessed Can | Incandescent |  | Reflector | 1 | 75 | Bathroom
Ceiling Fan | Incandescent |  | Standard A Lamp | 1 | 60 | Bathroom
Ceiling Fixture | Incandescent |  | Standard A Lamp | 1 | 60 | Bedroom
Ceiling Fixture | Incandescent |  | Standard A Lamp | 1 | 60 | Hall
Recessed Can | Incandescent |  | Reflector | 1 | 75 | Kitchen
Ceiling Fixture | Linear Fluorescent | 44 | T-12 | 2 | 40 | Kitchen
Ceiling Fixture | Linear Fluorescent | 44 | T-12 | 2 | 40 | Laundry Room
Table | Incandescent |  | Standard A Lamp | 1 | 125 | Living Room
Table | Incandescent |  | Standard A Lamp | 1 | 60 | Living Room
Table | Compact Fluorescent |  | Twist | 1 | 15 | Living Room
Ceiling Fixture | Incandescent |  | Standard A Lamp | 3 | 60 | Living Room
Recessed Can | Incandescent |  | Reflector | 1 | 75 | Bathroom
Recessed Can | Incandescent |  | Standard A Lamp | 1 | 60 | Bathroom
Ceiling Fan | Incandescent |  | Standard A Lamp | 1 | 60 | Bathroom
Ceiling Fixture | Linear Fluorescent | 20 | Fluorescent Unknown | 2 | 20 | Bathroom
Ceiling Fixture | Linear Fluorescent | 96 | T-12 | 2 | 100 | Garage
Garage door opener | Incandescent |  | Standard A Lamp | 2 | 60 | Garage
Ceiling Fan | Incandescent |  | Standard A Lamp | 1 | 60 | Bedroom
Table | Compact Fluorescent |  | Twist | 1 | 15 | Bedroom
Wall Mount | Incandescent |  | Clear | 2 | 75 | Other
Ceiling Fixture | Incandescent |  | Standard A Lamp | 1 | 75 | Other
Ceiling Fixture | Incandescent |  | Standard A Lamp | 1 | 75 | Bathroom
Ceiling Fixture | Incandescent |  | Standard A Lamp | 1 | 75 | Bedroom
Table | Incandescent |  | Standard A Lamp | 1 | 75 | Bedroom
Ceiling Fan | Compact Fluorescent |  | Twist | 4 | 15 | Dining Room
Ceiling Fixture | Incandescent |  | Standard A Lamp | 1 | 75 | Kitchen
Ceiling Fixture | Incandescent |  | Standard A Lamp | 2 | 60 | Master Bedroom
Ceiling Fixture | Incandescent |  | Decorative | 4 | 40 | Master Bedroom
Ceiling Fan | Compact Fluorescent |  | Twist | 1 | 22 | Living Room
Floor lamp | Compact Fluorescent |  | Twist | 3 | 22 | Living Room
Ceiling Fixture | Incandescent |  | Standard A Lamp | 1 | 60 | Laundry Room
Ceiling Fixture | Compact Fluorescent |  | Twist | 1 | 15 | Kitchen
Recessed Can | Compact Fluorescent |  | Flood | 1 | 15 | Kitchen
Ceiling Fixture | Compact Fluorescent |  | Twist | 1 | 15 | Bathroom
Wall Mount | Incandescent |  | Mini base | 2 | 60 | Bathroom
Ceiling Fixture | Compact Fluorescent |  | Twist | 2 | 15 | Master Bedroom
Table | Compact Fluorescent |  | Twist | 2 | 15 | Master Bedroom
Table | Incandescent |  | Standard A Lamp | 2 | 60 | Master Bedroom
Ceiling Fixture | Incandescent |  | Standard A Lamp | 1 | 60 | Closet
Chandelier (Hanging) | Incandescent |  | Standard A Lamp | 3 | 60 | Dining Room
Table | Compact Fluorescent |  | Twist | 1 | 22 | Living Room
Floor lamp | Compact Fluorescent |  | Twist | 1 | 28 | Living Room
Ceiling Fixture | Compact Fluorescent |  | Twist | 2 | 15 | Hall
Chandelier (Hanging) | Incandescent |  | Clear | 3 | 60 | Hall
Ceiling Fixture | Compact Fluorescent |  | Twist | 2 | 15 | Bedroom
Wall Mount | Compact Fluorescent |  | Twist | 3 | 15 | Bathroom
Ceiling Fixture | Compact Fluorescent |  | Pin base | 2 | 15 | Bedroom
Table | Compact Fluorescent |  | Twist | 1 | 15 | Bedroom
Ceiling Fixture | Compact Fluorescent |  | Twist | 2 | 15 | Bedroom
Table | Compact Fluorescent |  | Twist | 1 | 15 | Bedroom
Floor lamp | Compact Fluorescent |  | Straight Tube | 1 | 15 | Bedroom
Ceiling Fixture | Linear Fluorescent | 48 | T-12 | 2 | 40 | Garage
Wall Mount | Compact Fluorescent |  | A shape bulb | 4 | 7 | Bathroom
Chandelier (Hanging) | Compact Fluorescent |  | Twist | 6 | 15 | Bathroom
Ceiling Fan | Incandescent |  | Standard A Lamp | 5 | 40 | Dining Room
Ceiling Fixture | Compact Fluorescent |  | Twist | 1 | 22 | Hall
Ceiling Fixture | Compact Fluorescent |  | Pin base | 1 | 28 | Garage
Ceiling Fixture | Incandescent |  | Standard A Lamp | 2 | 40 | Bedroom
Table | Incandescent |  | Standard A Lamp | 1 | 60 | Bedroom
Table | Compact Fluorescent |  | Twist | 1 | 22 | Bedroom
Ceiling Fixture | Compact Fluorescent |  | Twist | 1 | 22 | Bedroom
Ceiling Fixture | Compact Fluorescent |  | Twist | 1 | 22 | Hall
Ceiling Fixture | Incandescent |  | Standard A Lamp | 2 | 40 | Kitchen
High bay | Compact Fluorescent |  | Twist | 1 | 15 | Kitchen
High bay | Compact Fluorescent |  | Twist | 1 | 22 | Kitchen
Table | Compact Fluorescent |  | A shape bulb | 1 | 15 | Living Room
Ceiling Fixture | Incandescent |  | Standard A Lamp | 2 | 40 | Master Bedroom
Track | Incandescent |  | Standard A Lamp | 1 | 40 | Master Bedroom
Ceiling Fixture | Incandescent |  | Standard A Lamp | 1 | 60 | Laundry Room
Wall Mount | Incandescent |  | Globe | 4 | 40 | Bathroom
Ceiling Fixture | Incandescent |  | Heat Lamp | 1 | 150 | Bathroom
Wall Mount | Compact Fluorescent |  | Twist | 3 | 15 | Bathroom
Ceiling Fixture | Incandescent |  | Heat Lamp | 1 | 150 | Bathroom
Ceiling Fixture | Incandescent |  | Standard A Lamp | 1 | 60 | Bedroom
Ceiling Fixture | Compact Fluorescent |  | Twist | 2 | 15 | Closet
Ceiling Fixture | Compact Fluorescent |  | A shape bulb | 1 | 15 | Garage
Recessed Can | Compact Fluorescent |  | Twist | 1 | 15 | Hall
Recessed Can | Compact Fluorescent |  | Reflector | 1 | 22 | Kitchen
Chandelier (Hanging) | Incandescent |  | Globe | 1 | 60 | Kitchen
Torchiere | Compact Fluorescent |  | A shape bulb | 1 | 15 | Living Room
Ceiling Fixture | Incandescent |  | Reflector | 1 | 75 | Living Room
Ceiling Fan | Compact Fluorescent |  | A shape bulb | 3 | 7 | Office
Ceiling Fixture | Compact Fluorescent |  | Twist | 2 | 15 | Office
Ceiling Fan | Incandescent |  | Standard A Lamp | 1 | 60 | Master Bedroom
Ceiling Fan | Incandescent |  | Standard A Lamp | 1 | 60 | Bedroom
Ceiling Fan | Incandescent |  | Standard A Lamp | 1 | 60 | Bedroom
Track | Incandescent |  | Clear | 1 | 60 | Bedroom
Ceiling Fan | Incandescent |  | Standard A Lamp | 1 | 40 | Bedroom
Table | Incandescent |  | Standard A Lamp | 1 | 60 | Bedroom
Ceiling Fixture | Halogen |  | MR | 3 | 75 | Bathroom
Ceiling Fixture | Incandescent |  | Standard A Lamp | 1 | 60 | Bathroom
Ceiling Fixture | Incandescent |  | Standard A Lamp | 1 | 75 | Closet
Ceiling Fan | Incandescent |  | Standard A Lamp | 1 | 60 | Family Room
Ceiling Fixture | Incandescent |  | Standard A Lamp | 1 | 60 | Hall
Ceiling Fixture | Incandescent |  | Standard A Lamp | 1 | 60 | Hall
Ceiling Fixture | Incandescent |  | Standard A Lamp | 1 | 60 | Kitchen
Ceiling Fixture | Compact Fluorescent |  | Twist | 2 | 15 | Kitchen
Ceiling Fan | Incandescent |  | Standard A Lamp | 1 | 60 | Kitchen
Ceiling Fixture | Incandescent |  | Standard A Lamp | 2 | 60 | Living Room
Floor lamp | Incandescent |  | Mini base | 3 | 60 | Living Room
Ceiling Fan | Incandescent |  | Standard A Lamp | 1 | 60 | Master Bedroom
Table | Incandescent |  | Standard A Lamp | 1 | 60 | Master Bedroom
Ceiling Fixture | Incandescent |  | Standard A Lamp | 3 | 100 | Bedroom
Table | Incandescent |  | Standard A Lamp | 1 | 75 | Bedroom
Ceiling Fixture | Incandescent |  | Standard A Lamp | 3 | 75 | Bedroom
Table | Incandescent |  | Mini base | 3 | 40 | Bedroom
Chandelier (Hanging) | Incandescent |  | Decorative | 6 | 40 | Dining Room
Ceiling Fixture | Linear Fluorescent | 12 | T-8 | 1 | 15 | Dining Room
Ceiling Fixture | Incandescent |  | Standard A Lamp | 1 | 150 | Bathroom
Chandelier (Hanging) | Incandescent |  | Standard A Lamp | 2 | 75 | Bathroom
Ceiling Fixture | Incandescent |  | Standard A Lamp | 4 | 60 | Family Room
Ceiling Fixture | Incandescent |  | Standard A Lamp | 1 | 100 | Hall
Ceiling Fixture | Incandescent |  | Standard A Lamp | 2 | 40 | Hall
Table | Incandescent |  | Standard A Lamp | 2 | 40 | Hall
Wall Mount | Incandescent |  | Mini base | 1 | 40 | Hall
Ceiling Fixture | Linear Fluorescent | 12 | T-8 | 1 | 20 | Hall
Ceiling Fixture | Incandescent |  | Standard A Lamp | 1 | 100 | Other
Ceiling Fixture | Linear Fluorescent | 48 | T-12 | 2 | 40 | Kitchen
Recessed Can | Incandescent |  | Reflector | 1 | 75 | Kitchen
Ceiling Fixture | Incandescent |  | Standard A Lamp | 1 | 100 | Laundry Room
Ceiling Fixture | Incandescent |  | Standard A Lamp | 5 | 100 | Bathroom
Ceiling Fixture | Incandescent |  | Standard A Lamp | 3 | 60 | Master Bedroom
Table | Incandescent |  | Standard A Lamp | 1 | 75 | Master Bedroom
Table | Compact Fluorescent |  | Twist | 1 | 13 | Master Bedroom
Ceiling Fixture | Incandescent |  | Standard A Lamp | 2 | 60 | Office
Ceiling Fixture | Halogen |  | PAR | 2 | 75 | Office
Ceiling Fixture | Linear Fluorescent | 12 | T-8 | 1 | 20 | Office
Table | Incandescent |  | Standard A Lamp | 1 | 100 | Living Room
Chandelier (Hanging) | Incandescent |  | Globe | 1 | 60 | Living Room
Table | Compact Fluorescent |  | Twist | 1 | 22 | Living Room
Chandelier (Hanging) | Halogen |  | Quartz Tube | 3 | 50 | Living Room
Wall Mount | Incandescent |  | Globe | 4 | 40 | Bathroom
Wall Mount | Compact Fluorescent |  | Globe | 7 | 14 | Bathroom
Chandelier (Hanging) | Incandescent |  | Clear | 1 | 75 | Bathroom
Chandelier (Hanging) | Compact Fluorescent |  | Twist | 3 | 13 | Bedroom
Table | Incandescent |  | Standard A Lamp | 1 | 100 | Bedroom
Ceiling Fixture | Linear Fluorescent | 48 | T-12 | 4 | 40 | Bedroom
Ceiling Fixture | Incandescent |  | Standard A Lamp | 1 | 75 | Closet
Chandelier (Hanging) | Compact Fluorescent |  | Twist | 3 | 13 | Dining Room
Ceiling Fixture | Compact Fluorescent |  | Twist | 1 | 18 | Hall
Chandelier (Hanging) | Compact Fluorescent |  | Twist | 1 | 23 | Hall
Chandelier (Hanging) | Incandescent |  | Standard A Lamp | 1 | 100 | Hall
Ceiling Fixture | Linear Fluorescent | 48 | T-12 | 4 | 40 | Kitchen
Ceiling Fixture | Compact Fluorescent |  | Twist | 1 | 23 | Kitchen
Chandelier (Hanging) | Incandescent |  | Standard A Lamp | 1 | 100 | Laundry Room
Chandelier (Hanging) | Compact Fluorescent |  | Twist | 5 | 13 | Living Room
Chandelier (Hanging) | Compact Fluorescent |  | Twist | 2 | 13 | Living Room
Chandelier (Hanging) | Compact Fluorescent |  | Twist | 1 | 23 | Bathroom
Chandelier (Hanging) | Incandescent |  | 3-Way Incandescent | 1 | 200 | Master Bedroom
Table | Compact Fluorescent |  | Twist | 1 | 23 | Master Bedroom
Ceiling Fixture | Incandescent |  | Standard A Lamp | 1 | 60 | Closet
Chandelier (Hanging) | Incandescent |  | Standard A Lamp | 2 | 100 | Office
Ceiling Fixture | Incandescent |  | Standard A Lamp | 1 | 60 | Office
Ceiling Fixture | Compact Fluorescent |  | Straight Tube | 1 | 18 | Closet
Ceiling Fixture | Linear Fluorescent | 48 | T-12 | 2 | 40 | Other
Ceiling Fixture | Compact Fluorescent |  | Circline (Screw Base) | 1 | 22 | Other
Wall Mount | Incandescent |  | Standard A Lamp | 1 | 60 | Hall
Ceiling Fixture | Compact Fluorescent |  | Circline (Screw Base) | 1 | 22 | Other
Table | Incandescent |  | Standard A Lamp | 2 | 25 | Living Room
Floor lamp | Halogen |  | MR | 1 | 150 | Living Room
Ceiling Fixture | Linear Fluorescent | 48 | T-12 | 2 | 40 | Garage
Ceiling Fixture | Incandescent |  | Standard A Lamp | 1 | 60 | Hall
Wall Mount | Incandescent |  | Standard A Lamp | 1 | 25 | Closet
Ceiling Fixture | Incandescent |  | Standard A Lamp | 1 | 75 | Bathroom
Wall Mount | Incandescent |  | Standard A Lamp | 2 | 75 | Bathroom
Ceiling Fixture | Incandescent |  | Standard A Lamp | 2 | 100 | Bedroom
Ceiling Fixture | Incandescent |  | Standard A Lamp | 2 | 100 | Bedroom
Chandelier (Hanging) | Incandescent |  | Standard A Lamp | 6 | 40 | Dining Room
Table | Incandescent |  | Mini base | 1 | 60 | Dining Room
Ceiling Fixture | Compact Fluorescent |  | Twist | 2 | 15 | Kitchen
Ceiling Fixture | Incandescent |  | Clear | 3 | 40 | Hall
Table | Incandescent |  | Standard A Lamp | 1 | 40 | Hall
Ceiling Fixture | Incandescent |  | Standard A Lamp | 2 | 60 | Bedroom
Ceiling Fixture | Incandescent |  | Standard A Lamp | 3 | 75 | Master Bedroom
Table | Incandescent |  | Mini base | 1 | 60 | Master Bedroom
Wall Mount | Incandescent |  | Standard A Lamp | 2 | 100 | Bathroom
Ceiling Fixture | Incandescent |  | Heat Lamp | 2 | 150 | Bathroom
Ceiling Fan | Incandescent |  | Standard A Lamp | 2 | 60 | Hall
Ceiling Fixture | Incandescent |  | Standard A Lamp | 2 | 75 | Family Room
Ceiling Fixture | Compact Fluorescent |  | Twist | 1 | 15 | Bathroom
Table | Compact Fluorescent |  | A shape bulb | 1 | 14 | Kitchen
Wall Mount | Compact Fluorescent |  | Twist | 1 | 15 | Kitchen
Ceiling Fixture | Compact Fluorescent |  | Twist | 2 | 22 | Kitchen
Ceiling Fixture | Incandescent |  | Standard A Lamp | 1 | 60 | Other
Ceiling Fixture | Incandescent |  | Standard A Lamp | 2 | 60 | Bathroom
Wall Mount | Compact Fluorescent |  | Twist | 1 | 15 | Bathroom
Ceiling Fixture | Incandescent |  | Standard A Lamp | 3 | 60 | Bedroom
Ceiling Fixture | Incandescent |  | Standard A Lamp | 2 | 60 | Bedroom
Floor lamp | Incandescent |  | Standard A Lamp | 1 | 60 | Bedroom
Ceiling Fixture | Incandescent |  | Standard A Lamp | 1 | 60 | Bedroom
Table | Incandescent |  | Standard A Lamp | 1 | 60 | Bedroom
Ceiling Fixture | Incandescent |  | Standard A Lamp | 1 | 60 | Bedroom
Recessed Can | Incandescent |  | Reflector | 1 | 65 | Bedroom
Table | Incandescent |  | Standard A Lamp | 1 | 60 | Bedroom
Ceiling Fixture | Linear Fluorescent | 16 | T-12 | 3 | 75 | Garage
Ceiling Fixture | Linear Fluorescent | 48 | T-12 | 2 | 40 | Garage
Garage door opener | Incandescent |  | Standard A Lamp | 1 | 60 | Garage
Ceiling Fixture | Compact Fluorescent |  | Twist | 2 | 15 | Garage
Chandelier (Hanging) | Incandescent |  | Decorative | 3 | 40 | Hall
Ceiling Fixture | Incandescent |  | Standard A Lamp | 1 | 60 | Hall
Ceiling Fixture | Linear Fluorescent | 48 | T-12 | 4 | 40 | Kitchen
Recessed Can | Incandescent |  | Reflector | 1 | 65 | Kitchen
Ceiling Fixture | Compact Fluorescent |  | Twist | 2 | 15 | Laundry Room
Ceiling Fixture | Linear Fluorescent | 48 | T-12 | 2 | 40 | Laundry Room
Table | Compact Fluorescent |  | Twist | 1 | 15 | Living Room
Chandelier (Hanging) | Incandescent |  | Standard A Lamp | 3 | 60 | Living Room
Ceiling Fixture | Compact Fluorescent |  | Twist | 1 | 15 | Other
Ceiling Fixture | Incandescent |  | Standard A Lamp | 2 | 60 | Other
Recessed Can | Compact Fluorescent |  | Flood | 1 | 22 | Kitchen
Recessed Can | Compact Fluorescent |  | Flood | 1 | 22 | Living Room
Floor lamp | Incandescent |  | 3-Way Incandescent | 1 | 100 | Living Room
Wall Mount | Compact Fluorescent |  | Twist | 1 | 15 | Hall
Ceiling Fixture | Compact Fluorescent |  | Twist | 1 | 15 | Hall
Ceiling Fixture | Compact Fluorescent |  | Twist | 3 | 22 | Bedroom
Wall Mount | Halogen |  | MR | 3 | 50 | Bathroom
Ceiling Fixture | Compact Fluorescent |  | Twist | 1 | 15 | Bathroom
Ceiling Fixture | Compact Fluorescent |  | Twist | 3 | 22 | Bedroom
Wall Mount | Compact Fluorescent |  | Flood | 4 | 15 | Bathroom
Ceiling Fixture | Compact Fluorescent |  | Twist | 1 | 15 | Bathroom
Ceiling Fixture | Compact Fluorescent |  | Twist | 1 | 15 | Closet
Ceiling Fixture | Compact Fluorescent |  | Twist | 1 | 15 | Master Bedroom
Ceiling Fan | Compact Fluorescent |  | Twist | 1 | 15 | Master Bedroom
Table | Incandescent |  | 3-Way Incandescent | 1 | 65 | Master Bedroom
Table | Incandescent |  | Standard A Lamp | 1 | 100 | Master Bedroom
Ceiling Fixture | Compact Fluorescent |  | Twist | 2 | 22 | Family Room
Ceiling Fixture | Compact Fluorescent |  | Twist | 3 | 22 | Laundry Room
Ceiling Fixture | Compact Fluorescent |  | Twist | 3 | 22 | Other
Wall Mount | Compact Fluorescent |  | Twist | 1 | 15 | Other
Ceiling Fixture | Compact Fluorescent |  | Twist | 1 | 22 | Garage
Garage door opener | Incandescent |  | Standard A Lamp | 1 | 40 | Garage
Ceiling Fixture | Compact Fluorescent |  | Twist | 2 | 22 | Bedroom
Ceiling Fixture | Compact Fluorescent |  | Twist | 1 | 22 | Closet
Ceiling Fixture | Compact Fluorescent |  | Twist | 2 | 22 | Bedroom
Table | Linear Fluorescent | 24 | T-8 | 1 | 16 | Bedroom
Ceiling Fixture | Compact Fluorescent |  | Twist | 1 | 22 | Closet
Ceiling Fixture | Compact Fluorescent |  | Twist | 1 | 22 | Hall
Wall Mount | Compact Fluorescent |  | Twist | 1 | 22 | Hall
Wall Mount | Halogen |  | MR | 3 | 50 | Bathroom
Ceiling Fixture | Compact Fluorescent |  | Twist | 1 | 15 | Bathroom
Ceiling Fixture | Compact Fluorescent |  | Twist | 2 | 22 | Other
Table | Incandescent |  | Standard A Lamp | 1 | 60 | Other
Ceiling Fixture | Incandescent |  | Standard A Lamp | 1 | 40 | Bathroom
Ceiling Fixture | Incandescent |  | Standard A Lamp | 1 | 40 | Bathroom
Wall Mount | Incandescent |  | Standard A Lamp | 5 | 25 | Bathroom
Ceiling Fixture | Compact Fluorescent |  | Twist | 2 | 22 | Bedroom
Table | Incandescent |  | Standard A Lamp | 1 | 75 | Bedroom
Table | Incandescent |  | Standard A Lamp | 1 | 60 | Bedroom
Ceiling Fixture | Incandescent |  | Standard A Lamp | 1 | 75 | Bedroom
Ceiling Fixture | Incandescent |  | Standard A Lamp | 2 | 75 | Bedroom
Table | Linear Fluorescent | 16 | T-8 | 1 | 16 | Bedroom
Ceiling Fixture | Incandescent |  | Clear | 5 | 40 | Dining Room
Ceiling Fixture | Incandescent |  | Decorative | 3 | 25 | Hall
Table | Compact Fluorescent |  | Twist | 1 | 15 | Family Room
Table | Incandescent |  | 3-Way Incandescent | 1 | 75 | Family Room
Table | Incandescent |  | Standard A Lamp | 1 | 60 | Family Room
Wall Mount | Incandescent |  | Standard A Lamp | 1 | 60 | Family Room
Ceiling Fixture | Linear Fluorescent | 48 | T-12 | 2 | 40 | Hall
Garage door opener | Incandescent |  | Standard A Lamp | 1 | 40 | Hall
Ceiling Fixture | Incandescent |  | Standard A Lamp | 1 | 100 | Hall
Wall Mount | Linear Fluorescent | 12 | T-5 | 1 | 12 | Kitchen
Ceiling Fixture | Linear Fluorescent | 48 | T-12 | 2 | 40 | Kitchen
Wall Mount | Incandescent |  | Standard A Lamp | 1 | 75 | Laundry Room
Table | Incandescent |  | Standard A Lamp | 1 | 40 | Living Room
Ceiling Fan | Compact Fluorescent |  | Twist | 3 | 15 | Living Room
Floor lamp | Compact Fluorescent |  | Straight Tube | 1 | 28 | Living Room
Ceiling Fixture | Incandescent |  | Other | 3 | 40 | Master Bedroom
Floor lamp | Compact Fluorescent |  | Twist | 1 | 15 | Master Bedroom
Ceiling Fixture | Incandescent |  | Standard A Lamp | 1 | 75 | Closet
Ceiling Fixture | Incandescent |  | Standard A Lamp | 1 | 100 | Closet
Recessed Can | Compact Fluorescent |  | Reflector | 1 | 22 | Family Room
Wall Mount | Incandescent |  | Mini base | 1 | 40 | Family Room
Ceiling Fan | Incandescent |  | Standard A Lamp | 2 | 60 | Family Room
Wall Mount | Compact Fluorescent |  | Globe | 3 | 22 | Bathroom
Recessed Can | Compact Fluorescent |  | Reflector | 1 | 22 | Bathroom
Ceiling Fan | Incandescent |  | Standard A Lamp | 3 | 60 | Bedroom
Table | Incandescent |  | Standard A Lamp | 1 | 60 | Bedroom
Wall Mount | Compact Fluorescent |  | Globe | 3 | 22 | Bathroom
Recessed Can | Compact Fluorescent |  | Reflector | 1 | 22 | Bathroom
Wall Mount | Compact Fluorescent |  | Globe | 3 | 22 | Bathroom
Ceiling Fixture | Linear Fluorescent | 48 | T-8 | 2 | 32 | Closet
Chandelier (Hanging) | Incandescent |  | Standard A Lamp | 5 | 60 | Dining Room
Chandelier (Hanging) | Incandescent |  | Standard A Lamp | 3 | 60 | Hall
Recessed Can | Incandescent |  | Reflector | 1 | 60 | Hall
Ceiling Fixture | Linear Fluorescent | 48 | T-12 | 1 | 20 | Hall
Ceiling Fixture | Incandescent |  | Standard A Lamp | 2 | 60 | Other
Ceiling Fixture | Linear Fluorescent | 48 | T-8 | 2 | 32 | Garage
Garage door opener | Incandescent |  | Standard A Lamp | 2 | 60 | Garage
Ceiling Fixture | Incandescent |  | Standard A Lamp | 1 | 60 | Garage
Table | Incandescent |  | Standard A Lamp | 1 | 100 | Hall
Recessed Can | Compact Fluorescent |  | Reflector | 1 | 28 | Hall
Recessed Can | Compact Fluorescent |  | Reflector | 1 | 22 | Hall
Chandelier (Hanging) | Compact Fluorescent |  | A shape bulb | 1 | 22 | Kitchen
Recessed Can | Compact Fluorescent |  | Reflector | 1 | 28 | Kitchen
Other | Compact Fluorescent |  | Twist | 2 | 15 | Kitchen
Other | Linear Fluorescent | 48 | T-12 | 1 | 40 | Kitchen
Ceiling Fixture | Linear Fluorescent | 48 | T-8 | 2 | 32 | Laundry Room
Ceiling Fan | Incandescent |  | Standard A Lamp | 4 | 75 | Living Room
Table | Incandescent |  | Standard A Lamp | 1 | 100 | Living Room
Wall Mount | Incandescent |  | Standard A Lamp | 1 | 60 | Living Room
Recessed Can | Incandescent |  | Reflector | 1 | 65 | Living Room
Ceiling Fan | Compact Fluorescent |  | Twist | 3 | 15 | Master Bedroom
Table | Incandescent |  | Standard A Lamp | 1 | 60 | Master Bedroom
Recessed Can | Compact Fluorescent |  | Reflector | 1 | 22 | Master Bedroom
Wall Mount | Compact Fluorescent |  | Globe | 3 | 22 | Master Bedroom
Recessed Can | Compact Fluorescent |  | Reflector | 1 | 22 | Master Bedroom
Ceiling Fixture | Linear Fluorescent | 48 | T-8 | 2 | 32 | Closet
Ceiling Fixture | Linear Fluorescent | 24 | T-8 | 2 | 16 | Closet
Recessed Can | Compact Fluorescent |  | Reflector | 1 | 22 | Office
Wall Mount | Compact Fluorescent |  | Twist | 2 | 22 | Bathroom
Chandelier (Hanging) | Compact Fluorescent |  | Twist | 4 | 22 | Dining Room
Ceiling Fixture | Compact Fluorescent |  | Twist | 2 | 15 | Hall
Ceiling Fixture | Compact Fluorescent |  | Twist | 1 | 22 | Garage
Garage door opener | Compact Fluorescent |  | Twist | 1 | 22 | Garage
Ceiling Fixture | Compact Fluorescent |  | Twist | 2 | 22 | Bedroom
Ceiling Fixture | Compact Fluorescent |  | Twist | 2 | 15 | Hall
Recessed Can | Compact Fluorescent |  | Reflector | 1 | 28 | Kitchen
Ceiling Fixture | Compact Fluorescent |  | Twist | 2 | 22 | Kitchen
Ceiling Fixture | Linear Fluorescent | 48 | T-12 | 2 | 40 | Laundry Room
Ceiling Fan | Compact Fluorescent |  | Twist | 4 | 22 | Living Room
Floor lamp | Halogen |  | Quartz Tube | 2 | 50 | Living Room
Floor lamp | Compact Fluorescent |  | Twist | 1 | 22 | Living Room
Wall Mount | Compact Fluorescent |  | Twist | 3 | 22 | Bathroom
Ceiling Fixture | Compact Fluorescent |  | Reflector | 1 | 28 | Bathroom
Ceiling Fan | Compact Fluorescent |  | Twist | 2 | 22 | Master Bedroom
Ceiling Fixture | Compact Fluorescent |  | Twist | 2 | 22 | Closet
Ceiling Fan | Compact Fluorescent |  | Twist | 1 | 22 | Office
Table | Compact Fluorescent |  | Twist | 1 | 15 | Office
Ceiling Fixture | Compact Fluorescent |  | Twist | 1 | 22 | Garage
Low bay | Linear Fluorescent | 48 | T-8 | 2 | 32 | Garage
Low bay | Linear Fluorescent | 22 | T-12 | 1 | 20 | Garage
Recessed Can | Compact Fluorescent |  | Twist | 1 | 15 | Bathroom
Wall Mount | Incandescent |  | Globe | 4 | 60 | Bathroom
Recessed Can | Compact Fluorescent |  | Twist | 1 | 15 | Bathroom
Wall Mount | Compact Fluorescent |  | Twist | 4 | 15 | Bathroom
Wall Mount | Incandescent |  | Globe | 1 | 60 | Bathroom
Recessed Can | Compact Fluorescent |  | Twist | 1 | 15 | Bathroom
Recessed Can | Compact Fluorescent |  | Reflector | 1 | 15 | Bedroom
Table | Incandescent |  | Standard A Lamp | 1 | 60 | Bedroom
Recessed Can | Incandescent |  | Reflector | 1 | 65 | Bedroom
Table | Compact Fluorescent |  | Twist | 1 | 15 | Bedroom
Recessed Can | Compact Fluorescent |  | Reflector | 1 | 15 | Bedroom
Other | Incandescent |  | Standard A Lamp | 1 | 90 | Bedroom
Other | Compact Fluorescent |  | Twist | 1 | 22 | Bedroom
Table | Compact Fluorescent |  | Twist | 1 | 15 | Bedroom
Recessed - other | Incandescent |  | Reflector | 1 | 65 | Closet
Chandelier (Hanging) | Incandescent |  | Decorative | 1 | 40 | Dining Room
Recessed Can | Compact Fluorescent |  | Reflector | 1 | 15 | Dining Room
Ceiling Fixture | Linear Fluorescent | 48 | T-8 | 2 | 32 | Garage
Recessed Can | Compact Fluorescent |  | Reflector | 1 | 15 | Hall
Recessed Can | Compact Fluorescent |  | Twist | 1 | 15 | Hall
Recessed Can | Compact Fluorescent |  | Twist | 1 | 15 | Kitchen
Other | Halogen |  | MR | 1 | 50 | Kitchen
Other | Linear Fluorescent | 24 | Fluorescent Other | 2 | 16 | Kitchen
Other | Linear Fluorescent | 18 | Fluorescent Other | 1 | 16 | Kitchen
Recessed Can | Compact Fluorescent |  | Reflector | 1 | 15 | Living Room
Table | Compact Fluorescent |  | Twist | 1 | 15 | Master Bedroom
Recessed Can | Compact Fluorescent |  | Twist | 1 | 15 | Master Bedroom
Wall Mount | Compact Fluorescent |  | Twist | 3 | 15 | Bathroom
Ceiling Fixture | Compact Fluorescent |  | Twist | 2 | 15 | Bathroom
Ceiling Fixture | Compact Fluorescent |  | Twist | 2 | 15 | Bedroom
Table | Compact Fluorescent |  | Twist | 1 | 15 | Bedroom
Ceiling Fixture | Compact Fluorescent |  | Twist | 1 | 15 | Closet
Garage door opener | Incandescent |  | Standard A Lamp | 1 | 60 | Garage
Ceiling Fixture | Compact Fluorescent |  | Twist | 1 | 15 | Garage
Ceiling Fixture | Compact Fluorescent |  | Twist | 2 | 15 | Hall
Ceiling Fixture | Compact Fluorescent |  | Twist | 2 | 15 | Hall
Chandelier (Hanging) | Compact Fluorescent |  | Twist | 2 | 15 | Kitchen
Track | Incandescent |  | Clear | 5 | 100 | Kitchen
Ceiling Fixture | Compact Fluorescent |  | Twist | 1 | 15 | Kitchen
Ceiling Fixture | Compact Fluorescent |  | Twist | 2 | 15 | Laundry Room
Ceiling Fan | Compact Fluorescent |  | Twist | 4 | 15 | Living Room
Table | Compact Fluorescent |  | Twist | 1 | 15 | Living Room
Wall Mount | Compact Fluorescent |  | Twist | 1 | 15 | Living Room
Ceiling Fan | Compact Fluorescent |  | Twist | 4 | 15 | Master Bedroom
Ceiling Fixture | Compact Fluorescent |  | Twist | 2 | 15 | Office
Table | Compact Fluorescent |  | Twist | 1 | 15 | Office
Ceiling Fixture | Compact Fluorescent |  | Twist | 1 | 15 | Other
Ceiling Fan | Incandescent |  | Standard A Lamp | 4 | 60 | Bedroom
Wall Mount | Compact Fluorescent |  | Twist | 4 | 15 | Bathroom
Wall Mount | Compact Fluorescent |  | Twist | 4 | 15 | Bathroom
Ceiling Fan | Incandescent |  | Standard A Lamp | 1 | 60 | Bedroom
Table | Compact Fluorescent |  | Twist | 1 | 15 | Bedroom
Ceiling Fan | Incandescent |  | Standard A Lamp | 1 | 60 | Bedroom
Table | Incandescent |  | Standard A Lamp | 1 | 40 | Bedroom
Ceiling Fixture | Incandescent |  | Standard A Lamp | 1 | 60 | Other
Floor lamp | Incandescent |  | Standard A Lamp | 1 | 60 | Other
Table | Incandescent |  | Standard A Lamp | 1 | 60 | Other
Chandelier (Hanging) | Incandescent |  | Standard A Lamp | 1 | 60 | Family Room
Table | Compact Fluorescent |  | Twist | 1 | 15 | Family Room
Floor lamp | Incandescent |  | Standard A Lamp | 1 | 60 | Family Room
Ceiling Fixture | Incandescent |  | Standard A Lamp | 1 | 60 | Garage
Garage door opener | Incandescent |  | Clear | 1 | 60 | Garage
Ceiling Fixture | Incandescent |  | Standard A Lamp | 1 | 60 | Hall
Ceiling Fixture | Incandescent |  | Standard A Lamp | 1 | 60 | Hall
Chandelier (Hanging) | Incandescent |  | Decorative | 8 | 25 | Kitchen
Ceiling Fixture | Incandescent |  | Globe | 1 | 40 | Kitchen
Ceiling Fixture | Incandescent |  | Standard A Lamp | 2 | 60 | Laundry Room
Ceiling Fixture | Incandescent |  | Standard A Lamp | 2 | 60 | Office
Table | Incandescent |  | Standard A Lamp | 1 | 60 | Office
Ceiling Fixture | Incandescent |  | Standard A Lamp | 1 | 60 | Other
Ceiling Fixture | Compact Fluorescent |  | Twist | 1 | 13 | Other
Ceiling Fixture | Compact Fluorescent |  | Twist | 1 | 13 | Bathroom
Recessed Can | Incandescent |  | Reflector | 1 | 60 | Bathroom
Wall Mount | Incandescent |  | Standard A Lamp | 4 | 75 | Bathroom
Ceiling Fixture | Incandescent |  | Standard A Lamp | 1 | 65 | Closet
Ceiling Fixture | Compact Fluorescent |  | Twist | 2 | 13 | Closet
Ceiling Fixture | Linear Fluorescent | 36 | T-12 | 2 | 40 | Office
Chandelier (Hanging) | Incandescent |  | Globe | 9 | 130 | Dining Room
Ceiling Fixture | Compact Fluorescent |  | Twist | 1 | 13 | Bedroom
Floor lamp | Compact Fluorescent |  | Twist | 1 | 13 | Bedroom
Floor lamp | Incandescent |  | Decorative | 35 | 1 | Bedroom
Ceiling Fixture | Compact Fluorescent |  | Twist | 2 | 13 | Bedroom
Floor lamp | Compact Fluorescent |  | Twist | 1 | 13 | Bedroom
Recessed Can | Incandescent |  | Reflector | 1 | 60 | Other
Recessed Can | Incandescent |  | Reflector | 1 | 60 | Hall
Recessed Can | Incandescent |  | Reflector | 1 | 60 | Hall
Ceiling Fixture | Incandescent |  | Standard A Lamp | 2 | 60 | Hall
Recessed Can | Halogen |  | Other | 1 | 75 | Hall
Ceiling Fixture | Compact Fluorescent |  | Twist | 2 | 13 | Hall
Wall Mount | Incandescent |  | Clear | 1 | 100 | Hall
Ceiling Fixture | Incandescent |  | Standard A Lamp | 1 | 60 | Hall
Recessed Can | Compact Fluorescent |  | Twist | 1 | 13 | Kitchen
High bay | Linear Fluorescent | 20 | T-4 | 1 | 16 | Kitchen
Wall Mount | Linear Fluorescent | 12 | T-4 | 1 | 16 | Kitchen
Ceiling Fixture | Compact Fluorescent |  | Twist | 1 | 13 | Closet
Ceiling Fixture | Linear Fluorescent | 36 | T-12 | 2 | 40 | Living Room
Recessed Can | Compact Fluorescent |  | Twist | 1 | 13 | Living Room
Floor lamp | Incandescent |  | Standard A Lamp | 1 | 150 | Living Room
Ceiling Fixture | Compact Fluorescent |  | Twist | 1 | 13 | Other
Recessed Can | Incandescent |  | Reflector | 1 | 60 | Other
Recessed Can | Compact Fluorescent |  | Twist | 1 | 13 | Bathroom
Wall Mount | Incandescent |  | Globe | 3 | 130 | Bathroom
Wall Mount | Incandescent |  | Globe | 1 | 130 | Bathroom
Floor lamp | Compact Fluorescent |  | A shape bulb | 1 | 13 | Master Bedroom
Ceiling Fan | Incandescent |  | Standard A Lamp | 4 | 25 | Master Bedroom
Ceiling Fixture | Incandescent |  | Mini base | 4 | 100 | Closet
Ceiling Fixture | Halogen |  |  | 1 | 100 | Closet
Ceiling Fixture | Compact Fluorescent |  | Twist | 2 | 13 | Office
Floor lamp | Compact Fluorescent |  | Twist | 1 | 13 | Office
Ceiling Fixture | Incandescent |  | Decorative | 1 | 100 | Other
Wall Mount | Incandescent |  | Decorative | 1 | 60 | Other
Floor lamp | Compact Fluorescent |  | Twist | 3 | 13 | Other
Ceiling Fixture | Linear Fluorescent | 36 | T-12 | 2 | 40 | Other
Ceiling Fixture | Compact Fluorescent |  | Twist | 1 | 22 | Other
Ceiling Fixture | Linear Fluorescent | 48 | T-12 | 2 | 40 | Other
Ceiling Fixture | Incandescent |  | Standard A Lamp | 1 | 60 | Other
Ceiling Fixture | Incandescent |  | Standard A Lamp | 1 | 60 | Bathroom
Wall Mount | Incandescent |  | Standard A Lamp | 1 | 40 | Bathroom
Table | Incandescent |  | Standard A Lamp | 1 | 60 | Bedroom
Table | Incandescent |  | Decorative | 1 | 25 | Bedroom
Wall Mount | Incandescent |  | Standard A Lamp | 1 | 60 | Bedroom
Ceiling Fixture | Incandescent |  | Standard A Lamp | 2 | 60 | Dining Room
Ceiling Fixture | Compact Fluorescent |  | Twist | 2 | 15 | Kitchen
Ceiling Fixture | Incandescent |  | Globe | 1 | 60 | Kitchen
Architectural | Linear Fluorescent | 18 | T-8 | 1 | 16 | Kitchen
Table | Incandescent |  | 3-Way Incandescent | 1 | 170 | Living Room
Floor lamp | Incandescent |  | 3-Way Incandescent | 1 | 200 | Living Room
Torchiere | Incandescent |  | Standard A Lamp | 1 | 60 | Living Room
Table | Compact Fluorescent |  | Twist | 1 | 15 | Living Room
Floor lamp | Incandescent |  | 3-Way Incandescent | 1 | 50 | Living Room
Ceiling Fixture | Incandescent |  | Standard A Lamp | 1 | 60 | Office
Table | Compact Fluorescent |  | Twist | 1 | 15 | Office
Wall Mount | Incandescent |  | Reflector | 1 | 65 | Office
Ceiling Fixture | Incandescent |  | Standard A Lamp | 1 | 60 | Bathroom
Wall Mount | Incandescent |  | Globe | 6 | 40 | Bathroom
Ceiling Fixture | Incandescent |  | Standard A Lamp | 1 | 60 | Bathroom
Wall Mount | Incandescent |  | Clear | 3 | 40 | Bathroom
Ceiling Fixture | Incandescent |  | Standard A Lamp | 2 | 60 | Bedroom
Table | Compact Fluorescent |  | Twist | 1 | 15 | Bedroom
Ceiling Fixture | Compact Fluorescent |  | Twist | 2 | 22 | Bedroom
Ceiling Fixture | Incandescent |  | Standard A Lamp | 2 | 60 | Bedroom
Floor lamp | Incandescent |  | Standard A Lamp | 1 | 100 | Bedroom
Ceiling Fixture | Linear Fluorescent | 48 | T-8 | 2 | 32 | Other
Floor lamp | Incandescent |  | Standard A Lamp | 1 | 60 | Other
Ceiling Fixture | Linear Fluorescent | 48 | T-12 | 2 | 32 | Laundry Room
Ceiling Fixture | Incandescent |  | Standard A Lamp | 1 | 40 | Other
Ceiling Fixture | Linear Fluorescent | 48 | T-8 | 2 | 40 | Other
Other | Incandescent |  | Standard A Lamp | 1 | 60 | Other
Ceiling Fixture | Compact Fluorescent |  | Twist | 1 | 22 | Hall
Ceiling Fixture | Linear Fluorescent | 48 | T-8 | 2 | 60 | Kitchen
Ceiling Fixture | Incandescent |  | Standard A Lamp | 2 | 65 | Kitchen
Chandelier (Hanging) | Compact Fluorescent |  | Twist | 2 | 15 | Living Room
Ceiling Fixture | Incandescent |  | Standard A Lamp | 2 | 65 | Master Bedroom
Table | Incandescent |  | Standard A Lamp | 1 | 60 | Master Bedroom
Ceiling Fixture | Incandescent |  | Standard A Lamp | 1 | 40 | Hall
Table | Compact Fluorescent |  | Twist | 1 | 15 | Hall
Ceiling Fixture | Compact Fluorescent |  | Twist | 1 | 15 | Hall
Ceiling Fixture | Incandescent |  | Standard A Lamp | 2 | 65 | Other
Ceiling Fixture | Incandescent |  | Standard A Lamp | 1 | 60 | Bathroom
Wall Mount | Incandescent |  | Globe | 3 | 60 | Bathroom
Ceiling Fixture | Incandescent |  | Standard A Lamp | 2 | 60 | Bathroom
Recessed Can | Incandescent |  | Standard A Lamp | 1 | 100 | Bathroom
Wall Mount | Incandescent |  | Globe | 3 | 60 | Bathroom
Ceiling Fixture | Incandescent |  | Standard A Lamp | 2 | 60 | Bedroom
Table | Incandescent |  | Decorative | 1 | 40 | Bedroom
Ceiling Fixture | Incandescent |  | Standard A Lamp | 2 | 60 | Bedroom
Ceiling Fixture | Incandescent |  | Standard A Lamp | 2 | 60 | Closet
Wall Mount | Incandescent |  | Globe | 3 | 60 | Closet
Ceiling Fixture | Incandescent |  | Standard A Lamp | 2 | 60 | Other
Recessed Can | Incandescent |  | Reflector | 1 | 65 | Family Room
Table | Incandescent |  | Standard A Lamp | 1 | 75 | Family Room
Ceiling Fixture | Linear Fluorescent | 48 | T-12 | 2 | 40 | Garage
Garage door opener | Incandescent |  | Standard A Lamp | 1 | 60 | Garage
Recessed Can | Incandescent |  | Reflector | 1 | 65 | Kitchen
Track | Incandescent |  | Reflector | 3 | 65 | Kitchen
Other | Linear Fluorescent | 12 | T-4 | 2 | 16 | Kitchen
Ceiling Fixture | Incandescent |  | Standard A Lamp | 2 | 60 | Laundry Room
Chandelier (Hanging) | Incandescent |  | Standard A Lamp | 6 | 60 | Living Room
Table | Incandescent |  | Standard A Lamp | 1 | 100 | Living Room
Table | Compact Fluorescent |  | Twist | 1 | 22 | Living Room
Track | Halogen |  | PAR | 5 | 50 | Living Room
Table | Incandescent |  | Standard A Lamp | 1 | 75 | Master Bedroom
Ceiling Fixture | Linear Fluorescent | 48 | T-12 | 2 | 40 | Other
Ceiling Fixture | Incandescent |  | Standard A Lamp | 2 | 60 | Bedroom
Ceiling Fixture | Incandescent |  | Standard A Lamp | 1 | 60 | Hall
Chandelier (Hanging) | Incandescent |  | Standard A Lamp | 2 | 75 | Other
Wall Mount | Compact Fluorescent |  | Twist | 8 | 15 | Bathroom
Wall Mount | Incandescent |  | Globe | 6 | 60 | Bathroom
Ceiling Fan | Incandescent |  | Standard A Lamp | 1 | 60 | Bedroom
Table | Compact Fluorescent |  | Twist | 1 | 15 | Bedroom
Ceiling Fixture | Compact Fluorescent |  | Twist | 2 | 15 | Bedroom
Ceiling Fixture | Compact Fluorescent |  | Twist | 2 | 15 | Bedroom
Table | Compact Fluorescent |  | Twist | 1 | 15 | Bedroom
Wall Mount | Linear Fluorescent | 48 | T-12 | 1 | 40 | Closet
Ceiling Fixture | Compact Fluorescent |  | Twist | 1 | 15 | Garage
Garage door opener | Incandescent |  | Standard A Lamp | 1 | 60 | Garage
Ceiling Fixture | Linear Fluorescent | 48 | T-12 | 2 | 40 | Garage
Ceiling Fixture | Compact Fluorescent |  | Twist | 2 | 15 | Hall
Recessed Can | Incandescent |  | Reflector | 1 | 65 | Kitchen
Chandelier (Hanging) | Incandescent |  | Decorative | 5 | 40 | Kitchen
Ceiling Fixture | Linear Fluorescent | 48 | T-12 | 2 | 40 | Laundry Room
Ceiling Fan | Incandescent |  | Decorative | 4 | 40 | Living Room
Recessed Can | Incandescent |  | Reflector | 1 | 65 | Living Room
Ceiling Fixture | Compact Fluorescent |  | Twist | 1 | 15 | Bathroom
Wall Mount | Incandescent |  | Globe | 5 | 60 | Bathroom
Wall Mount | Incandescent |  | Globe | 4 | 60 | Bathroom
Ceiling Fixture | Incandescent |  | Standard A Lamp | 2 | 60 | Bathroom
Ceiling Fixture | Incandescent |  | Standard A Lamp | 3 | 60 | Bedroom
Ceiling Fixture | Incandescent |  | Standard A Lamp | 2 | 60 | Bedroom
Table | Incandescent |  | Standard A Lamp | 2 | 60 | Bedroom
Ceiling Fixture | Compact Fluorescent |  | Twist | 4 | 15 | Bedroom
Wall Mount | Incandescent |  | Standard A Lamp | 1 | 60 | Bedroom
Ceiling Fixture | Linear Fluorescent | 48 | T-12 | 2 | 40 | Family Room
Track | Halogen |  | MR | 4 | 20 | Family Room
Ceiling Fixture | Incandescent |  | Standard A Lamp | 1 | 100 | Garage
Table | Compact Fluorescent |  | Circline (Screw Base) | 1 | 23 | Garage
Ceiling Fixture | Linear Fluorescent | 48 | T-12 | 3 | 40 | Garage
Garage door opener | Incandescent |  | Standard A Lamp | 2 | 60 | Garage
Table | Incandescent |  | Standard A Lamp | 1 | 60 | Garage
Ceiling Fixture | Linear Fluorescent | 48 | T-12 | 1 | 40 | Garage
Ceiling Fixture | Incandescent |  | Globe | 3 | 25 | Hall
Table | Incandescent |  | Standard A Lamp | 1 | 60 | Bedroom
Ceiling Fixture | Linear Fluorescent | 48 | T-12 | 2 | 40 | Kitchen
Chandelier (Hanging) | Incandescent |  | Decorative | 10 | 60 | Living Room
Wall Mount | Incandescent |  | Decorative | 2 | 60 | Living Room
Ceiling Fixture | Incandescent |  | Standard A Lamp | 1 | 60 | Other
Wall Mount | Incandescent |  | Standard A Lamp | 1 | 60 | Bathroom
Wall Mount | Incandescent |  | Globe | 3 | 40 | Bathroom
Ceiling Fan | Incandescent |  | Standard A Lamp | 1 | 60 | Bedroom
Floor lamp | Incandescent |  | Standard A Lamp | 3 | 60 | Bedroom
Chandelier (Hanging) | Incandescent |  | Standard A Lamp | 3 | 75 | Dining Room
Ceiling Fixture | Incandescent |  | Standard A Lamp | 2 | 60 | Hall
Wall Mount | Incandescent |  | Standard A Lamp | 1 | 60 | Hall
Ceiling Fixture | Incandescent |  | Standard A Lamp | 1 | 100 | Garage
Garage door opener | Incandescent |  | Standard A Lamp | 2 | 60 | Garage
Ceiling Fixture | Incandescent |  | Standard A Lamp | 1 | 200 | Garage
Track | Incandescent |  | Reflector | 4 | 75 | Hall
Track | Halogen |  | PAR | 9 | 50 | Kitchen
Recessed - other | Incandescent |  | Standard A Lamp | 1 | 60 | Kitchen
Ceiling Fixture | Incandescent |  | Standard A Lamp | 1 | 60 | Kitchen
Ceiling Fixture | Incandescent |  | Standard A Lamp | 1 | 60 | Laundry Room
Wall Mount | Incandescent |  | Standard A Lamp | 2 | 60 | Laundry Room
Recessed Can | Incandescent |  | Reflector | 1 | 65 | Living Room
Floor lamp | Incandescent |  | Standard A Lamp | 2 | 60 | Living Room
Table | Compact Fluorescent |  | Twist | 1 | 15 | Living Room
Wall Mount | Incandescent |  | Clear | 6 | 40 | Bathroom
Ceiling Fixture | Incandescent |  | Standard A Lamp | 1 | 60 | Master Bedroom
Table | Halogen |  | Quartz Tube | 1 | 100 | Master Bedroom
Table | Incandescent |  | 3-Way Incandescent | 1 | 100 | Office
Ceiling Fan | Incandescent |  | Standard A Lamp | 1 | 75 | Office
Ceiling Fixture | Incandescent |  | Standard A Lamp | 1 | 60 | Hall
Ceiling Fixture | Linear Fluorescent | 72 | T-12 | 2 | 42 | Other
Ceiling Fixture | Incandescent |  | Standard A Lamp | 1 | 75 | Garage
Ceiling Fixture | Incandescent |  | Standard A Lamp | 2 | 60 | Closet
Ceiling Fan | Incandescent |  | Standard A Lamp | 1 | 60 | Closet
Table | Incandescent |  | Standard A Lamp | 1 | 60 | Closet
Ceiling Fixture | Linear Fluorescent | 48 | T-8 | 3 | 32 | Kitchen
Ceiling Fixture | Compact Fluorescent |  | Twist | 1 | 15 | Kitchen
Ceiling Fixture | Compact Fluorescent |  | Twist | 2 | 15 | Master Bedroom
Wall Mount | Compact Fluorescent |  | Twist | 2 | 15 | Bathroom
Ceiling Fixture | Compact Fluorescent |  | Twist | 1 | 15 | Closet
Chandelier (Hanging) | Incandescent |  | Standard A Lamp | 6 | 60 | Living Room
Table | Compact Fluorescent |  | Twist | 1 | 15 | Living Room
Wall Mount | Compact Fluorescent |  | Twist | 1 | 15 | Hall
Ceiling Fixture | Compact Fluorescent |  | Twist | 2 | 15 | Bedroom
Ceiling Fixture | Linear Fluorescent | 48 | T-8 | 3 | 32 | Laundry Room
Wall Mount | Compact Fluorescent |  | Twist | 2 | 15 | Bathroom
Ceiling Fixture | Compact Fluorescent |  | Twist | 2 | 15 | Bedroom
Ceiling Fixture | Compact Fluorescent |  | Twist | 2 | 15 | Bedroom
Ceiling Fixture | Compact Fluorescent |  | Twist | 1 | 15 | Closet
Wall Mount | Compact Fluorescent |  | Twist | 4 | 15 | Bathroom
Wall Mount | Incandescent |  | Standard A Lamp | 3 | 60 | Bathroom
Ceiling Fixture | Compact Fluorescent |  | Twist | 1 | 15 | Bathroom
Table | Incandescent |  | Standard A Lamp | 1 | 60 | Bedroom
Ceiling Fixture | Incandescent |  | Standard A Lamp | 2 | 60 | Bedroom
Ceiling Fixture | Incandescent |  | Standard A Lamp | 2 | 60 | Bedroom
Table | Incandescent |  | Standard A Lamp | 1 | 40 | Bedroom
Ceiling Fixture | Compact Fluorescent |  | Twist | 2 | 22 | Bedroom
Ceiling Fixture | Linear Fluorescent | 48 | T-12 | 2 | 40 | Bedroom
Ceiling Fan | Incandescent |  | Standard A Lamp | 4 | 60 | Family Room
Track | Compact Fluorescent |  | Reflector | 1 | 15 | Family Room
Ceiling Fixture | Compact Fluorescent |  | Twist | 1 | 22 | Garage
Chandelier (Hanging) | Compact Fluorescent |  | Twist | 3 | 15 | Hall
Ceiling Fixture | Compact Fluorescent |  | Twist | 1 | 15 | Hall
Ceiling Fixture | Linear Fluorescent | 48 | T-5 | 2 | 32 | Kitchen
Floor lamp | Compact Fluorescent |  | Twist | 1 | 22 | Laundry Room
Ceiling Fixture | Compact Fluorescent |  | Twist | 1 | 15 | Laundry Room
Wall Mount | Incandescent |  | Standard A Lamp | 2 | 60 | Bathroom
Table | Compact Fluorescent |  | Twist | 2 | 15 | Bedroom
Chandelier (Hanging) | Incandescent |  | Globe | 5 | 100 | Living Room
Ceiling Fan | Incandescent |  | Standard A Lamp | 1 | 60 | Living Room
Table | Incandescent |  | Standard A Lamp | 1 | 60 | Living Room
Ceiling Fixture | Linear Fluorescent | 120 | T-8 | 2 | 60 | Garage
Chandelier (Hanging) | Incandescent |  | Standard A Lamp | 3 | 100 | Kitchen
Ceiling Fixture | Incandescent |  | Standard A Lamp | 2 | 60 | Laundry Room
Ceiling Fan | Incandescent |  | Standard A Lamp | 3 | 60 | Master Bedroom
Table | Incandescent |  | Standard A Lamp | 1 | 60 | Master Bedroom
Wall Mount | Compact Fluorescent |  | Twist | 3 | 15 | Bathroom
Ceiling Fixture | Incandescent |  | Standard A Lamp | 2 | 60 | Bathroom
Wall Mount | Linear Fluorescent | 24 | T-8 | 2 | 17 | Bathroom
Ceiling Fixture | Incandescent |  | Standard A Lamp | 2 | 40 | Bedroom
Ceiling Fixture | Incandescent |  | Standard A Lamp | 2 | 40 | Bedroom
Table | Compact Fluorescent |  | Twist | 1 | 10 | Bedroom
Ceiling Fixture | Incandescent |  | Standard A Lamp | 2 | 60 | Hall
Ceiling Fixture | Linear Fluorescent | 48 | T-8 | 2 | 32 | Kitchen
Wall Mount | Compact Fluorescent |  | Twist | 1 | 15 | Kitchen
Table | Incandescent |  | Clear | 1 | 60 | Living Room
Ceiling Fixture | Incandescent |  | Standard A Lamp | 2 | 40 | Other
Wall Mount | Incandescent |  | Globe | 3 | 40 | Bathroom
Ceiling Fixture | Incandescent |  | Standard A Lamp | 1 | 60 | Bathroom
Table | Incandescent |  | Standard A Lamp | 2 | 60 | Bedroom
Ceiling Fixture | Incandescent |  | Standard A Lamp | 1 | 60 | Bedroom
Ceiling Fixture | Incandescent |  | Standard A Lamp | 1 | 60 | Other
Ceiling Fixture | Linear Fluorescent | 48 | T-12 | 2 | 40 | Other
Table | Incandescent |  | Reflector | 1 | 40 | Other
Ceiling Fixture | Linear Fluorescent | 48 | T-12 | 1 | 40 | Kitchen
Ceiling Fixture | Linear Fluorescent | 48 | T-8 | 2 | 32 | Kitchen
Ceiling Fixture | Incandescent |  | Standard A Lamp | 1 | 60 | Kitchen
Ceiling Fixture | Linear Fluorescent | 24 | T-12 | 2 | 20 | Kitchen
Ceiling Fixture | Linear Fluorescent | 48 | T-8 | 2 | 32 | Laundry Room
Ceiling Fixture | Incandescent |  | Standard A Lamp | 2 | 60 | Living Room
Floor lamp | Incandescent |  | Standard A Lamp | 1 | 60 | Living Room
Ceiling Fixture | Incandescent |  | Standard A Lamp | 1 | 60 | Bathroom
Ceiling Fixture | Incandescent |  | Standard A Lamp | 1 | 60 | Bathroom
Ceiling Fixture | Incandescent |  | Standard A Lamp | 2 | 60 | Bedroom
Torchiere | Compact Fluorescent |  | Twist | 1 | 22 | Bedroom
Ceiling Fan | Incandescent |  | Decorative | 3 | 40 | Bedroom
Ceiling Fan | Incandescent |  | Standard A Lamp | 1 | 100 | Office
Ceiling Fixture | Incandescent |  | Standard A Lamp | 1 | 75 | Closet
Ceiling Fixture | Incandescent |  | Standard A Lamp | 2 | 60 | Family Room
Table | Incandescent |  | Standard A Lamp | 1 | 60 | Family Room
Exit | Incandescent |  | Standard A Lamp | 2 | 60 | Garage
Ceiling Fixture | Linear Fluorescent | 48 | T-8 | 2 | 32 | Garage
Ceiling Fixture | Incandescent |  | Standard A Lamp | 1 | 60 | Hall
Ceiling Fan | Incandescent |  | Standard A Lamp | 3 | 60 | Kitchen
Architectural | Incandescent |  | Standard A Lamp | 1 | 60 | Kitchen
Ceiling Fixture | Incandescent |  | Standard A Lamp | 3 | 60 | Laundry Room
Ceiling Fixture | Compact Fluorescent |  | Twist | 1 | 22 | Laundry Room
Table | Incandescent |  | Standard A Lamp | 1 | 75 | Living Room
Table | Incandescent |  | Standard A Lamp | 1 | 75 | Living Room
Table | Incandescent |  | Standard A Lamp | 1 | 40 | Living Room
Table | Incandescent |  | Standard A Lamp | 1 | 60 | Master Bedroom
Ceiling Fixture | Incandescent |  | Standard A Lamp | 1 | 75 | Other
Ceiling Fixture | Incandescent |  | Standard A Lamp | 1 | 60 | Other
Ceiling Fixture | Compact Fluorescent |  | Twist | 1 | 40 | Living Room
Ceiling Fan | Compact Fluorescent |  | Twist | 3 | 15 | Living Room
Table | Incandescent |  | Standard A Lamp | 1 | 75 | Living Room
Ceiling Fixture | Incandescent |  | Standard A Lamp | 1 | 75 | Bathroom
Wall Mount | Incandescent |  | Globe | 6 | 40 | Bathroom
Ceiling Fixture | Incandescent |  | Standard A Lamp | 2 | 60 | Bedroom
Ceiling Fixture | Incandescent |  | Standard A Lamp | 1 | 60 | Bedroom
Ceiling Fixture | Incandescent |  | Standard A Lamp | 2 | 60 | Bedroom
Table | Incandescent |  | Standard A Lamp | 1 | 75 | Bedroom
Ceiling Fixture | Incandescent |  | Standard A Lamp | 5 | 60 | Dining Room
Ceiling Fixture | Incandescent |  | Standard A Lamp | 1 | 60 | Hall
Ceiling Fixture | Incandescent |  | Standard A Lamp | 1 | 60 | Hall
Ceiling Fixture | Linear Fluorescent | 48 | Fluorescent Unknown | 2 | 40 | Kitchen
Ceiling Fixture | Compact Fluorescent |  | Twist | 2 | 22 | Kitchen
Ceiling Fixture | Incandescent |  | Standard A Lamp | 1 | 60 | Laundry Room
Wall Mount | Incandescent |  | Globe | 6 | 40 | Bathroom
Ceiling Fixture | Incandescent |  | Standard A Lamp | 1 | 60 | Bathroom
Ceiling Fixture | Incandescent |  | Standard A Lamp | 2 | 60 | Master Bedroom
Ceiling Fixture | Linear Fluorescent | 22 | T-8 | 4 | 16 | Other
Ceiling Fixture | Incandescent |  | Standard A Lamp | 1 | 60 | Other
Ceiling Fan | Incandescent |  | Standard A Lamp | 1 | 60 | Family Room
Ceiling Fixture | Incandescent |  | Standard A Lamp | 1 | 60 | Garage
Ceiling Fixture | Incandescent |  | Standard A Lamp | 1 | 40 | Hall
Ceiling Fixture | Compact Fluorescent |  | Twist | 1 | 15 | Hall
Ceiling Fixture | Linear Fluorescent | 44 | T-8 | 2 | 32 | Kitchen
Ceiling Fixture | Incandescent |  | Standard A Lamp | 2 | 60 | Laundry Room
Ceiling Fan | Incandescent |  | Standard A Lamp | 1 | 60 | Living Room
Torchiere | Incandescent |  | Standard A Lamp | 2 | 40 | Living Room
Table | Compact Fluorescent |  | Straight Tube | 1 | 28 | Living Room
Ceiling Fixture | Compact Fluorescent |  | Twist | 1 | 15 | Bedroom
Table | Incandescent |  | Mini base | 1 | 25 | Bedroom
Wall Mount | Incandescent |  | Globe | 4 | 40 | Bathroom
Ceiling Fixture | Incandescent |  | Standard A Lamp | 2 | 60 | Bedroom
Ceiling Fixture | Incandescent |  | Standard A Lamp | 2 | 60 | Bedroom
Table | Incandescent |  | Mini base | 1 | 25 | Bedroom
Wall Mount | Incandescent |  | Standard A Lamp | 3 | 60 | Bathroom
High bay | Incandescent |  | Standard A Lamp | 2 | 60 | Bathroom
Recessed Can | Incandescent |  | Reflector | 1 | 65 | Bathroom
Ceiling Fixture | Incandescent |  | Standard A Lamp | 3 | 60 | Bathroom
Recessed Can | Incandescent |  | Reflector | 1 | 65 | Bedroom
Table | Incandescent |  | Standard A Lamp | 1 | 60 | Bedroom
Chandelier (Hanging) | Incandescent |  | Globe | 6 | 40 | Dining Room
Wall Mount | Incandescent |  | Globe | 1 | 40 | Dining Room
Table | Incandescent |  | 3-Way Incandescent | 1 | 100 | Dining Room
Ceiling Fixture | Linear Fluorescent | 60 | T-12 | 2 | 40 | Garage
Recessed Can | Incandescent |  | Reflector | 1 | 65 | Kitchen
Table | Incandescent |  | Standard A Lamp | 1 | 100 | Kitchen
Architectural | Linear Fluorescent | 48 | T-8 | 1 | 20 | Kitchen
Ceiling Fixture | Linear Fluorescent | 60 | T-12 | 2 | 40 | Laundry Room
Floor lamp | Incandescent |  | 3-Way Incandescent | 1 | 100 | Living Room
Torchiere | Incandescent |  | 3-Way Incandescent | 1 | 200 | Living Room
Recessed Can | Incandescent |  | Reflector | 1 | 65 | Living Room
Table | Incandescent |  | Standard A Lamp | 1 | 75 | Master Bedroom
Floor lamp | Incandescent |  | Standard A Lamp | 1 | 125 | Master Bedroom
Ceiling Fixture | Incandescent |  | Standard A Lamp | 2 | 60 | Closet
Floor lamp | Incandescent |  | 3-Way Incandescent | 1 | 100 | Office
Table | Incandescent |  | Standard A Lamp | 1 | 60 | Office
Floor lamp | Compact Fluorescent |  | Straight Tube | 1 | 22 | Office
Recessed Can | Incandescent |  | Reflector | 1 | 65 | Office
Recessed Can | Incandescent |  | Reflector | 1 | 65 | Hall
Wall Mount | Incandescent |  | Globe | 3 | 25 | Bathroom
Table | Incandescent |  | Standard A Lamp | 1 | 100 | Bedroom
Chandelier (Hanging) | Incandescent |  | Standard A Lamp | 1 | 60 | Family Room
Table | Incandescent |  | Standard A Lamp | 1 | 150 | Family Room
Wall Mount | Incandescent |  | Standard A Lamp | 2 | 60 | Family Room
Ceiling Fixture | Incandescent |  | Standard A Lamp | 1 | 100 | Other
Wall Mount | Incandescent |  | Globe | 3 | 40 | Bathroom
Other | Incandescent |  | Mini base | 1 | 5 | Bathroom
Ceiling Fan | Incandescent |  | Standard A Lamp | 3 | 60 | Bedroom
Floor lamp | Incandescent |  | Standard A Lamp | 1 | 150 | Bedroom
Floor lamp | Incandescent |  | Standard A Lamp | 2 | 100 | Bedroom
Ceiling Fixture | Incandescent |  | Standard A Lamp | 1 | 90 | Garage
Garage door opener | Incandescent |  | Standard A Lamp | 1 | 100 | Garage
Ceiling Fixture | Incandescent |  | Standard A Lamp | 1 | 60 | Hall
Ceiling Fixture | Incandescent |  | Standard A Lamp | 2 | 60 | Living Room
Ceiling Fan | Incandescent |  | Standard A Lamp | 4 | 60 | Living Room
Table | Incandescent |  | Standard A Lamp | 1 | 60 | Living Room
Floor lamp | Incandescent |  | Standard A Lamp | 2 | 100 | Living Room
Ceiling Fixture | Incandescent |  | Standard A Lamp | 1 | 68 | Living Room
Ceiling Fan | Incandescent |  | Standard A Lamp | 4 | 60 | Kitchen
Ceiling Fixture | Incandescent |  | Standard A Lamp | 1 | 60 | Kitchen
Ceiling Fan | Incandescent |  | Standard A Lamp | 3 | 60 | Bedroom
Table | Incandescent |  | Standard A Lamp | 1 | 100 | Bedroom
Other | Incandescent |  | Mini base | 1 | 5 | Bedroom
Ceiling Fan | Incandescent |  | Standard A Lamp | 3 | 60 | Bedroom
Table | Incandescent |  | Standard A Lamp | 1 | 100 | Bedroom
Recessed Can | Incandescent |  | Standard A Lamp | 1 | 75 | Hall
Ceiling Fixture | Incandescent |  | Standard A Lamp | 1 | 100 | Other
Ceiling Fixture | Incandescent |  | Standard A Lamp | 1 | 75 | Bedroom
Ceiling Fixture | Incandescent |  | Standard A Lamp | 1 | 75 | Bathroom
Ceiling Fixture | Incandescent |  | Standard A Lamp | 1 | 75 | Bathroom
Ceiling Fan | Compact Fluorescent |  | Twist | 3 | 18 | Dining Room
Ceiling Fixture | Incandescent |  | Standard A Lamp | 1 | 75 | Hall
Track | Incandescent |  | Colored | 3 | 60 | Kitchen
Ceiling Fixture | Incandescent |  | Standard A Lamp | 2 | 60 | Laundry Room
Ceiling Fixture | Incandescent |  | Standard A Lamp | 1 | 40 | Living Room
Chandelier (Hanging) | Compact Fluorescent |  | Twist | 1 | 22 | Living Room
Ceiling Fan | Incandescent |  | Standard A Lamp | 1 | 75 | Master Bedroom
Table | Incandescent |  | Standard A Lamp | 1 | 75 | Master Bedroom
Ceiling Fixture | Compact Fluorescent |  | Twist | 1 | 15 | Bathroom
Table | Compact Fluorescent |  | Twist | 1 | 15 | Bedroom
Table | Compact Fluorescent |  | Twist | 3 | 15 | Bedroom
Ceiling Fixture | Compact Fluorescent |  | Twist | 1 | 15 | Bathroom
Ceiling Fixture | Linear Fluorescent | 48 | T-8 | 2 | 32 | Kitchen
Ceiling Fan | Compact Fluorescent |  | Twist | 2 | 22 | Kitchen
Ceiling Fixture | Compact Fluorescent |  | Twist | 3 | 15 | Kitchen
Ceiling Fixture | Compact Fluorescent |  | Twist | 1 | 15 | Kitchen
Ceiling Fixture | Compact Fluorescent |  | Twist | 2 | 15 | Living Room
Wall Mount | Incandescent |  | Standard A Lamp | 2 | 60 | Bathroom
Wall Mount | Incandescent |  | Standard A Lamp | 3 | 60 | Bathroom
Ceiling Fixture | Incandescent |  | Standard A Lamp | 2 | 60 | Bathroom
Table | Incandescent |  | Standard A Lamp | 1 | 60 | Bedroom
Table | Compact Fluorescent |  | Twist | 1 | 15 | Bedroom
Ceiling Fixture | Incandescent |  | Standard A Lamp | 2 | 60 | Bedroom
Ceiling Fixture | Incandescent |  | Standard A Lamp | 2 | 60 | Bedroom
Table | Incandescent |  | Standard A Lamp | 1 | 52 | Bedroom
Ceiling Fan | Incandescent |  | Standard A Lamp | 2 | 60 | Other
Table | Compact Fluorescent |  | Twist | 1 | 22 | Other
Wall Mount | Incandescent |  | Standard A Lamp | 1 | 40 | Bathroom
Wall Mount | Compact Fluorescent |  | Twist | 3 | 15 | Bathroom
Ceiling Fixture | Incandescent |  | Standard A Lamp | 1 | 60 | Closet
Chandelier (Hanging) | Incandescent |  | Standard A Lamp | 8 | 60 | Dining Room
Chandelier (Hanging) | Incandescent |  | Standard A Lamp | 4 | 60 | Other
Ceiling Fixture | Incandescent |  | Standard A Lamp | 1 | 60 | Garage
Garage door opener | Incandescent |  | Standard A Lamp | 2 | 100 | Garage
Ceiling Fixture | Incandescent |  | Standard A Lamp | 2 | 60 | Hall
Wall Mount | Incandescent |  | Standard A Lamp | 1 | 60 | Hall
Recessed Can | Incandescent |  | Reflector | 1 | 65 | Kitchen
Architectural | Halogen |  | Other | 7 | 20 | Kitchen
Other | Compact Fluorescent |  | Twist | 1 | 15 | Kitchen
Ceiling Fixture | Compact Fluorescent |  | Twist | 3 | 15 | Laundry Room
Architectural | Linear Fluorescent | 12 | T-4 | 1 | 16 | Laundry Room
Wall Mount | Incandescent |  | Decorative | 1 | 60 | Closet
Table | Compact Fluorescent |  | Twist | 1 | 22 | Living Room
Recessed Can | Incandescent |  | Reflector | 1 | 75 | Living Room
Ceiling Fan | Incandescent |  | Standard A Lamp | 2 | 100 | Living Room
Table | Compact Fluorescent |  | Twist | 1 | 22 | Master Bedroom
Wall Mount | Incandescent |  | Standard A Lamp | 4 | 60 | Bathroom
Recessed Can | Incandescent |  | Standard A Lamp | 1 | 100 | Bathroom
Ceiling Fixture | Incandescent |  | Standard A Lamp | 1 | 60 | Bathroom
Ceiling Fan | Incandescent |  | Standard A Lamp | 2 | 60 | Office
Floor lamp | Compact Fluorescent |  | Twist | 1 | 15 | Office
Ceiling Fixture | Incandescent |  | Standard A Lamp | 1 | 60 | Closet
Ceiling Fixture | Incandescent |  | Standard A Lamp | 1 | 60 | Closet
Ceiling Fixture | Incandescent |  | Standard A Lamp | 2 | 60 | Other
Other | Incandescent |  | Standard A Lamp | 1 | 40 | Other
Wall Mount | Halogen |  | Quartz Tube | 3 | 30 | Bathroom
Ceiling Fixture | Incandescent |  | Standard A Lamp | 1 | 60 | Bathroom
Ceiling Fixture | Incandescent |  | Standard A Lamp | 1 | 60 | Bedroom
Table | Compact Fluorescent |  | Pin base | 1 | 15 | Bedroom
Ceiling Fixture | Compact Fluorescent |  | Twist | 2 | 15 | Master Bedroom
Table | Incandescent |  | Standard A Lamp | 1 | 40 | Master Bedroom
Chandelier (Hanging) | Incandescent |  | Globe | 1 | 75 | Dining Room
Ceiling Fixture | Halogen |  | Quartz Tube | 1 | 30 | Closet
Ceiling Fixture | Halogen |  | PAR | 3 | 100 | Kitchen
Torchiere | Halogen |  | MR | 1 | 30 | Living Room
Wall Mount | Incandescent |  | Decorative | 1 | 40 | Living Room
Ceiling Fixture | Compact Fluorescent |  | A shape bulb | 1 | 22 | Master Bedroom
Floor lamp | Compact Fluorescent |  | A shape bulb | 1 | 15 | Master Bedroom
Ceiling Fixture | Compact Fluorescent |  | A shape bulb | 1 | 15 | Bathroom
Ceiling Fixture | Compact Fluorescent |  | A shape bulb | 1 | 22 | Office
Ceiling Fixture | Compact Fluorescent |  | Globe | 1 | 15 | Other
Ceiling Fixture | Halogen |  | Quartz Tube | 1 | 30 | Hall
Ceiling Fixture | Incandescent |  | Standard A Lamp | 1 | 60 | Hall
Ceiling Fixture | Incandescent |  | Standard A Lamp | 1 | 75 | Bedroom
Table | Incandescent |  | Standard A Lamp | 1 | 100 | Bedroom
Ceiling Fixture | Incandescent |  | Standard A Lamp | 1 | 75 | Bedroom
Table | Incandescent |  | Standard A Lamp | 1 | 75 | Bedroom
Table | Incandescent |  | Standard A Lamp | 1 | 75 | Master Bedroom
Wall Mount | Incandescent |  | Standard A Lamp | 2 | 60 | Bathroom
Ceiling Fixture | Incandescent |  | Heat Lamp | 2 | 125 | Bathroom
Chandelier (Hanging) | Incandescent |  | Decorative | 8 | 25 | Dining Room
Low bay | Linear Fluorescent | 48 | T-12 | 2 | 40 | Garage
Garage door opener | Incandescent |  | Standard A Lamp | 1 | 75 | Garage
Ceiling Fixture | Incandescent |  | Standard A Lamp | 1 | 75 | Hall
Ceiling Fixture | Incandescent |  | Standard A Lamp | 2 | 75 | Other
Table | Incandescent |  | Standard A Lamp | 1 | 100 | Other
Ceiling Fixture | Linear Fluorescent | 48 | T-12 | 2 | 40 | Kitchen
Ceiling Fan | Incandescent |  | Decorative | 4 | 40 | Living Room
Table | Incandescent |  | Standard A Lamp | 1 | 75 | Living Room
Ceiling Fixture | Linear Fluorescent | 36 | T-12 | 2 | 32 | Bathroom
Ceiling Fixture | Incandescent |  | Standard A Lamp | 1 | 75 | Closet
Wall Mount | Incandescent |  | Standard A Lamp | 4 | 60 | Bathroom
Ceiling Fixture | Compact Fluorescent |  | Twist | 2 | 15 | Bedroom
Ceiling Fixture | Incandescent |  | Standard A Lamp | 1 | 60 | Bedroom
Chandelier (Hanging) | Compact Fluorescent |  | Twist | 1 | 15 | Hall
Floor lamp | Incandescent |  | Standard A Lamp | 2 | 60 | Garage
Ceiling Fixture | Compact Fluorescent |  | Twist | 1 | 15 | Garage
Chandelier (Hanging) | Incandescent |  | Standard A Lamp | 1 | 40 | Garage
Ceiling Fixture | Compact Fluorescent |  | Twist | 1 | 15 | Hall
Track | Compact Fluorescent |  | Twist | 3 | 15 | Kitchen
Chandelier (Hanging) | Incandescent |  | Standard A Lamp | 4 | 60 | Kitchen
Ceiling Fixture | Compact Fluorescent |  | Twist | 2 | 15 | Laundry Room
Ceiling Fan | Compact Fluorescent |  | Twist | 3 | 15 | Living Room
Ceiling Fixture | Incandescent |  | Standard A Lamp | 1 | 60 | Closet
Wall Mount | Incandescent |  | Reflector | 3 | 40 | Bathroom
Ceiling Fixture | Compact Fluorescent |  | Twist | 2 | 15 | Bedroom
Table | Halogen |  | Quartz Tube | 1 | 100 | Bedroom
Wall Mount | Incandescent |  | Standard A Lamp | 3 | 60 | Bathroom
Ceiling Fixture | Incandescent |  | Heat Lamp | 1 | 150 | Bathroom
Track | Incandescent |  | Standard A Lamp | 4 | 60 | Bathroom
Ceiling Fixture | Compact Fluorescent |  | Twist | 2 | 15 | Bedroom
Table | Incandescent |  | Globe | 1 | 75 | Bedroom
Other | Incandescent |  | Standard A Lamp | 1 | 100 | Bedroom
Table | Incandescent |  | Mini base | 1 | 25 | Bedroom
Ceiling Fixture | Incandescent |  | Standard A Lamp | 1 | 60 | Garage
Ceiling Fixture | Linear Fluorescent | 60 | T-12 | 2 | 40 | Garage
Recessed Can | Incandescent |  | Reflector | 1 | 65 | Hall
Recessed Can | Incandescent |  | Reflector | 1 | 65 | Kitchen
Recessed Can | Incandescent |  | Reflector | 1 | 60 | Laundry Room
Ceiling Fan | Incandescent |  | Standard A Lamp | 4 | 60 | Living Room
Table | Incandescent |  | Standard A Lamp | 1 | 60 | Living Room
Floor lamp | Incandescent |  | Standard A Lamp | 1 | 75 | Living Room
Wall Mount | Incandescent |  | Standard A Lamp | 4 | 60 | Bathroom
Ceiling Fan | Incandescent |  | Standard A Lamp | 2 | 60 | Master Bedroom
Ceiling Fixture | Incandescent |  | Standard A Lamp | 2 | 60 | Office
Ceiling Fixture | Incandescent |  | Standard A Lamp | 1 | 75 | Bedroom
Table | Incandescent |  | Mini base | 1 | 25 | Bedroom
Table | Compact Fluorescent |  | Twist | 1 | 15 | Bedroom
Ceiling Fan | Compact Fluorescent |  | Twist | 1 | 15 | Living Room
Table | Compact Fluorescent |  | Twist | 1 | 15 | Living Room
Table | Compact Fluorescent |  | Twist | 1 | 28 | Living Room
Ceiling Fixture | Compact Fluorescent |  | Twist | 2 | 22 | Kitchen
Ceiling Fixture | Compact Fluorescent |  | Twist | 1 | 22 | Laundry Room
Ceiling Fixture | Compact Fluorescent |  | Twist | 2 | 15 | Bedroom
Wall Mount | Compact Fluorescent |  | Twist | 2 | 22 | Bathroom
Ceiling Fixture | Compact Fluorescent |  | Twist | 2 | 15 | Bedroom
Wall Mount | Compact Fluorescent |  | Twist | 1 | 22 | Hall
Ceiling Fixture | Incandescent |  | Globe | 1 | 40 | Other
Ceiling Fixture | Compact Fluorescent |  | Twist | 1 | 15 | Other
Wall Mount | Incandescent |  | Globe | 6 | 25 | Bathroom
Ceiling Fixture | Compact Fluorescent |  | Twist | 1 | 13 | Bedroom
Ceiling Fixture | Compact Fluorescent |  | Twist | 1 | 13 | Office
Ceiling Fan | Compact Fluorescent |  | Twist | 4 | 13 | Dining Room
Ceiling Fixture | Linear Fluorescent | 36 | T-12 | 2 | 40 | Garage
Garage door opener | Incandescent |  | Standard A Lamp | 1 | 60 | Garage
Ceiling Fixture | Compact Fluorescent |  | Twist | 1 | 13 | Kitchen
Wall Mount | Compact Fluorescent |  | Twist | 1 | 13 | Kitchen
Ceiling Fan | Compact Fluorescent |  | A shape bulb | 4 | 13 | Living Room
Chandelier (Hanging) | Incandescent |  | Globe | 3 | 5 | Living Room
Floor lamp | Incandescent |  | Globe | 1 | 60 | Living Room
Wall Mount | Incandescent |  | Globe | 3 | 25 | Bathroom
Ceiling Fixture | Compact Fluorescent |  | Twist | 1 | 13 | Master Bedroom
Floor lamp | Compact Fluorescent |  | Twist | 1 | 13 | Master Bedroom
Ceiling Fixture | Compact Fluorescent |  | Twist | 1 | 13 | Hall
Wall Mount | Incandescent |  | Standard A Lamp | 4 | 40 | Bathroom
Ceiling Fixture | Incandescent |  | Standard A Lamp | 1 | 60 | Bathroom
Ceiling Fan | Incandescent |  | Standard A Lamp | 3 | 60 | Bedroom
Table | Compact Fluorescent |  | Twist | 1 | 15 | Bedroom
Ceiling Fan | Incandescent |  | Standard A Lamp | 3 | 40 | Bedroom
Floor lamp | Incandescent |  | Standard A Lamp | 1 | 60 | Bedroom
Ceiling Fixture | Incandescent |  | Globe | 2 | 60 | Bedroom
Ceiling Fixture | Compact Fluorescent |  | Twist | 1 | 15 | Bedroom
Ceiling Fixture | Linear Fluorescent | 48 | T-12 | 2 | 40 | Garage
Garage door opener | Incandescent |  | Standard A Lamp | 1 | 60 | Garage
Ceiling Fixture | Incandescent |  | Standard A Lamp | 1 | 60 | Hall
Ceiling Fixture | Linear Fluorescent | 48 | T-12 | 2 | 40 | Kitchen
Recessed - other | Incandescent |  | Standard A Lamp | 1 | 60 | Kitchen
Ceiling Fixture | Compact Fluorescent |  | Twist | 1 | 15 | Kitchen
Chandelier (Hanging) | Incandescent |  | Standard A Lamp | 5 | 60 | Kitchen
Ceiling Fixture | Compact Fluorescent |  | Twist | 1 | 15 | Living Room
Ceiling Fixture | Incandescent |  | Standard A Lamp | 2 | 60 | Laundry Room
Ceiling Fan | Incandescent |  | Standard A Lamp | 1 | 60 | Bedroom
Wall Mount | Incandescent |  | Standard A Lamp | 1 | 75 | Bedroom
Table | Incandescent |  | Standard A Lamp | 1 | 75 | Bedroom
Wall Mount | Incandescent |  | Globe | 4 | 40 | Bathroom
Ceiling Fixture | Incandescent |  | Standard A Lamp | 1 | 60 | Bathroom
Chandelier (Hanging) | Halogen |  | Quartz Tube | 5 | 100 | Dining Room
Wall Mount | Compact Fluorescent |  | Twist | 1 | 15 | Hall
Ceiling Fixture | Incandescent |  | Standard A Lamp | 1 | 100 | Garage
Ceiling Fixture | Incandescent |  | Standard A Lamp | 1 | 75 | Hall
Wall Mount | Incandescent |  | Standard A Lamp | 1 | 75 | Laundry Room
Table | Incandescent |  | Standard A Lamp | 1 | 100 | Living Room
Wall Mount | Incandescent |  | Standard A Lamp | 1 | 60 | Living Room
Torchiere | Halogen |  | Quartz Tube | 1 | 100 | Master Bedroom
Wall Mount | Incandescent |  | Standard A Lamp | 1 | 60 | Master Bedroom
Wall Mount | Incandescent |  | Standard A Lamp | 1 | 75 | Bathroom
Ceiling Fan | Incandescent |  | Reflector | 2 | 150 | Bathroom
Ceiling Fan | Incandescent |  | Standard A Lamp | 1 | 60 | Office
Wall Mount | Incandescent |  | Standard A Lamp | 1 | 75 | Office
Ceiling Fan | Incandescent |  | Standard A Lamp | 1 | 60 | Kitchen
Wall Mount | Halogen |  | Quartz Tube | 4 | 100 | Kitchen
Wall Mount | Halogen |  | Quartz Tube | 1 | 100 | Kitchen
Wall Mount | Incandescent |  | Standard A Lamp | 3 | 60 | Bathroom
Ceiling Fixture | Incandescent |  | Standard A Lamp | 1 | 60 | Bathroom
Ceiling Fixture | Incandescent |  | Standard A Lamp | 2 | 60 | Family Room
Ceiling Fixture | Incandescent |  | Standard A Lamp | 2 | 60 | Closet
Chandelier (Hanging) | Incandescent |  | Globe | 1 | 65 | Kitchen
Ceiling Fixture | Linear Fluorescent | 48 | T-8 | 4 | 32 | Kitchen
Ceiling Fan | Incandescent |  | Clear | 4 | 60 | Living Room
Table | Incandescent |  | Standard A Lamp | 1 | 60 | Living Room
Ceiling Fixture | Incandescent |  | Standard A Lamp | 2 | 60 | Master Bedroom
Table | Incandescent |  | Standard A Lamp | 1 | 60 | Master Bedroom
Ceiling Fixture | Incandescent |  | Standard A Lamp | 2 | 60 | Office
Table | Incandescent |  | Standard A Lamp | 1 | 60 | Office
Wall Mount | Incandescent |  | Standard A Lamp | 2 | 60 | Bathroom
Ceiling Fixture | Incandescent |  | Standard A Lamp | 1 | 60 | Bedroom
Table | Compact Fluorescent |  | Twist | 1 | 15 | Bedroom
Ceiling Fixture | Incandescent |  | Standard A Lamp | 1 | 60 | Bedroom
Ceiling Fixture | Incandescent |  | Standard A Lamp | 1 | 60 | Hall
Ceiling Fan | Incandescent |  | Standard A Lamp | 3 | 40 | Kitchen
Ceiling Fixture | Incandescent |  | Standard A Lamp | 1 | 40 | Kitchen
Ceiling Fixture | Incandescent |  | Decorative | 3 | 60 | Kitchen
Floor lamp | Incandescent |  | Standard A Lamp | 1 | 60 | Living Room
Ceiling Fixture | Incandescent |  | Standard A Lamp | 2 | 40 | Bathroom
Wall Mount | Incandescent |  | Standard A Lamp | 3 | 60 | Bathroom
Ceiling Fixture | Incandescent |  | Standard A Lamp | 1 | 60 | Bathroom
Wall Mount | Incandescent |  | Mini base | 1 | 15 | Bedroom
Table | Incandescent |  | Mini base | 3 | 15 | Bedroom
Ceiling Fixture | Incandescent |  | Standard A Lamp | 1 | 15 | Bedroom
Ceiling Fixture | Incandescent |  | Mini base | 2 | 25 | Closet
Ceiling Fixture | Incandescent |  | Standard A Lamp | 1 | 60 | Hall
Chandelier (Hanging) | Incandescent |  | Decorative | 5 | 40 | Kitchen
Table | Incandescent |  | Standard A Lamp | 1 | 15 | Kitchen
Ceiling Fixture | Halogen |  | PAR | 3 | 75 | Kitchen
Table | Incandescent |  | Standard A Lamp | 1 | 60 | Kitchen
Recessed - other | Incandescent |  | Standard A Lamp | 1 | 60 | Kitchen
Chandelier (Hanging) | Incandescent |  | Standard A Lamp | 1 | 40 | Kitchen
Wall Mount | Incandescent |  | Decorative | 1 | 40 | Kitchen
Ceiling Fixture | Incandescent |  | Standard A Lamp | 1 | 40 | Laundry Room
Table | Incandescent |  | Standard A Lamp | 1 | 60 | Living Room
Table | Compact Fluorescent |  | Twist | 1 | 15 | Living Room
Ceiling Fan | Incandescent |  | Decorative | 3 | 40 | Living Room
Recessed Can | Incandescent |  | Globe | 1 | 25 | Living Room
Chandelier (Hanging) | Incandescent |  | Standard A Lamp | 1 | 60 | Living Room
Table | Incandescent |  | Standard A Lamp | 1 | 60 | Bedroom
Floor lamp | Incandescent |  | Standard A Lamp | 2 | 60 | Office
Ceiling Fixture | Linear Fluorescent | 48 | T-12 | 2 | 25 | Other
Recessed Can | Incandescent |  | Reflector | 1 | 65 | Bathroom
Ceiling Fixture | Incandescent |  | Standard A Lamp | 2 | 40 | Bathroom
Ceiling Fixture | Incandescent |  | Standard A Lamp | 1 | 60 | Bathroom
Wall Mount | Halogen |  | MR | 1 | 50 | Bathroom
Wall Mount | Halogen |  | MR | 1 | 50 | Bathroom
Ceiling Fixture | Incandescent |  | Standard A Lamp | 1 | 60 | Bathroom
Table | Halogen |  | MR | 1 | 100 | Master Bedroom
Floor lamp | Incandescent |  | 3-Way Incandescent | 1 | 100 | Master Bedroom
Table | Compact Fluorescent |  | Twist | 1 | 22 | Master Bedroom
Recessed Can | Incandescent |  | Reflector | 1 | 65 | Bedroom
Table | Incandescent |  | Standard A Lamp | 1 | 100 | Bedroom
Recessed Can | Incandescent |  | Reflector | 1 | 65 | Bedroom
Table | Incandescent |  | Decorative | 1 | 100 | Bedroom
Floor lamp | Incandescent |  | Standard A Lamp | 1 | 60 | Bedroom
Low bay | Linear Fluorescent | 48 | T-12 | 2 | 40 | Closet
Ceiling Fixture | Linear Fluorescent | 48 | T-12 | 2 | 40 | Closet
Recessed Can | Incandescent |  | Reflector | 1 | 65 | Office
Table | Incandescent |  | Other | 1 | 60 | Office
Floor lamp | Compact Fluorescent |  | Twist | 1 | 22 | Office
Table | Incandescent |  | Standard A Lamp | 1 | 60 | Office
Recessed Can | Incandescent |  | Reflector | 1 | 65 | Dining Room
Ceiling Fan | Compact Fluorescent |  | Circline (Screw Base) | 1 | 28 | Dining Room
Chandelier (Hanging) | Incandescent |  | Globe | 5 | 60 | Dining Room
Ceiling Fixture | Linear Fluorescent | 48 | T-8 | 4 | 32 | Garage
Recessed Can | Incandescent |  | Reflector | 1 | 65 | Hall
Chandelier (Hanging) | Halogen |  | Other | 1 | 50 | Hall
Recessed Can | Incandescent |  | Reflector | 1 | 65 | Hall
Architectural | Linear Fluorescent | 22 | T-12 | 1 | 20 | Hall
Architectural | Linear Fluorescent | 34 | T-12 | 1 | 30 | Hall
Architectural | Linear Fluorescent | 12 | T-12 | 1 | 16 | Hall
Ceiling Fixture | Linear Fluorescent | 48 | T-12 | 2 | 40 | Laundry Room
Recessed Can | Incandescent |  | Reflector | 1 | 65 | Living Room
Ceiling Fan | Compact Fluorescent |  | Circline (Screw Base) | 1 | 36 | Living Room
Floor lamp | Incandescent |  | Mini base | 5 | 40 | Living Room
Floor lamp | Halogen |  | Quartz Tube | 1 | 300 | Living Room
Other | Incandescent |  | Other | 3 | 25 | Living Room
Ceiling Fixture | Incandescent |  | Standard A Lamp | 1 | 100 | Bathroom
Table | Compact Fluorescent |  | Twist | 1 | 22 | Bedroom
Ceiling Fixture | Linear Fluorescent | 48 | Fluorescent Other | 2 | 32 | Bedroom
Other | Other |  | LED Interior | 1 | 30 | Bedroom
Table | Compact Fluorescent |  | Twist | 1 | 22 | Bedroom
Ceiling Fixture | Linear Fluorescent | 48 | Fluorescent Other | 2 | 32 | Other
Ceiling Fixture | Other |  | LED Interior | 1 | 30 | Other
Wall Mount | Linear Fluorescent | 48 | Fluorescent Other | 1 | 32 | Other
Ceiling Fixture | Compact Fluorescent |  | Circline (Screw Base) | 1 | 22 | Other
Chandelier (Hanging) | Compact Fluorescent |  | Twist | 1 | 28 | Garage
Ceiling Fixture | Compact Fluorescent |  | Twist | 1 | 22 | Hall
Ceiling Fixture | Compact Fluorescent |  | Twist | 1 | 15 | Hall
Ceiling Fixture | Compact Fluorescent |  | Twist | 5 | 15 | Kitchen
Ceiling Fixture | Linear Fluorescent | 48 | Fluorescent Other | 2 | 32 | Kitchen
Torchiere | Compact Fluorescent |  | Twist | 2 | 22 | Living Room
Ceiling Fixture | Compact Fluorescent |  | Twist | 5 | 15 | Living Room
Ceiling Fixture | Linear Fluorescent | 48 | Fluorescent Other | 2 | 32 | Bedroom
Wall Mount | Incandescent |  | Decorative | 4 | 40 | Bathroom
Ceiling Fixture | Incandescent |  | Standard A Lamp | 2 | 60 | Bedroom
Table | Incandescent |  | Standard A Lamp | 1 | 60 | Bedroom
Table | Incandescent |  | Standard A Lamp | 1 | 75 | Bedroom
Ceiling Fixture | Compact Fluorescent |  | Twist | 3 | 15 | Dining Room
Recessed Can | Incandescent |  | Reflector | 1 | 65 | Bathroom
Wall Mount | Incandescent |  | Standard A Lamp | 2 | 60 | Bathroom
Recessed Can | Incandescent |  | Reflector | 1 | 65 | Bedroom
Table | Incandescent |  | Standard A Lamp | 1 | 60 | Bedroom
Recessed Can | Incandescent |  | Reflector | 1 | 65 | Bedroom
Recessed Can | Incandescent |  | Standard A Lamp | 1 | 65 | Family Room
Ceiling Fixture | Incandescent |  | Standard A Lamp | 1 | 60 | Hall
Recessed Can | Incandescent |  | Reflector | 1 | 65 | Laundry Room
Ceiling Fixture | Incandescent |  | Standard A Lamp | 1 | 75 | Other
Ceiling Fixture | Incandescent |  | Standard A Lamp | 1 | 75 | Garage
Ceiling Fixture | Compact Fluorescent |  | Twist | 3 | 15 | Kitchen
Recessed Can | Incandescent |  | Standard A Lamp | 1 | 65 | Living Room
Table | Incandescent |  | Standard A Lamp | 1 | 75 | Living Room
Wall Mount | Incandescent |  | Standard A Lamp | 1 | 60 | Living Room
Ceiling Fan | Incandescent |  | Decorative | 3 | 40 | Living Room
Table | Incandescent |  | Standard A Lamp | 1 | 100 | Living Room
Floor lamp | Incandescent |  | Standard A Lamp | 1 | 100 | Living Room
Recessed Can | Incandescent |  | Reflector | 1 | 65 | Living Room
Ceiling Fixture | Incandescent |  | Standard A Lamp | 1 | 60 | Hall
Chandelier (Hanging) | Incandescent |  | Standard A Lamp | 5 | 40 | Living Room
Recessed Can | Incandescent |  | Reflector | 1 | 65 | Living Room
Table | Incandescent |  | Standard A Lamp | 1 | 40 | Living Room
Wall Mount | Other |  | LED Interior | 3 | 1 | Living Room
Ceiling Fixture | Incandescent |  | Standard A Lamp | 2 | 60 | Bathroom
Chandelier (Hanging) | Incandescent |  | Standard A Lamp | 1 | 60 | Dining Room
Ceiling Fan | Incandescent |  | Mini base | 3 | 40 | Hall
Ceiling Fixture | Incandescent |  | Standard A Lamp | 2 | 60 | Hall
Recessed Can | Incandescent |  | Reflector | 1 | 65 | Family Room
Ceiling Fixture | Incandescent |  | Standard A Lamp | 1 | 60 | Closet
Ceiling Fixture | Incandescent |  | Reflector | 1 | 65 | Kitchen
Other | Incandescent |  | Other | 1 | 20 | Kitchen
Ceiling Fixture | Incandescent |  | Standard A Lamp | 2 | 60 | Office
Wall Mount | Incandescent |  | Globe | 3 | 60 | Bathroom
Recessed - other | Compact Fluorescent |  | Twist | 1 | 13 | Bathroom
Ceiling Fixture | Incandescent |  | Standard A Lamp | 2 | 60 | Hall
Ceiling Fixture | Compact Fluorescent |  | Twist | 1 | 13 | Laundry Room
Ceiling Fixture | Compact Fluorescent |  | Twist | 1 | 23 | Laundry Room
Wall Mount | Incandescent |  | Globe | 3 | 40 | Bathroom
Ceiling Fixture | Incandescent |  | Standard A Lamp | 1 | 40 | Bathroom
Recessed Can | Compact Fluorescent |  | Twist | 1 | 13 | Bathroom
Table | Incandescent |  | Standard A Lamp | 1 | 40 | Master Bedroom
Ceiling Fan | Incandescent |  | Standard A Lamp | 3 | 60 | Master Bedroom
Ceiling Fixture | Compact Fluorescent |  | Twist | 2 | 15 | Closet
Ceiling Fan | Compact Fluorescent |  | Twist | 1 | 13 | Bedroom
Table | Compact Fluorescent |  | Twist | 1 | 13 | Bedroom
Ceiling Fixture | Incandescent |  | Standard A Lamp | 1 | 60 | Closet
Ceiling Fan | Compact Fluorescent |  | Twist | 1 | 15 | Bedroom
Table | Compact Fluorescent |  | Twist | 1 | 13 | Bedroom
Ceiling Fixture | Incandescent |  | Standard A Lamp | 1 | 60 | Closet
Ceiling Fixture | Incandescent |  | Standard A Lamp | 1 | 60 | Bedroom
Wall Mount | Incandescent |  | Globe | 2 | 40 | Bathroom
Ceiling Fixture | Incandescent |  | Standard A Lamp | 2 | 60 | Bedroom
Table | Compact Fluorescent |  | Twist | 1 | 15 | Bedroom
Recessed Can | Incandescent |  | Reflector | 1 | 65 | Family Room
Wall Mount | Incandescent |  | Standard A Lamp | 1 | 60 | Hall
Ceiling Fixture | Compact Fluorescent |  | Twist | 2 | 19 | Hall
Ceiling Fixture | Compact Fluorescent |  | Twist | 1 | 13 | Closet
Ceiling Fixture | Linear Fluorescent | 48 | T-12 | 2 | 40 | Office
Ceiling Fixture | Linear Fluorescent | 48 | T-12 | 1 | 40 | Office
Ceiling Fixture | Incandescent |  | Standard A Lamp | 1 | 200 | Garage
Ceiling Fixture | Incandescent |  | Standard A Lamp | 1 | 60 | Garage
Garage door opener | Incandescent |  | Standard A Lamp | 1 | 60 | Garage
Garage door opener | Incandescent |  | Clear | 1 | 40 | Garage
Ceiling Fan | Incandescent |  | Standard A Lamp | 1 | 60 | Bedroom
Wall Mount | Incandescent |  | Decorative | 1 | 60 | Bedroom
Ceiling Fixture | Halogen |  | MR | 3 | 75 | Bathroom
Chandelier (Hanging) | Incandescent |  | Clear | 3 | 60 | Dining Room
Recessed Can | Incandescent |  | Reflector | 1 | 65 | Kitchen
Ceiling Fan | Incandescent |  | Standard A Lamp | 1 | 60 | Living Room
Ceiling Fixture | Incandescent |  | Standard A Lamp | 2 | 60 | Bedroom
Wall Mount | Incandescent |  | Standard A Lamp | 2 | 60 | Bedroom
Table | Incandescent |  | Mini base | 1 | 40 | Bedroom
Ceiling Fixture | Incandescent |  | Standard A Lamp | 2 | 60 | Bedroom
Table | Incandescent |  | Standard A Lamp | 1 | 60 | Bedroom
Wall Mount | Incandescent |  | Standard A Lamp | 1 | 40 | Bathroom
Ceiling Fan | Incandescent |  | Standard A Lamp | 1 | 60 | Bathroom
Wall Mount | Incandescent |  | Standard A Lamp | 1 | 60 | Closet
Wall Mount | Incandescent |  | Standard A Lamp | 1 | 60 | Closet
Ceiling Fixture | Incandescent |  | Standard A Lamp | 1 | 60 | Garage
Ceiling Fixture | Incandescent |  | Standard A Lamp | 2 | 60 | Hall
Ceiling Fixture | Incandescent |  | Standard A Lamp | 2 | 60 | Kitchen
Recessed Can | Incandescent |  | Reflector | 1 | 65 | Kitchen
Ceiling Fixture | Incandescent |  | Standard A Lamp | 2 | 60 | Bathroom
Ceiling Fixture | Incandescent |  | Standard A Lamp | 2 | 60 | Office
Table | Halogen |  | Quartz Tube | 1 | 50 | Office
Ceiling Fixture | Incandescent |  | Standard A Lamp | 2 | 60 | Living Room
Table | Incandescent |  | Standard A Lamp | 1 | 60 | Living Room
Wall Mount | Incandescent |  | Globe | 4 | 40 | Bathroom
Ceiling Fixture | Incandescent |  | Standard A Lamp | 2 | 60 | Bedroom
Ceiling Fixture | Incandescent |  | Standard A Lamp | 2 | 60 | Bedroom
Table | Compact Fluorescent |  | Twist | 1 | 15 | Bedroom
Ceiling Fixture | Incandescent |  | Standard A Lamp | 2 | 60 | Closet
Chandelier (Hanging) | Incandescent |  | Standard A Lamp | 5 | 60 | Dining Room
Ceiling Fan | Incandescent |  | Mini base | 4 | 60 | Garage
Torchiere | Compact Fluorescent |  | Twist | 1 | 15 | Garage
Floor lamp | Incandescent |  | Standard A Lamp | 1 | 52 | Garage
Ceiling Fixture | Incandescent |  | Standard A Lamp | 2 | 60 | Hall
Ceiling Fixture | Compact Fluorescent |  | Twist | 2 | 15 | Laundry Room
Ceiling Fan | Incandescent |  | Standard A Lamp | 4 | 60 | Living Room
Ceiling Fixture | Incandescent |  | Standard A Lamp | 2 | 60 | Living Room
Wall Mount | Incandescent |  | Globe | 4 | 60 | Bathroom
Floor lamp | Compact Fluorescent |  | Twist | 1 | 15 | Master Bedroom
Table | Compact Fluorescent |  | Twist | 1 | 15 | Master Bedroom
Recessed Can | Incandescent |  | Reflector | 1 | 65 | Kitchen
Wall Mount | Incandescent |  | Globe | 8 | 40 | Bathroom
Recessed Can | Incandescent |  | Standard A Lamp | 1 | 65 | Bathroom
Recessed Can | Incandescent |  | Reflector | 1 | 75 | Hall
Recessed Can | Incandescent |  | Reflector | 1 | 45 | Bathroom
Table | Compact Fluorescent |  | Twist | 1 | 22 | Bathroom
Ceiling Fixture | Incandescent |  | Standard A Lamp | 1 | 60 | Bedroom
Table | Incandescent |  | Standard A Lamp | 1 | 75 | Bedroom
Recessed Can | Incandescent |  | Reflector | 1 | 45 | Bedroom
Recessed Can | Incandescent |  | Reflector | 1 | 45 | Bedroom
Ceiling Fixture | Incandescent |  | Standard A Lamp | 2 | 60 | Bedroom
Table | Incandescent |  | Standard A Lamp | 1 | 75 | Bedroom
Table | Incandescent |  | Standard A Lamp | 2 | 75 | Bedroom
Table | Incandescent |  | Standard A Lamp | 1 | 150 | Bedroom
Ceiling Fixture | Incandescent |  | Standard A Lamp | 1 | 100 | Other
Recessed Can | Incandescent |  | Reflector | 1 | 75 | Other
Table | Incandescent |  | Standard A Lamp | 1 | 40 | Other
Table | Compact Fluorescent |  | Twist | 2 | 22 | Other
Recessed Can | Incandescent |  | Reflector | 1 | 45 | Hall
Recessed Can | Incandescent |  | Reflector | 1 | 45 | Hall
Ceiling Fixture | Incandescent |  | Standard A Lamp | 2 | 60 | Family Room
Track | Incandescent |  | Reflector | 4 | 40 | Family Room
Table | Compact Fluorescent |  | Twist | 1 | 22 | Family Room
Track | Incandescent |  | Reflector | 2 | 40 | Family Room
Table | Incandescent |  | Standard A Lamp | 1 | 60 | Family Room
Ceiling Fixture | Incandescent |  | Standard A Lamp | 1 | 100 | Garage
Garage door opener | Incandescent |  | Standard A Lamp | 1 | 60 | Garage
Ceiling Fixture | Incandescent |  | Standard A Lamp | 2 | 60 | Hall
Table | Compact Fluorescent |  | Twist | 1 | 22 | Hall
Recessed Can | Incandescent |  | Reflector | 1 | 65 | Kitchen
Ceiling Fixture | Incandescent |  | Standard A Lamp | 1 | 60 | Kitchen
Recessed Can | Incandescent |  | Reflector | 1 | 75 | Living Room
Chandelier (Hanging) | Incandescent |  | Decorative | 5 | 60 | Living Room
Table | Incandescent |  | Standard A Lamp | 1 | 200 | Living Room
Wall Mount | Incandescent |  | Globe | 8 | 40 | Bathroom
Table | Compact Fluorescent |  | Twist | 1 | 22 | Bathroom
Ceiling Fixture | Incandescent |  | Standard A Lamp | 1 | 60 | Bathroom
Table | Compact Fluorescent |  | Twist | 1 | 22 | Master Bedroom
Recessed Can | Incandescent |  | Reflector | 1 | 75 | Master Bedroom
Ceiling Fixture | Incandescent |  | Standard A Lamp | 1 | 60 | Other
Recessed Can | Incandescent |  | Reflector | 1 | 45 | Hall
Ceiling Fixture | Incandescent |  | Standard A Lamp | 1 | 60 | Hall
Wall Mount | Incandescent |  | Standard A Lamp | 1 | 75 | Other
Table | Incandescent |  | Standard A Lamp | 1 | 150 | Bedroom
Table | Incandescent |  | Standard A Lamp | 1 | 100 | Bedroom
Ceiling Fixture | Incandescent |  | Standard A Lamp | 1 | 60 | Bedroom
Ceiling Fixture | Incandescent |  | Standard A Lamp | 1 | 60 | Other
Chandelier (Hanging) | Incandescent |  | Globe | 1 | 75 | Kitchen
Ceiling Fixture | Linear Fluorescent | 48 | T-12 | 2 | 40 | Kitchen
Ceiling Fixture | Incandescent |  | Standard A Lamp | 2 | 60 | Bedroom
Table | Incandescent |  | 3-Way Incandescent | 1 | 100 | Bedroom
Table | Compact Fluorescent |  | Twist | 1 | 22 | Bedroom
Ceiling Fixture | Compact Fluorescent |  | Twist | 3 | 22 | Bedroom
Table | Incandescent |  | Clear | 1 | 60 | Bedroom
Table | Incandescent |  | Standard A Lamp | 1 | 60 | Bedroom
Ceiling Fan | Incandescent |  | Decorative | 4 | 60 | Living Room
Table | Compact Fluorescent |  | Twist | 1 | 22 | Living Room
Table | Incandescent |  | Standard A Lamp | 1 | 60 | Living Room
Chandelier (Hanging) | Incandescent |  | Mini base | 5 | 40 | Living Room
Ceiling Fixture | Incandescent |  | Standard A Lamp | 1 | 60 | Hall
Ceiling Fixture | Compact Fluorescent |  | Twist | 1 | 22 | Bathroom
Wall Mount | Compact Fluorescent |  | Twist | 2 | 22 | Bathroom
Wall Mount | Incandescent |  | Standard A Lamp | 1 | 60 | Closet
Ceiling Fixture | Compact Fluorescent |  | Twist | 2 | 22 | Master Bedroom
Table | Incandescent |  | Decorative | 1 | 60 | Master Bedroom
Ceiling Fixture | Compact Fluorescent |  | Twist | 1 | 22 | Bathroom
Wall Mount | Incandescent |  | Globe | 5 | 40 | Bathroom
Ceiling Fixture | Compact Fluorescent |  | Twist | 2 | 22 | Bedroom
Table | Incandescent |  | Clear | 1 | 60 | Bedroom
Chandelier (Hanging) | Incandescent |  | Decorative | 5 | 60 | Office
Table | Compact Fluorescent |  | Twist | 1 | 22 | Office
Wall Mount | Compact Fluorescent |  | Twist | 1 | 22 | Bathroom
Wall Mount | Compact Fluorescent |  | Twist | 3 | 22 | Bedroom
Table | Incandescent |  | Decorative | 2 | 25 | Bedroom
Track | Halogen |  | PAR | 4 | 30 | Bedroom
Chandelier (Hanging) | Halogen |  | PAR | 4 | 20 | Bedroom
Wall Mount | Incandescent |  | Standard A Lamp | 1 | 60 | Bedroom
Ceiling Fan | Compact Fluorescent |  | Twist | 4 | 22 | Bedroom
Chandelier (Hanging) | Compact Fluorescent |  | Twist | 3 | 22 | Dining Room
Chandelier (Hanging) | Compact Fluorescent |  | Twist | 1 | 22 | Family Room
Architectural | Halogen |  | PAR | 1 | 50 | Family Room
Wall Mount | Incandescent |  | Globe | 8 | 40 | Bathroom
Ceiling Fan | Compact Fluorescent |  | Twist | 4 | 22 | Bathroom
Ceiling Fixture | Compact Fluorescent |  | Twist | 1 | 22 | Hall
Chandelier (Hanging) | Incandescent |  | Decorative | 3 | 25 | Hall
High bay | Compact Fluorescent |  | Twist | 1 | 22 | Kitchen
Low bay | Linear Fluorescent | 48 | T-12 | 6 | 40 | Kitchen
Ceiling Fixture | Compact Fluorescent |  | Twist | 3 | 22 | Bathroom
Wall Mount | Compact Fluorescent |  | Twist | 3 | 22 | Bathroom
Wall Mount | Compact Fluorescent |  | Twist | 1 | 15 | Master Bedroom
Table | Compact Fluorescent |  | Twist | 1 | 22 | Master Bedroom
Chandelier (Hanging) | Incandescent |  | Mini base | 4 | 25 | Master Bedroom
Ceiling Fan | Compact Fluorescent |  | Twist | 3 | 22 | Master Bedroom
Architectural | Halogen |  | PAR | 1 | 50 | Other
Chandelier (Hanging) | Compact Fluorescent |  | Twist | 2 | 22 | Other
Floor lamp | Compact Fluorescent |  | Twist | 1 | 22 | Living Room
Ceiling Fan | Compact Fluorescent |  | Twist | 4 | 22 | Living Room
Table | Compact Fluorescent |  | Twist | 1 | 28 | Living Room
Track | Halogen |  | MR | 3 | 30 | Bathroom
Recessed Can | Incandescent |  | Standard A Lamp | 1 | 40 | Bathroom
Track | Halogen |  | MR | 3 | 30 | Bathroom
Ceiling Fan | Incandescent |  | Standard A Lamp | 4 | 60 | Bedroom
Track | Halogen |  | MR | 5 | 50 | Dining Room
Garage door opener | Incandescent |  | Standard A Lamp | 2 | 60 | Garage
Ceiling Fixture | Compact Fluorescent |  | Twist | 1 | 15 | Hall
Recessed Can | Other |  | LED Interior | 1 | 50 | Kitchen
Architectural | Halogen |  | Quartz Tube | 2 | 30 | Kitchen
Chandelier (Hanging) | Incandescent |  | Standard A Lamp | 1 | 60 | Kitchen
Track | Halogen |  | MR | 3 | 50 | Living Room
Table | Incandescent |  | Standard A Lamp | 1 | 40 | Living Room
Table | Incandescent |  | Standard A Lamp | 2 | 40 | Living Room
Ceiling Fan | Compact Fluorescent |  | Circline (Screw Base) | 1 | 15 | Master Bedroom
Table | Compact Fluorescent |  | Twist | 1 | 22 | Master Bedroom
Table | Compact Fluorescent |  | Twist | 1 | 7 | Master Bedroom
Table | Incandescent |  | Standard A Lamp | 1 | 25 | Master Bedroom
Track | Halogen |  | MR | 3 | 50 | Office
Wall Mount | Incandescent |  | Standard A Lamp | 4 | 60 | Bathroom
Wall Mount | Incandescent |  | Standard A Lamp | 2 | 60 | Bathroom
Ceiling Fixture | Incandescent |  | Standard A Lamp | 1 | 60 | Closet
Ceiling Fixture | Incandescent |  | Standard A Lamp | 2 | 60 | Bedroom
Table | Incandescent |  | Standard A Lamp | 1 | 60 | Bedroom
Ceiling Fixture | Incandescent |  | Standard A Lamp | 1 | 60 | Bedroom
Ceiling Fixture | Incandescent |  | Standard A Lamp | 1 | 60 | Closet
Chandelier (Hanging) | Incandescent |  | Standard A Lamp | 3 | 40 | Other
Recessed Can | Incandescent |  | Reflector | 1 | 75 | Family Room
Table | Incandescent |  | Standard A Lamp | 1 | 65 | Family Room
Ceiling Fixture | Compact Fluorescent |  | Twist | 1 | 15 | Garage
Garage door opener | Incandescent |  | Standard A Lamp | 2 | 60 | Garage
Exterior | Incandescent |  | Reflector | 2 | 100 | Garage
Recessed Can | Incandescent |  | Reflector | 1 | 75 | Hall
Recessed Can | Compact Fluorescent |  | Flood | 1 | 22 | Kitchen
Recessed Can | Incandescent |  | Reflector | 1 | 75 | Kitchen
Recessed Can | Compact Fluorescent |  | Flood | 1 | 22 | Living Room
Table | Incandescent |  | Standard A Lamp | 1 | 75 | Living Room
Wall Mount | Compact Fluorescent |  | Twist | 3 | 15 | Bathroom
Chandelier (Hanging) | Incandescent |  | Reflector | 1 | 75 | Bathroom
Wall Mount | Incandescent |  | Globe | 4 | 40 | Bathroom
Ceiling Fan | Incandescent |  | Standard A Lamp | 4 | 60 | Master Bedroom
Table | Compact Fluorescent |  | A shape bulb | 1 | 22 | Master Bedroom
Table | Incandescent |  | Standard A Lamp | 1 | 75 | Master Bedroom
Table | Incandescent |  | Standard A Lamp | 1 | 60 | Master Bedroom
Ceiling Fixture | Linear Fluorescent | 48 | T-8 | 2 | 32 | Closet
Ceiling Fixture | Compact Fluorescent |  | Twist | 2 | 15 | Office
Torchiere | Halogen |  | Quartz Tube | 1 | 150 | Office
Ceiling Fixture | Linear Fluorescent | 48 | T-12 | 2 | 40 | Other
Wall Mount | Incandescent |  | Globe | 3 | 40 | Bathroom
Wall Mount | Incandescent |  | Standard A Lamp | 1 | 25 | Bathroom
Ceiling Fixture | Incandescent |  | Standard A Lamp | 1 | 60 | Bedroom
Ceiling Fixture | Compact Fluorescent |  | Twist | 1 | 18 | Bedroom
Ceiling Fixture | Compact Fluorescent |  | Twist | 1 | 18 | Bedroom
Chandelier (Hanging) | Incandescent |  | Decorative | 4 | 40 | Dining Room
Ceiling Fixture | Compact Fluorescent |  | Twist | 1 | 18 | Dining Room
Ceiling Fixture | Compact Fluorescent |  | Twist | 1 | 18 | Living Room
Track | Incandescent |  | Reflector | 3 | 75 | Living Room
Ceiling Fixture | Incandescent |  | Standard A Lamp | 1 | 60 | Garage
Ceiling Fixture | Incandescent |  | Standard A Lamp | 1 | 75 | Hall
Ceiling Fixture | Compact Fluorescent |  | Twist | 1 | 18 | Hall
Ceiling Fixture | Compact Fluorescent |  | Twist | 1 | 18 | Kitchen
Recessed Can | Compact Fluorescent |  | Reflector | 1 | 22 | Kitchen
Wall Mount | Compact Fluorescent |  | Twist | 1 | 18 | Master Bedroom
Floor lamp | Compact Fluorescent |  | Twist | 1 | 18 | Office
Ceiling Fixture | Incandescent |  | Reflector | 3 | 75 | Other
Recessed Can | Compact Fluorescent |  | Reflector | 1 | 22 | Laundry Room
Ceiling Fixture | Compact Fluorescent |  | Twist | 1 | 13 | Bathroom
Wall Mount | Compact Fluorescent |  | Twist | 4 | 15 | Bathroom
Wall Mount | Incandescent |  | Standard A Lamp | 1 | 75 | Bedroom
Wall Mount | Compact Fluorescent |  | Twist | 1 | 13 | Bedroom
Ceiling Fixture | Incandescent |  | Standard A Lamp | 2 | 60 | Bedroom
Table | Incandescent |  | Standard A Lamp | 1 | 60 | Bedroom
Wall Mount | Incandescent |  | Standard A Lamp | 1 | 40 | Bedroom
Ceiling Fixture | Compact Fluorescent |  | Twist | 1 | 20 | Bedroom
Chandelier (Hanging) | Incandescent |  | Standard A Lamp | 1 | 100 | Bedroom
Table | Incandescent |  | Decorative | 2 | 20 | Bedroom
Ceiling Fixture | Incandescent |  | Standard A Lamp | 1 | 100 | Other
Ceiling Fixture | Incandescent |  | Standard A Lamp | 1 | 60 | Closet
Ceiling Fixture | Incandescent |  | Standard A Lamp | 2 | 100 | Dining Room
Track | Incandescent |  | Mini base | 2 | 60 | Family Room
Ceiling Fixture | Compact Fluorescent |  | Twist | 1 | 20 | Family Room
Ceiling Fixture | Linear Fluorescent | 48 | T-12 | 2 | 40 | Kitchen
Ceiling Fixture | Compact Fluorescent |  | Twist | 3 | 15 | Living Room
Floor lamp | Incandescent |  | Standard A Lamp | 1 | 40 | Living Room
Table | Incandescent |  | 3-Way Incandescent | 1 | 100 | Living Room
Floor lamp | Incandescent |  | 3-Way Incandescent | 1 | 100 | Living Room
Chandelier (Hanging) | Incandescent |  | Standard A Lamp | 1 | 80 | Office
Table | Halogen |  | Other | 1 | 50 | Office
Table | Incandescent |  | Standard A Lamp | 1 | 40 | Office
Ceiling Fixture | Linear Fluorescent | 48 | T-12 | 2 | 40 | Other
Ceiling Fixture | Compact Fluorescent |  | Twist | 1 | 22 | Bedroom
Ceiling Fixture | Compact Fluorescent |  | Twist | 1 | 22 | Living Room
Exterior | Incandescent | 10 | Mini base | 0 | 5 | Living Room
Ceiling Fixture | Incandescent |  | Standard A Lamp | 1 | 60 | Bathroom
Wall Mount | Incandescent |  | Standard A Lamp | 1 | 100 | Bathroom
Ceiling Fixture | Incandescent |  | Clear | 1 | 60 | Hall
Chandelier (Hanging) | Incandescent |  | Globe | 5 | 40 | Dining Room
Ceiling Fixture | Incandescent |  | Standard A Lamp | 2 | 40 | Hall
Ceiling Fixture | Incandescent |  | Standard A Lamp | 2 | 60 | Bedroom
Table | Incandescent |  | 3-Way Incandescent | 1 | 90 | Bedroom
Wall Mount | Incandescent |  | Globe | 1 | 40 | Bathroom
Ceiling Fixture | Incandescent |  | Standard A Lamp | 2 | 40 | Bedroom
Table | Incandescent |  | Standard A Lamp | 1 | 150 | Bedroom
Chandelier (Hanging) | Incandescent |  | Standard A Lamp | 2 | 40 | Master Bedroom
Table | Incandescent |  | 3-Way Incandescent | 1 | 75 | Master Bedroom
Table | Compact Fluorescent |  | Twist | 1 | 15 | Master Bedroom
Floor lamp | Compact Fluorescent |  | Straight Tube | 1 | 28 | Master Bedroom
Ceiling Fixture | Compact Fluorescent |  | Twist | 2 | 15 | Closet
Wall Mount | Incandescent |  | Globe | 3 | 40 | Bathroom
Ceiling Fixture | Compact Fluorescent |  | Twist | 1 | 22 | Garage
Garage door opener | Incandescent |  | Standard A Lamp | 2 | 60 | Garage
Table | Incandescent |  | 3-Way Incandescent | 1 | 100 | Living Room
Table | Compact Fluorescent |  | Straight Tube | 1 | 28 | Living Room
Ceiling Fixture | Incandescent |  | Standard A Lamp | 2 | 60 | Hall
Wall Mount | Compact Fluorescent |  | Twist | 1 | 15 | Hall
Ceiling Fan | Compact Fluorescent |  | Twist | 3 | 15 | Family Room
Floor lamp | Compact Fluorescent |  | Twist | 1 | 15 | Family Room
Table | Incandescent |  | Other | 1 | 25 | Family Room
Track | Incandescent |  | Reflector | 3 | 65 | Kitchen
Ceiling Fixture | Incandescent |  | Reflector | 2 | 65 | Kitchen
Architectural | Incandescent |  | Other | 1 | 25 | Kitchen
Wall Mount | Incandescent |  | Globe | 4 | 40 | Bathroom
Ceiling Fixture | Incandescent |  | Standard A Lamp | 2 | 40 | Laundry Room
Ceiling Fixture | Compact Fluorescent |  | Twist | 2 | 15 | Office
Table | Compact Fluorescent |  | Twist | 1 | 15 | Office
Table | Compact Fluorescent |  | Straight Tube | 1 | 28 | Office
Ceiling Fixture | Compact Fluorescent |  | Twist | 2 | 28 | Office
Wall Mount | Compact Fluorescent |  | Twist | 4 | 15 | Bathroom
Wall Mount | Incandescent |  | Globe | 3 | 40 | Bathroom
Wall Mount | Halogen |  | MR | 1 | 30 | Bedroom
Torchiere | Incandescent |  | Standard A Lamp | 1 | 100 | Bedroom
Floor lamp | Compact Fluorescent |  | Twist | 1 | 15 | Bedroom
Ceiling Fixture | Incandescent |  | Standard A Lamp | 1 | 60 | Bedroom
Table | Incandescent |  | Globe | 1 | 40 | Bedroom
Wall Mount | Incandescent |  | Mini base | 2 | 25 | Bedroom
Chandelier (Hanging) | Incandescent |  | Decorative | 4 | 40 | Bedroom
Wall Mount | Incandescent |  | Decorative | 1 | 25 | Bedroom
Ceiling Fixture | Incandescent |  | Standard A Lamp | 1 | 60 | Closet
Floor lamp | Compact Fluorescent |  | Twist | 1 | 42 | Living Room
Floor lamp | Compact Fluorescent |  | Twist | 2 | 22 | Living Room
Ceiling Fixture | Linear Fluorescent | 48 | T-12 | 2 | 40 | Garage
Ceiling Fixture | Incandescent |  | Standard A Lamp | 1 | 75 | Garage
Ceiling Fixture | Compact Fluorescent |  | Twist | 1 | 22 | Garage
Ceiling Fixture | Compact Fluorescent |  | Twist | 1 | 22 | Hall
Ceiling Fixture | Incandescent |  | Standard A Lamp | 3 | 60 | Kitchen
Recessed Can | Incandescent |  | Reflector | 1 | 65 | Kitchen
Recessed Can | Incandescent |  | Standard A Lamp | 1 | 60 | Kitchen
Ceiling Fixture | Incandescent |  | Standard A Lamp | 1 | 75 | Kitchen
Wall Mount | Incandescent |  | Mini base | 3 | 25 | Living Room
Ceiling Fixture | Incandescent |  | Standard A Lamp | 2 | 60 | Living Room
Recessed Can | Compact Fluorescent |  | Flood | 1 | 15 | Kitchen
Recessed Can | Incandescent |  | Reflector | 1 | 65 | Kitchen
Ceiling Fixture | Incandescent |  | Standard A Lamp | 1 | 75 | Bathroom
Wall Mount | Compact Fluorescent |  | Twist | 1 | 15 | Bathroom
Recessed Can | Compact Fluorescent |  | Flood | 1 | 15 | Living Room
Table | Compact Fluorescent |  | Twist | 1 | 22 | Living Room
Wall Mount | Incandescent |  | Globe | 3 | 40 | Bathroom
Recessed Can | Compact Fluorescent |  | Twist | 1 | 15 | Bathroom
Ceiling Fixture | Compact Fluorescent |  | Twist | 1 | 15 | Master Bedroom
Table | Incandescent |  | Standard A Lamp | 1 | 60 | Master Bedroom
Floor lamp | Compact Fluorescent |  | Twist | 1 | 15 | Master Bedroom
Table | Incandescent |  | Mini base | 1 | 25 | Master Bedroom
Wall Mount | Compact Fluorescent |  | Twist | 1 | 15 | Master Bedroom
Recessed Can | Compact Fluorescent |  | Twist | 1 | 15 | Laundry Room
Recessed Can | Incandescent |  | Standard A Lamp | 1 | 60 | Laundry Room
Ceiling Fixture | Linear Fluorescent | 96 | T-12 | 2 | 100 | Garage
Wall Mount | Compact Fluorescent |  | Twist | 1 | 15 | Hall
Floor lamp | Incandescent |  | Standard A Lamp | 3 | 75 | Hall
Chandelier (Hanging) | Incandescent |  | Standard A Lamp | 3 | 75 | Hall
Wall Mount | Compact Fluorescent |  | Twist | 1 | 15 | Family Room
Floor lamp | Incandescent |  | Standard A Lamp | 3 | 40 | Family Room
Floor lamp | Incandescent |  | Standard A Lamp | 1 | 60 | Bedroom
Table | Incandescent |  | Standard A Lamp | 1 | 75 | Bedroom
Wall Mount | Incandescent |  | Globe | 4 | 60 | Bathroom
Ceiling Fixture | Incandescent |  | Standard A Lamp | 1 | 60 | Bedroom
Table | Incandescent |  | Standard A Lamp | 2 | 60 | Bedroom
Chandelier (Hanging) | Incandescent |  | Standard A Lamp | 1 | 100 | Other
Wall Mount | Incandescent |  | Standard A Lamp | 8 | 60 | Family Room
Wall Mount | Compact Fluorescent |  | Twist | 1 | 22 | Family Room
Table | Incandescent |  | Standard A Lamp | 1 | 60 | Family Room
Ceiling Fixture | Compact Fluorescent |  | Twist | 1 | 26 | Garage
Wall Mount | Incandescent |  | Reflector | 2 | 75 | Garage
Ceiling Fixture | Incandescent |  | Standard A Lamp | 1 | 60 | Hall
Ceiling Fixture | Linear Fluorescent | 48 | T-12 | 2 | 48 | Kitchen
Chandelier (Hanging) | Compact Fluorescent |  | Twist | 1 | 22 | Kitchen
Ceiling Fixture | Linear Fluorescent | 48 | T-12 | 2 | 48 | Laundry Room
Ceiling Fan | Incandescent |  | Standard A Lamp | 2 | 60 | Living Room
Table | Incandescent |  | Standard A Lamp | 1 | 60 | Living Room
Wall Mount | Incandescent |  | Globe | 6 | 60 | Bathroom
Ceiling Fixture | Incandescent |  | Standard A Lamp | 1 | 60 | Bathroom
Ceiling Fan | Incandescent |  | Decorative | 4 | 20 | Master Bedroom
Table | Compact Fluorescent |  | Twist | 1 | 15 | Master Bedroom
Table | Other |  | LED Interior | 1 | 12 | Master Bedroom
Ceiling Fixture | Linear Fluorescent | 48 | T-12 | 2 | 40 | Closet
Ceiling Fixture | Compact Fluorescent |  | Twist | 2 | 22 | Office
Table | Incandescent |  | Standard A Lamp | 1 | 60 | Office
Table | Incandescent |  | Standard A Lamp | 1 | 60 | Office
Ceiling Fixture | Incandescent |  | Standard A Lamp | 2 | 60 | Office
Ceiling Fixture | Incandescent |  | Standard A Lamp | 1 | 60 | Other
Ceiling Fixture | Compact Fluorescent |  | Twist | 1 | 15 | Laundry Room
Ceiling Fixture | Incandescent |  | Standard A Lamp | 1 | 60 | Bedroom
Ceiling Fixture | Incandescent |  | Standard A Lamp | 4 | 60 | Bedroom
Ceiling Fixture | Incandescent |  | Standard A Lamp | 1 | 60 | Hall
Wall Mount | Incandescent |  | Globe | 4 | 40 | Bathroom
Ceiling Fixture | Incandescent |  | Standard A Lamp | 2 | 60 | Bedroom
Ceiling Fixture | Incandescent |  | Standard A Lamp | 2 | 60 | Bedroom
Chandelier (Hanging) | Incandescent |  | Standard A Lamp | 2 | 60 | Bedroom
Ceiling Fixture | Incandescent |  | Standard A Lamp | 1 | 60 | Hall
Table | Incandescent |  | Standard A Lamp | 1 | 40 | Living Room
Ceiling Fixture | Incandescent |  | Standard A Lamp | 3 | 60 | Living Room
Ceiling Fan | Incandescent |  | Standard A Lamp | 3 | 60 | Kitchen
Ceiling Fixture | Incandescent |  | Standard A Lamp | 3 | 60 | Kitchen
Ceiling Fixture | Incandescent |  | Decorative | 1 | 60 | Bathroom
Ceiling Fixture | Linear Fluorescent | 48 | T-12 | 2 | 40 | Office
Ceiling Fixture | Compact Fluorescent |  | Twist | 1 | 15 | Bathroom
Ceiling Fixture | Compact Fluorescent |  | Twist | 3 | 15 | Bedroom
Table | Incandescent |  | Mini base | 1 | 40 | Bedroom
Ceiling Fixture | Compact Fluorescent |  | Twist | 3 | 22 | Bedroom
Ceiling Fixture | Compact Fluorescent |  | Twist | 2 | 15 | Bedroom
Wall Mount | Incandescent |  | Standard A Lamp | 1 | 40 | Closet
Ceiling Fixture | Compact Fluorescent |  | A shape bulb | 4 | 22 | Dining Room
Ceiling Fixture | Compact Fluorescent |  | Twist | 2 | 15 | Hall
Ceiling Fixture | Compact Fluorescent |  | Twist | 3 | 22 | Kitchen
Ceiling Fixture | Compact Fluorescent |  | Twist | 1 | 22 | Laundry Room
Ceiling Fan | Compact Fluorescent |  | Twist | 3 | 22 | Living Room
Table | Compact Fluorescent |  | Twist | 1 | 15 | Living Room
Ceiling Fixture | Incandescent |  | Standard A Lamp | 2 | 60 | Hall
Ceiling Fixture | Incandescent |  | Standard A Lamp | 1 | 65 | Hall
Ceiling Fixture | Incandescent |  | Standard A Lamp | 1 | 40 | Closet
Chandelier (Hanging) | Incandescent |  | Standard A Lamp | 5 | 40 | Kitchen
Recessed Can | Incandescent |  | Reflector | 1 | 65 | Kitchen
Architectural | Linear Fluorescent | 24 | T-8 | 1 | 16 | Kitchen
Recessed Can | Incandescent |  | Reflector | 1 | 40 | Kitchen
Wall Mount | Incandescent |  | Decorative | 1 | 40 | Hall
Recessed Can | Incandescent |  | Reflector | 1 | 65 | Family Room
Wall Mount | Incandescent |  | Standard A Lamp | 1 | 40 | Family Room
Recessed Can | Compact Fluorescent |  | Twist | 1 | 15 | Family Room
Track | Halogen |  | MR | 3 | 50 | Family Room
Track | Halogen |  | MR | 4 | 50 | Family Room
Recessed Can | Incandescent |  | Reflector | 1 | 65 | Closet
Recessed - other | Incandescent |  | Reflector | 1 | 65 | Bedroom
Table | Incandescent |  | Standard A Lamp | 1 | 100 | Bedroom
Recessed Can | Incandescent |  | Reflector | 1 | 65 | Bedroom
Ceiling Fixture | Incandescent |  | Standard A Lamp | 1 | 40 | Bathroom
Recessed Can | Compact Fluorescent |  | Flood | 1 | 15 | Bedroom
Recessed Can | Compact Fluorescent |  | Twist | 1 | 15 | Closet
Wall Mount | Incandescent |  | Standard A Lamp | 1 | 60 | Other
Floor lamp | Incandescent |  | Clear | 1 | 60 | Living Room
Table | Incandescent |  | 3-Way Incandescent | 1 | 100 | Living Room
Floor lamp | Compact Fluorescent |  | Twist | 1 | 15 | Living Room
Recessed Can | Incandescent |  | Reflector | 1 | 65 | Living Room
Chandelier (Hanging) | Incandescent |  | Standard A Lamp | 2 | 60 | Hall
Recessed Can | Compact Fluorescent |  | Flood | 1 | 22 | Hall
Floor lamp | Compact Fluorescent |  | Twist | 1 | 15 | Hall
Recessed Can | Compact Fluorescent |  | Flood | 1 | 15 | Office
Table | Incandescent |  | Standard A Lamp | 1 | 60 | Office
Floor lamp | Compact Fluorescent |  | Twist | 1 | 15 | Office
Recessed Can | Incandescent |  | Reflector | 1 | 65 | Master Bedroom
Table | Incandescent |  | Mini base | 3 | 60 | Master Bedroom
Floor lamp | Incandescent |  | Standard A Lamp | 1 | 60 | Master Bedroom
Ceiling Fixture | Incandescent |  | Standard A Lamp | 1 | 40 | Bathroom
Recessed Can | Incandescent |  | Reflector | 1 | 65 | Bathroom
Ceiling Fixture | Incandescent |  | Standard A Lamp | 1 | 40 | Bathroom
Recessed Can | Incandescent |  | Reflector | 1 | 60 | Bathroom
Ceiling Fixture | Incandescent |  | Standard A Lamp | 2 | 60 | Bedroom
Ceiling Fixture | Linear Fluorescent | 48 | T-8 | 2 | 32 | Laundry Room
Ceiling Fixture | Incandescent |  | Standard A Lamp | 1 | 65 | Other
Low bay | Linear Fluorescent | 48 | T-12 | 2 | 40 | Other
Ceiling Fixture | Incandescent |  | Standard A Lamp | 1 | 65 | Hall
Ceiling Fixture | Incandescent |  | Standard A Lamp | 1 | 65 | Bathroom
Wall Mount | Incandescent |  | Decorative | 8 | 40 | Bathroom
Ceiling Fixture | Incandescent |  | Standard A Lamp | 2 | 60 | Dining Room
Chandelier (Hanging) | Incandescent |  | Decorative | 1 | 40 | Hall
Chandelier (Hanging) | Incandescent |  | Decorative | 5 | 40 | Family Room
Wall Mount | Incandescent |  | Decorative | 1 | 40 | Family Room
Floor lamp | Incandescent |  | Decorative | 2 | 40 | Family Room
Chandelier (Hanging) | Incandescent |  | Decorative | 1 | 65 | Hall
Ceiling Fixture | Incandescent |  | Decorative | 2 | 65 | Kitchen
High bay | Linear Fluorescent | 24 | T-12 | 1 | 32 | Kitchen
Ceiling Fixture | Compact Fluorescent |  | Circline (Screw Base) | 1 | 22 | Master Bedroom
Table | Incandescent |  | Standard A Lamp | 1 | 65 | Master Bedroom
Ceiling Fixture | Incandescent |  | Standard A Lamp | 2 | 65 | Bedroom
Wall Mount | Incandescent |  | Standard A Lamp | 2 | 65 | Bathroom
Ceiling Fixture | Incandescent |  | Standard A Lamp | 1 | 65 | Hall
Table | Incandescent |  | Standard A Lamp | 1 | 75 | Bedroom
Ceiling Fixture | Incandescent |  | Standard A Lamp | 1 | 75 | Bedroom
Ceiling Fixture | Incandescent |  | Standard A Lamp | 1 | 90 | Laundry Room
Table | Incandescent |  | Standard A Lamp | 1 | 65 | Laundry Room
Ceiling Fixture | Incandescent |  | Standard A Lamp | 1 | 65 | Hall
Wall Mount | Linear Fluorescent | 36 | T-12 | 2 | 37 | Bathroom
Wall Mount | Incandescent |  | Standard A Lamp | 3 | 60 | Bathroom
Recessed Can | Incandescent |  | Standard A Lamp | 1 | 60 | Bathroom
Floor lamp | Incandescent |  | Standard A Lamp | 1 | 100 | Bedroom
Recessed Can | Compact Fluorescent |  | Twist | 1 | 14 | Family Room
Recessed Can | Compact Fluorescent |  | Twist | 1 | 23 | Family Room
Ceiling Fixture | Linear Fluorescent | 48 | T-12 | 1 | 40 | Family Room
Recessed Can | Incandescent |  | Reflector | 1 | 65 | Hall
Ceiling Fixture | Incandescent |  | Decorative | 2 | 60 | Hall
Chandelier (Hanging) | Compact Fluorescent |  | Twist | 1 | 23 | Kitchen
Track | Incandescent |  | Reflector | 3 | 60 | Kitchen
Recessed Can | Compact Fluorescent |  | Twist | 1 | 15 | Kitchen
Recessed Can | Compact Fluorescent |  | Twist | 1 | 23 | Kitchen
Other | Incandescent |  | Standard A Lamp | 1 | 60 | Kitchen
Floor lamp | Compact Fluorescent |  | Twist | 1 | 23 | Master Bedroom
Table | Incandescent |  | Decorative | 1 | 40 | Master Bedroom
Table | Compact Fluorescent |  | Twist | 1 | 13 | Master Bedroom
Floor lamp | Incandescent |  | Standard A Lamp | 1 | 60 | Office
Table | Compact Fluorescent |  | Twist | 1 | 20 | Office
Table | Incandescent |  | Standard A Lamp | 1 | 40 | Office
Ceiling Fixture | Incandescent |  | Standard A Lamp | 2 | 40 | Living Room
Floor lamp | Compact Fluorescent |  | Twist | 1 | 15 | Living Room
Ceiling Fixture | Incandescent |  | Standard A Lamp | 2 | 40 | Closet
Wall Mount | Incandescent |  | Standard A Lamp | 2 | 60 | Bathroom
Ceiling Fixture | Incandescent |  | Standard A Lamp | 2 | 60 | Bathroom
Ceiling Fixture | Linear Fluorescent | 48 | T-8 | 2 | 32 | Bedroom
Table | Compact Fluorescent |  | Twist | 4 | 15 | Bedroom
Ceiling Fixture | Linear Fluorescent | 48 | T-8 | 2 | 32 | Laundry Room
Wall Mount | Compact Fluorescent |  | Twist | 3 | 15 | Laundry Room
Ceiling Fixture | Incandescent |  | Standard A Lamp | 1 | 40 | Laundry Room
Table | Incandescent |  | Standard A Lamp | 1 | 60 | Family Room
Ceiling Fixture | Compact Fluorescent |  | Twist | 1 | 15 | Family Room
Table | Compact Fluorescent |  | Twist | 1 | 28 | Family Room
Floor lamp | Incandescent |  | Standard A Lamp | 2 | 75 | Family Room
Floor lamp | Compact Fluorescent |  | A shape bulb | 2 | 15 | Family Room
Ceiling Fixture | Incandescent |  | Standard A Lamp | 1 | 60 | Hall
Ceiling Fixture | Incandescent |  | Standard A Lamp | 1 | 60 | Other
Ceiling Fixture | Incandescent |  | Standard A Lamp | 1 | 60 | Office
Ceiling Fixture | Compact Fluorescent |  | Twist | 1 | 15 | Office
Recessed Can | Compact Fluorescent |  | Flood | 1 | 15 | Kitchen
Chandelier (Hanging) | Incandescent |  | Decorative | 1 | 60 | Kitchen
Architectural | Linear Fluorescent | 12 | T-8 | 1 | 16 | Kitchen
Recessed Can | Compact Fluorescent |  | Flood | 1 | 15 | Dining Room
Recessed Can | Incandescent |  | Reflector | 1 | 65 | Family Room
Ceiling Fan | Compact Fluorescent |  | Twist | 2 | 15 | Family Room
Ceiling Fixture | Incandescent |  | Standard A Lamp | 2 | 40 | Hall
Ceiling Fixture | Compact Fluorescent |  | Twist | 1 | 15 | Hall
Ceiling Fixture | Incandescent |  | Standard A Lamp | 1 | 60 | Hall
Ceiling Fan | Compact Fluorescent |  | Pin base | 2 | 15 | Hall
Ceiling Fixture | Incandescent |  | Standard A Lamp | 1 | 60 | Bedroom
Table | Incandescent |  | Standard A Lamp | 1 | 60 | Bedroom
Ceiling Fixture | Incandescent |  | Standard A Lamp | 1 | 60 | Bedroom
Wall Mount | Incandescent |  | Globe | 5 | 60 | Bathroom
Recessed Can | Incandescent |  | Standard A Lamp | 1 | 40 | Bathroom
Ceiling Fixture | Compact Fluorescent |  | Twist | 2 | 15 | Master Bedroom
Table | Compact Fluorescent |  | Twist | 1 | 15 | Master Bedroom
Ceiling Fixture | Compact Fluorescent |  | Twist | 2 | 15 | Bedroom
Table | Compact Fluorescent |  | Twist | 1 | 15 | Bedroom
Other | Linear Fluorescent | 24 | T-5 | 1 | 16 | Bedroom
Ceiling Fixture | Compact Fluorescent |  | Twist | 2 | 15 | Bedroom
Other | Incandescent |  | Clear | 2 | 40 | Bedroom
Wall Mount | Incandescent |  | Clear | 3 | 40 | Bathroom
Ceiling Fan | Incandescent |  | Reflector | 2 | 90 | Bathroom
Ceiling Fixture | Compact Fluorescent |  | Twist | 2 | 15 | Bedroom
Ceiling Fixture | Compact Fluorescent |  | Twist | 1 | 15 | Hall
Ceiling Fixture | Linear Fluorescent | 48 | T-12 | 2 | 20 | Kitchen
Other | Compact Fluorescent |  | Twist | 1 | 15 | Kitchen
Ceiling Fixture | Compact Fluorescent |  | Twist | 2 | 7 | Living Room
Table | Compact Fluorescent |  | Twist | 1 | 15 | Living Room
Wall Mount | Incandescent |  | Globe | 4 | 40 | Bathroom
Ceiling Fixture | Compact Fluorescent |  | Twist | 2 | 15 | Bedroom
Chandelier (Hanging) | Compact Fluorescent |  | Twist | 1 | 22 | Dining Room
Chandelier (Hanging) | Halogen |  | Quartz Tube | 1 | 100 | Dining Room
Ceiling Fixture | Compact Fluorescent |  | Twist | 2 | 15 | Living Room
Ceiling Fixture | Incandescent |  | Reflector | 1 | 75 | Garage
Ceiling Fixture | Linear Fluorescent | 48 | T-12 | 1 | 40 | Garage
Ceiling Fixture | Incandescent |  | Standard A Lamp | 2 | 40 | Hall
Chandelier (Hanging) | Compact Fluorescent |  | Twist | 1 | 15 | Hall
Recessed Can | Incandescent |  | Reflector | 1 | 60 | Kitchen
Ceiling Fixture | Compact Fluorescent |  | Reflector | 3 | 15 | Kitchen
Wall Mount | Incandescent |  | Globe | 4 | 40 | Bathroom
Ceiling Fixture | Compact Fluorescent |  | Twist | 2 | 15 | Master Bedroom
Table | Linear Fluorescent | 16 | T-5 | 1 | 20 | Master Bedroom
Table | Compact Fluorescent |  | Pin base | 1 | 15 | Family Room
Floor lamp | Compact Fluorescent |  | Pin base | 2 | 22 | Family Room
Floor lamp | Compact Fluorescent |  | Twist | 1 | 22 | Family Room
Wall Mount | Compact Fluorescent |  | Twist | 2 | 28 | Bathroom
Ceiling Fixture | Compact Fluorescent |  | Twist | 2 | 22 | Bedroom
Ceiling Fixture | Compact Fluorescent |  | Twist | 2 | 22 | Bedroom
Table | Compact Fluorescent |  | Twist | 1 | 22 | Bedroom
Ceiling Fixture | Incandescent |  | Standard A Lamp | 2 | 40 | Laundry Room
Ceiling Fixture | Incandescent |  | Standard A Lamp | 1 | 60 | Bathroom
Ceiling Fixture | Incandescent |  | Standard A Lamp | 1 | 60 | Laundry Room
Ceiling Fixture | Incandescent |  | Standard A Lamp | 1 | 60 | Kitchen
Recessed Can | Incandescent |  | Reflector | 1 | 75 | Kitchen
Chandelier (Hanging) | Incandescent |  | Mini base | 5 | 40 | Dining Room
Ceiling Fixture | Linear Fluorescent | 48 | T-12 | 2 | 40 | Other
Ceiling Fixture | Incandescent |  | Standard A Lamp | 1 | 60 | Other
Ceiling Fan | Incandescent |  | Standard A Lamp | 5 | 60 | Family Room
Table | Incandescent |  | Standard A Lamp | 1 | 75 | Family Room
Ceiling Fixture | Incandescent |  | Standard A Lamp | 1 | 60 | Bathroom
Wall Mount | Incandescent |  | Globe | 6 | 40 | Bathroom
Ceiling Fixture | Incandescent |  | Mini base | 2 | 40 | Master Bedroom
Ceiling Fixture | Incandescent |  | Standard A Lamp | 1 | 60 | Closet
Recessed Can | Incandescent |  | Reflector | 1 | 65 | Living Room
Table | Incandescent |  | Standard A Lamp | 1 | 65 | Living Room
Ceiling Fixture | Incandescent |  | Standard A Lamp | 1 | 60 | Hall
Ceiling Fixture | Incandescent |  | Standard A Lamp | 2 | 60 | Bedroom
Wall Mount | Incandescent |  | Globe | 3 | 40 | Bathroom
Floor lamp | Incandescent |  | 3-Way Incandescent | 1 | 75 | Living Room
Table | Incandescent |  | Standard A Lamp | 1 | 40 | Living Room
Chandelier (Hanging) | Incandescent |  | Mini base | 12 | 25 | Living Room
Chandelier (Hanging) | Incandescent |  | Standard A Lamp | 1 | 60 | Living Room
Ceiling Fixture | Incandescent |  | Standard A Lamp | 3 | 60 | Bedroom
Table | Incandescent |  | Standard A Lamp | 1 | 100 | Bedroom
Ceiling Fixture | Incandescent |  | Standard A Lamp | 3 | 100 | Bedroom
Torchiere | Halogen |  | Quartz Tube | 1 | 100 | Bedroom
Track | Halogen |  | MR | 6 | 50 | Office
Track | Halogen |  | MR | 4 | 50 | Office
Table | Incandescent |  | Standard A Lamp | 1 | 40 | Office
Floor lamp | Incandescent |  | 3-Way Incandescent | 1 | 100 | Office
Ceiling Fixture | Linear Fluorescent | 48 | T-12 | 2 | 40 | Closet
Wall Mount | Incandescent |  | Standard A Lamp | 4 | 75 | Bathroom
Ceiling Fixture | Incandescent |  | Standard A Lamp | 1 | 60 | Bathroom
Chandelier (Hanging) | Incandescent |  | Globe | 1 | 60 | Other
Chandelier (Hanging) | Incandescent |  | Mini base | 9 | 25 | Other
Ceiling Fixture | Linear Fluorescent | 96 | T-12 | 2 | 100 | Other
Ceiling Fixture | Linear Fluorescent | 48 | T-12 | 2 | 40 | Other
Ceiling Fixture | Linear Fluorescent | 48 | T-12 | 2 | 40 | Master Bedroom
Floor lamp | Incandescent |  | Standard A Lamp | 2 | 60 | Master Bedroom
Ceiling Fixture | Linear Fluorescent | 48 | T-12 | 2 | 40 | Bathroom
Ceiling Fixture | Linear Fluorescent | 96 | T-12 | 2 | 75 | Other
Track | Halogen |  | MR | 6 | 50 | Kitchen
Track | Halogen |  | MR | 4 | 50 | Kitchen
Architectural | Halogen |  | Other | 1 | 50 | Kitchen
Architectural | Halogen |  | PAR | 1 | 30 | Kitchen
Ceiling Fixture | Linear Fluorescent | 96 | T-12 | 2 | 75 | Laundry Room
Ceiling Fixture | Incandescent |  | Standard A Lamp | 2 | 40 | Hall
Ceiling Fixture | Incandescent |  | Standard A Lamp | 1 | 60 | Bathroom
Wall Mount | Compact Fluorescent |  | Twist | 2 | 22 | Bathroom
Ceiling Fixture | Incandescent |  | Standard A Lamp | 2 | 65 | Bedroom
Ceiling Fixture | Incandescent |  | Standard A Lamp | 1 | 60 | Bedroom
Table | Compact Fluorescent |  | Twist | 1 | 22 | Bedroom
Wall Mount | Compact Fluorescent |  | Twist | 1 | 22 | Bathroom
Ceiling Fixture | Compact Fluorescent |  | Twist | 1 | 22 | Bedroom
Table | Halogen |  | MR | 1 | 20 | Bedroom
Ceiling Fixture | Compact Fluorescent |  | Twist | 1 | 22 | Bedroom
Ceiling Fixture | Compact Fluorescent |  | Twist | 1 | 22 | Bedroom
Ceiling Fixture | Compact Fluorescent |  | Twist | 1 | 22 | Family Room
Floor lamp | Compact Fluorescent |  | Twist | 1 | 28 | Family Room
Recessed - other | Halogen |  | MR | 1 | 30 | Hall
Ceiling Fixture | Linear Fluorescent | 48 | T-8 | 2 | 32 | Garage
Garage door opener | Incandescent |  | Standard A Lamp | 2 | 60 | Garage
Recessed - other | Halogen |  | MR | 1 | 30 | Hall
Ceiling Fixture | Compact Fluorescent |  | Circline (Screw Base) | 2 | 42 | Kitchen
Ceiling Fixture | Compact Fluorescent |  | Twist | 1 | 22 | Laundry Room
Ceiling Fixture | Compact Fluorescent |  | Twist | 2 | 15 | Living Room
Chandelier (Hanging) | Compact Fluorescent |  | Twist | 5 | 15 | Living Room
Table | Halogen |  | Quartz Tube | 1 | 30 | Living Room
Ceiling Fixture | Incandescent |  | Standard A Lamp | 1 | 60 | Closet
Ceiling Fixture | Compact Fluorescent |  | Twist | 1 | 22 | Bathroom
Ceiling Fixture | Incandescent |  | Standard A Lamp | 2 | 60 | Bedroom
Ceiling Fixture | Compact Fluorescent |  | Twist | 1 | 15 | Bedroom
Ceiling Fixture | Compact Fluorescent |  | Twist | 1 | 22 | Other
Ceiling Fixture | Incandescent |  | Standard A Lamp | 1 | 60 | Other
Ceiling Fan | Incandescent |  | Standard A Lamp | 1 | 60 | Kitchen
Ceiling Fan | Compact Fluorescent |  | Twist | 1 | 15 | Living Room
Floor lamp | Incandescent |  | Standard A Lamp | 1 | 25 | Living Room
Table | Compact Fluorescent |  | Twist | 1 | 15 | Living Room
Ceiling Fixture | Incandescent |  | Standard A Lamp | 1 | 40 | Closet
Ceiling Fixture | Compact Fluorescent |  | Twist | 1 | 22 | Hall
Wall Mount | Incandescent |  | Globe | 5 | 40 | Bathroom
Ceiling Fan | Incandescent |  | Standard A Lamp | 1 | 60 | Bathroom
Ceiling Fan | Incandescent |  | Standard A Lamp | 1 | 60 | Bedroom
Table | Compact Fluorescent |  | Twist | 2 | 15 | Bedroom
Ceiling Fixture | Incandescent |  | Standard A Lamp | 1 | 60 | Bedroom
Table | Incandescent |  | Standard A Lamp | 2 | 60 | Bedroom
Ceiling Fan | Incandescent |  | Decorative | 3 | 40 | Garage
Ceiling Fixture | Incandescent |  | Globe | 1 | 60 | Hall
Ceiling Fixture | Incandescent |  | Standard A Lamp | 2 | 60 | Kitchen
Ceiling Fixture | Linear Fluorescent | 44 | T-12 | 2 | 32 | Kitchen
Ceiling Fixture | Linear Fluorescent | 44 | T-12 | 2 | 32 | Laundry Room
Table | Compact Fluorescent |  | Twist | 2 | 15 | Living Room
Table | Incandescent |  | Standard A Lamp | 1 | 100 | Living Room
Ceiling Fan | Incandescent |  | Decorative | 3 | 40 | Living Room
Ceiling Fixture | Incandescent |  | Standard A Lamp | 2 | 60 | Office
Table | Incandescent |  | Standard A Lamp | 1 | 25 | Office
Wall Mount | Incandescent |  | Standard A Lamp | 3 | 40 | Bathroom
Ceiling Fixture | Incandescent |  | Standard A Lamp | 1 | 60 | Bedroom
Ceiling Fixture | Incandescent |  | Standard A Lamp | 1 | 60 | Kitchen
Table | Incandescent |  | Standard A Lamp | 2 | 60 | Kitchen
Wall Mount | Incandescent |  | Standard A Lamp | 3 | 100 | Bathroom
Ceiling Fan | Incandescent |  | Standard A Lamp | 1 | 60 | Bedroom
Table | Incandescent |  | Standard A Lamp | 1 | 100 | Bedroom
Table | Incandescent |  | Decorative | 2 | 40 | Bedroom
Ceiling Fan | Incandescent |  | Standard A Lamp | 1 | 100 | Office
Table | Incandescent |  | Standard A Lamp | 1 | 100 | Office
Ceiling Fan | Compact Fluorescent |  | Twist | 4 | 13 | Dining Room
Ceiling Fixture | Incandescent |  | Standard A Lamp | 1 | 60 | Hall
Ceiling Fixture | Linear Fluorescent | 48 | T-12 | 2 | 40 | Garage
Ceiling Fixture | Incandescent |  | Standard A Lamp | 1 | 60 | Hall
Recessed Can | Incandescent |  | Reflector | 1 | 60 | Kitchen
Ceiling Fixture | Compact Fluorescent |  | Twist | 2 | 26 | Laundry Room
Ceiling Fan | Incandescent |  | Standard A Lamp | 4 | 100 | Living Room
Floor lamp | Incandescent |  | Standard A Lamp | 1 | 85 | Living Room
Wall Mount | Incandescent |  | Standard A Lamp | 5 | 60 | Bathroom
Ceiling Fixture | Incandescent |  | Standard A Lamp | 1 | 60 | Bathroom
Ceiling Fan | Compact Fluorescent |  | Decorative | 4 | 7 | Master Bedroom
Floor lamp | Incandescent |  | 3-Way Incandescent | 1 | 100 | Master Bedroom
Floor lamp | Incandescent |  | Standard A Lamp | 1 | 70 | Master Bedroom
Ceiling Fixture | Incandescent |  | Standard A Lamp | 2 | 60 | Closet
Wall Mount | Incandescent |  | Globe | 6 | 60 | Bathroom
Ceiling Fixture | Incandescent |  | Mini base | 2 | 60 | Bedroom
Wall Mount | Incandescent |  | Standard A Lamp | 1 | 25 | Bedroom
Other | Linear Fluorescent | 16 | T-8 | 1 | 32 | Bedroom
Ceiling Fan | Incandescent |  | Mini base | 2 | 60 | Bedroom
Other | Incandescent | 16 | Other | 1 | 32 | Bedroom
Table | Incandescent |  | Standard A Lamp | 1 | 40 | Bedroom
Ceiling Fan | Incandescent |  | Mini base | 2 | 60 | Family Room
Track | Incandescent |  | Decorative | 1 | 40 | Family Room
Table | Incandescent |  | Standard A Lamp | 1 | 25 | Family Room
Ceiling Fixture | Incandescent |  | Standard A Lamp | 1 | 150 | Garage
Garage door opener | Incandescent |  | Standard A Lamp | 1 | 40 | Garage
Ceiling Fixture | Linear Fluorescent | 48 | T-12 | 2 | 32 | Kitchen
Other | Incandescent |  | Standard A Lamp | 1 | 25 | Kitchen
Ceiling Fixture | Incandescent |  | Standard A Lamp | 1 | 40 | Kitchen
Ceiling Fixture | Incandescent |  | Standard A Lamp | 1 | 40 | Kitchen
Ceiling Fixture | Compact Fluorescent |  | Twist | 1 | 15 | Laundry Room
Ceiling Fan | Incandescent |  | Decorative | 3 | 60 | Living Room
Ceiling Fixture | Incandescent |  | Globe | 3 | 60 | Living Room
Torchiere | Incandescent |  | 3-Way Incandescent | 1 | 75 | Living Room
Other | Incandescent |  | Reflector | 3 | 25 | Living Room
Wall Mount | Incandescent |  | Globe | 8 | 60 | Bathroom
Ceiling Fan | Incandescent |  | Standard A Lamp | 2 | 40 | Master Bedroom
Table | Halogen |  | Quartz Tube | 1 | 100 | Master Bedroom
Ceiling Fixture | Incandescent |  | Standard A Lamp | 5 | 60 | Dining Room
Wall Mount | Compact Fluorescent |  | Straight Tube | 3 | 20 | Bathroom
Wall Mount | Compact Fluorescent |  | Twist | 2 | 25 | Bathroom
Ceiling Fixture | Incandescent |  | Standard A Lamp | 1 | 75 | Bedroom
Table | Incandescent |  | Mini base | 2 | 60 | Bedroom
Ceiling Fixture | Incandescent |  | Standard A Lamp | 1 | 100 | Bedroom
Ceiling Fixture | Incandescent |  | Standard A Lamp | 1 | 100 | Other
Ceiling Fan | Compact Fluorescent |  | Twist | 4 | 15 | Kitchen
Ceiling Fixture | Linear Fluorescent | 24 | T-12 | 2 | 20 | Kitchen
Ceiling Fixture | Compact Fluorescent |  | Twist | 1 | 25 | Laundry Room
Ceiling Fan | Compact Fluorescent |  | Straight Tube | 3 | 20 | Living Room
Floor lamp | Compact Fluorescent |  | Straight Tube | 2 | 20 | Living Room
Ceiling Fan | Compact Fluorescent |  | Twist | 3 | 14 | Master Bedroom
Ceiling Fixture | Incandescent |  | Standard A Lamp | 2 | 100 | Closet
Ceiling Fixture | Incandescent |  | Standard A Lamp | 1 | 100 | Other
Ceiling Fixture | Incandescent |  | Decorative | 1 | 40 | Other
Ceiling Fixture | Compact Fluorescent |  | Twist | 1 | 14 | Hall
Chandelier (Hanging) | Incandescent |  | Mini base | 5 | 60 | Hall
Ceiling Fixture | Incandescent |  | Standard A Lamp | 2 | 60 | Living Room
Wall Mount | Incandescent |  | Globe | 3 | 40 | Bathroom
Ceiling Fixture | Compact Fluorescent |  | Twist | 1 | 22 | Bathroom
Ceiling Fixture | Incandescent |  | Standard A Lamp | 1 | 60 | Bedroom
Ceiling Fan | Incandescent |  | Standard A Lamp | 2 | 60 | Bedroom
Ceiling Fan | Incandescent |  | Standard A Lamp | 1 | 60 | Bedroom
Ceiling Fan | Incandescent |  | Standard A Lamp | 1 | 60 | Dining Room
Ceiling Fixture | Incandescent |  | Standard A Lamp | 1 | 60 | Hall
Ceiling Fixture | Linear Fluorescent | 60 | T-12 | 4 | 40 | Kitchen
Ceiling Fixture | Compact Fluorescent |  | Twist | 2 | 22 | Laundry Room
Table | Incandescent |  | Standard A Lamp | 1 | 60 | Living Room
Table | Compact Fluorescent |  | Twist | 1 | 22 | Living Room
Floor lamp | Incandescent |  | Standard A Lamp | 1 | 60 | Living Room
Table | Incandescent |  | Standard A Lamp | 1 | 40 | Living Room
Ceiling Fixture | Incandescent |  | Standard A Lamp | 2 | 60 | Bathroom
Ceiling Fixture | Incandescent |  | Standard A Lamp | 1 | 60 | Bathroom
Ceiling Fixture | Incandescent |  | Standard A Lamp | 1 | 60 | Bedroom
Ceiling Fan | Incandescent |  | Standard A Lamp | 4 | 60 | Bedroom
Table | Incandescent |  | Standard A Lamp | 1 | 60 | Bedroom
Ceiling Fixture | Incandescent |  | Standard A Lamp | 1 | 60 | Other
Ceiling Fixture | Compact Fluorescent |  | Twist | 1 | 22 | Other
Wall Mount | Compact Fluorescent |  | Twist | 2 | 15 | Bathroom
Recessed Can | Incandescent |  | Reflector | 1 | 60 | Bedroom
Chandelier (Hanging) | Incandescent |  | Mini base | 6 | 5 | Dining Room
Recessed Can | Incandescent |  | Standard A Lamp | 1 | 60 | Dining Room
Recessed Can | Incandescent |  | Reflector | 1 | 60 | Hall
Ceiling Fixture | Incandescent |  | Standard A Lamp | 2 | 60 | Other
Recessed Can | Incandescent |  | Reflector | 1 | 65 | Kitchen
Recessed Can | Compact Fluorescent |  | Twist | 1 | 15 | Laundry Room
Wall Mount | Incandescent |  | Mini base | 1 | 25 | Living Room
Floor lamp | Compact Fluorescent |  | Twist | 3 | 15 | Living Room
Wall Mount | Compact Fluorescent |  | Twist | 3 | 15 | Bathroom
Table | Compact Fluorescent |  | Twist | 1 | 15 | Master Bedroom
Ceiling Fixture | Incandescent |  | Standard A Lamp | 2 | 60 | Closet
Ceiling Fixture | Compact Fluorescent |  | Twist | 2 | 15 | Kitchen
Ceiling Fixture | Incandescent |  | Standard A Lamp | 1 | 60 | Other
Wall Mount | Incandescent |  | Standard A Lamp | 2 | 60 | Bathroom
Ceiling Fixture | Incandescent |  | Standard A Lamp | 2 | 60 | Bathroom
Wall Mount | Incandescent |  | Globe | 4 | 60 | Bathroom
Wall Mount | Incandescent |  | Globe | 4 | 60 | Bathroom
Ceiling Fixture | Incandescent |  | Standard A Lamp | 2 | 60 | Bedroom
Table | Incandescent |  | Standard A Lamp | 1 | 60 | Bedroom
Ceiling Fixture | Incandescent |  | Standard A Lamp | 2 | 60 | Bedroom
Ceiling Fixture | Incandescent |  | Standard A Lamp | 3 | 60 | Bedroom
Table | Incandescent |  | Standard A Lamp | 1 | 60 | Bedroom
Ceiling Fixture | Incandescent |  | Standard A Lamp | 2 | 60 | Bedroom
Floor lamp | Compact Fluorescent |  | Straight Tube | 1 | 15 | Bedroom
Chandelier (Hanging) | Incandescent |  | Clear | 5 | 60 | Dining Room
Ceiling Fixture | Linear Fluorescent | 48 | T-8 | 2 | 40 | Dining Room
Chandelier (Hanging) | Incandescent |  | Decorative | 2 | 40 | Hall
Ceiling Fan | Incandescent |  | Standard A Lamp | 4 | 60 | Family Room
Ceiling Fixture | Incandescent |  | Standard A Lamp | 1 | 100 | Garage
Ceiling Fixture | Linear Fluorescent | 48 | T-12 | 1 | 40 | Garage
Ceiling Fixture | Incandescent |  | Standard A Lamp | 2 | 60 | Hall
Ceiling Fixture | Incandescent |  | Reflector | 4 | 65 | Office
Floor lamp | Incandescent |  | Standard A Lamp | 1 | 60 | Office
Wall Mount | Incandescent |  | Reflector | 1 | 60 | Other
Ceiling Fixture | Linear Fluorescent | 96 | T-12 | 4 | 60 | Other
Ceiling Fixture | Linear Fluorescent | 48 | T-12 | 4 | 40 | Other
Ceiling Fixture | Linear Fluorescent | 36 | T-12 | 2 | 40 | Other
Wall Mount | Compact Fluorescent |  | Globe | 6 | 22 | Bathroom
Wall Mount | Compact Fluorescent |  | Globe | 6 | 22 | Bathroom
Wall Mount | Incandescent |  | Standard A Lamp | 2 | 60 | Bathroom
Ceiling Fixture | Incandescent |  | Standard A Lamp | 2 | 60 | Bedroom
Table | Incandescent |  | Standard A Lamp | 1 | 25 | Bedroom
Ceiling Fixture | Incandescent |  | Standard A Lamp | 2 | 60 | Bedroom
Table | Incandescent |  | Standard A Lamp | 1 | 25 | Bedroom
Ceiling Fixture | Linear Fluorescent | 48 | T-12 | 2 | 40 | Family Room
Recessed Can | Halogen |  | MR | 1 | 50 | Office
Table | Compact Fluorescent |  | Twist | 2 | 15 | Office
Floor lamp | Incandescent |  | Standard A Lamp | 1 | 75 | Office
Ceiling Fixture | Incandescent |  | Standard A Lamp | 1 | 65 | Closet
Ceiling Fixture | Linear Fluorescent | 48 | T-12 | 2 | 40 | Closet
Ceiling Fixture | Linear Fluorescent | 36 | T-12 | 2 | 40 | Dining Room
Ceiling Fixture | Incandescent |  | Mini base | 3 | 40 | Dining Room
Recessed Can | Incandescent |  | Reflector | 1 | 75 | Dining Room
Floor lamp | Halogen |  | Quartz Tube | 3 | 30 | Dining Room
Ceiling Fixture | Incandescent |  | Standard A Lamp | 1 | 60 | Hall
Ceiling Fixture | Incandescent |  | Standard A Lamp | 1 | 65 | Living Room
Table | Incandescent |  | Standard A Lamp | 1 | 100 | Living Room
Floor lamp | Incandescent |  | Mini base | 6 | 25 | Living Room
Ceiling Fan | Incandescent |  | Clear | 3 | 60 | Master Bedroom
Table | Incandescent |  | Standard A Lamp | 1 | 60 | Master Bedroom
Ceiling Fixture | Incandescent |  | Standard A Lamp | 1 | 60 | Closet
Ceiling Fixture | Linear Fluorescent | 48 | T-8 | 2 | 40 | Hall
Ceiling Fixture | Incandescent |  | Standard A Lamp | 1 | 60 | Closet
Ceiling Fixture | Linear Fluorescent | 48 | T-8 | 2 | 32 | Garage
Ceiling Fixture | Linear Fluorescent | 48 | T-8 | 2 | 32 | Other
Ceiling Fixture | Incandescent |  | Standard A Lamp | 1 | 100 | Other
Ceiling Fixture | Linear Fluorescent | 48 | T-8 | 2 | 32 | Other
Ceiling Fixture | Incandescent |  | Standard A Lamp | 1 | 60 | Other
Ceiling Fan | Incandescent |  | Decorative | 3 | 60 | Bedroom
Recessed Can | Compact Fluorescent |  | Twist | 1 | 15 | Hall
Wall Mount | Incandescent |  | Standard A Lamp | 2 | 100 | Bathroom
Ceiling Fixture | Incandescent |  | Standard A Lamp | 1 | 60 | Bathroom
Ceiling Fixture | Incandescent |  | Standard A Lamp | 1 | 60 | Bedroom
Recessed Can | Incandescent |  | Reflector | 1 | 65 | Bedroom
Chandelier (Hanging) | Incandescent |  | Standard A Lamp | 5 | 100 | Living Room
Chandelier (Hanging) | Compact Fluorescent |  | Twist | 2 | 15 | Living Room
Recessed Can | Incandescent |  | Reflector | 1 | 65 | Living Room
Table | Incandescent |  | 3-Way Incandescent | 1 | 100 | Living Room
Table | Compact Fluorescent |  | Twist | 1 | 15 | Living Room
Ceiling Fixture | Incandescent |  | Standard A Lamp | 2 | 60 | Laundry Room
Ceiling Fan | Incandescent |  | Standard A Lamp | 1 | 60 | Master Bedroom
Ceiling Fixture | Incandescent |  | Standard A Lamp | 1 | 60 | Bathroom
Wall Mount | Incandescent |  | Standard A Lamp | 3 | 60 | Bathroom
Ceiling Fixture | Compact Fluorescent |  | Twist | 5 | 15 | Bathroom
Wall Mount | Incandescent |  | Standard A Lamp | 2 | 100 | Bathroom
Ceiling Fixture | Compact Fluorescent |  | Twist | 2 | 13 | Bedroom
Ceiling Fixture | Incandescent |  | Decorative | 2 | 40 | Bedroom
Floor lamp | Incandescent |  | Decorative | 5 | 40 | Bedroom
Chandelier (Hanging) | Compact Fluorescent |  | Twist | 3 | 23 | Dining Room
Ceiling Fixture | Compact Fluorescent |  | Twist | 2 | 13 | Hall
Exterior | Incandescent |  | Standard A Lamp | 1 | 40 | Garage
Ceiling Fixture | Compact Fluorescent |  | Twist | 1 | 13 | Hall
Ceiling Fixture | Compact Fluorescent |  | Twist | 2 | 13 | Kitchen
Track | Halogen |  | Quartz Tube | 3 | 50 | Kitchen
Ceiling Fixture | Compact Fluorescent |  | Twist | 1 | 13 | Laundry Room
Torchiere | Halogen |  | Quartz Tube | 1 | 300 | Living Room
Table | Compact Fluorescent |  | Twist | 1 | 13 | Living Room
Ceiling Fixture | Compact Fluorescent |  | Pin base | 1 | 42 | Bathroom
Wall Mount | Compact Fluorescent |  | Twist | 2 | 15 | Bathroom
Ceiling Fixture | Incandescent |  | Mini base | 2 | 40 | Master Bedroom
Table | Compact Fluorescent |  | Twist | 1 | 14 | Master Bedroom
Ceiling Fixture | Compact Fluorescent |  | Twist | 1 | 13 | Other
Wall Mount | Incandescent |  | Globe | 3 | 40 | Bathroom
Ceiling Fixture | Compact Fluorescent |  | Twist | 1 | 15 | Bathroom
Wall Mount | Incandescent |  | Globe | 3 | 40 | Bathroom
Ceiling Fixture | Compact Fluorescent |  | Twist | 1 | 15 | Bathroom
Ceiling Fan | Incandescent |  | Standard A Lamp | 2 | 40 | Master Bedroom
Table | Incandescent |  | Standard A Lamp | 1 | 60 | Master Bedroom
Table | Incandescent |  | Decorative | 1 | 40 | Master Bedroom
Ceiling Fan | Compact Fluorescent |  | Twist | 1 | 15 | Bedroom
Table | Compact Fluorescent |  | Twist | 1 | 15 | Bedroom
Ceiling Fan | Compact Fluorescent |  | Twist | 1 | 15 | Bedroom
Floor lamp | Incandescent |  | Standard A Lamp | 1 | 40 | Bedroom
Chandelier (Hanging) | Incandescent |  | Clear | 5 | 40 | Dining Room
Ceiling Fixture | Compact Fluorescent |  | Twist | 1 | 13 | Hall
Ceiling Fixture | Compact Fluorescent |  | Twist | 1 | 15 | Other
Ceiling Fixture | Linear Fluorescent | 48 | T-12 | 2 | 40 | Kitchen
Ceiling Fixture | Compact Fluorescent |  | Twist | 1 | 15 | Laundry Room
Table | Compact Fluorescent |  | Twist | 1 | 15 | Living Room
Floor lamp | Halogen |  | Quartz Tube | 1 | 30 | Living Room
Ceiling Fixture | Compact Fluorescent |  | Twist | 2 | 15 | Office
Wall Mount | Incandescent |  | Globe | 4 | 40 | Bathroom
Ceiling Fixture | Incandescent |  | Heat Lamp | 1 | 250 | Bathroom
Wall Mount | Incandescent |  | Globe | 4 | 40 | Bathroom
Chandelier (Hanging) | Incandescent |  | Heat Lamp | 1 | 250 | Bathroom
Wall Mount | Incandescent |  | Globe | 4 | 40 | Bathroom
Ceiling Fixture | Incandescent |  | Heat Lamp | 1 | 250 | Bathroom
Ceiling Fixture | Compact Fluorescent |  | Twist | 2 | 22 | Master Bedroom
Ceiling Fan | Compact Fluorescent |  | Twist | 3 | 15 | Bedroom
Table | Incandescent |  | Standard A Lamp | 1 | 75 | Bedroom
Ceiling Fan | Incandescent |  | Standard A Lamp | 2 | 40 | Bedroom
Ceiling Fan | Linear Fluorescent |  | T-4 | 1 | 60 | Bedroom
Ceiling Fixture | Compact Fluorescent |  | Twist | 1 | 15 | Closet
Ceiling Fixture | Incandescent |  | Standard A Lamp | 2 | 60 | Dining Room
Ceiling Fixture | Incandescent |  | Standard A Lamp | 1 | 60 | Family Room
Ceiling Fixture | Compact Fluorescent |  | Twist | 1 | 22 | Garage
Ceiling Fixture | Incandescent |  | Standard A Lamp | 1 | 60 | Hall
Ceiling Fixture | Compact Fluorescent |  | Twist | 2 | 22 | Kitchen
Ceiling Fixture | Incandescent |  | Standard A Lamp | 1 | 60 | Kitchen
Floor lamp | Compact Fluorescent |  | Twist | 1 | 28 | Living Room
Ceiling Fixture | Incandescent |  | Standard A Lamp | 1 | 60 | Living Room
Ceiling Fixture | Compact Fluorescent |  | Twist | 1 | 22 | Hall
Wall Mount | Incandescent |  | Globe | 3 | 60 | Bathroom
Wall Mount | Incandescent |  | Globe | 6 | 100 | Bathroom
Ceiling Fixture | Incandescent |  | Standard A Lamp | 1 | 60 | Bathroom
Ceiling Fan | Compact Fluorescent |  | Twist | 3 | 13 | Bedroom
Floor lamp | Incandescent |  | Mini base | 5 | 25 | Bedroom
Table | Incandescent |  | Decorative | 1 | 40 | Bedroom
Ceiling Fixture | Incandescent |  | Standard A Lamp | 2 | 75 | Bedroom
Table | Compact Fluorescent |  | Twist | 1 | 14 | Bedroom
Floor lamp | Incandescent |  | Mini base | 5 | 25 | Bedroom
Ceiling Fixture | Halogen |  | MR | 4 | 50 | Bedroom
Table | Compact Fluorescent |  | Twist | 1 | 23 | Bedroom
Chandelier (Hanging) | Compact Fluorescent |  | Twist | 6 | 13 | Dining Room
Recessed Can | Incandescent |  | Reflector | 1 | 40 | Dining Room
Chandelier (Hanging) | Compact Fluorescent |  | Twist | 3 | 14 | Hall
Ceiling Fixture | Compact Fluorescent |  | Twist | 1 | 19 | Hall
Recessed Can | Compact Fluorescent |  | Flood | 1 | 16 | Family Room
Recessed Can | Compact Fluorescent |  | Flood | 1 | 18 | Family Room
Recessed Can | Incandescent |  | Reflector | 1 | 75 | Family Room
Wall Mount | Incandescent |  | Standard A Lamp | 1 | 75 | Family Room
Table | Compact Fluorescent |  | Twist | 1 | 14 | Family Room
Ceiling Fixture | Incandescent |  | Standard A Lamp | 1 | 100 | Hall
Ceiling Fixture | Compact Fluorescent |  | Twist | 1 | 14 | Hall
Ceiling Fixture | Compact Fluorescent |  | Twist | 2 | 14 | Hall
Chandelier (Hanging) | Compact Fluorescent |  | Twist | 1 | 13 | Kitchen
Chandelier (Hanging) | Compact Fluorescent |  | Twist | 1 | 23 | Kitchen
Recessed Can | Compact Fluorescent |  | Flood | 1 | 16 | Kitchen
Ceiling Fixture | Linear Fluorescent | 48 | T-12 | 4 | 40 | Laundry Room
Recessed Can | Compact Fluorescent |  | Flood | 1 | 18 | Living Room
Recessed Can | Incandescent |  | Reflector | 1 | 40 | Living Room
Wall Mount | Incandescent |  | Standard A Lamp | 1 | 75 | Living Room
Wall Mount | Compact Fluorescent |  | Globe | 2 | 14 | Bathroom
Recessed Can | Incandescent |  | Reflector | 1 | 65 | Bathroom
Recessed Can | Compact Fluorescent |  | Flood | 1 | 18 | Master Bedroom
Table | Compact Fluorescent |  | Twist | 1 | 14 | Master Bedroom
Table | Compact Fluorescent |  | Twist | 1 | 23 | Master Bedroom
Ceiling Fixture | Incandescent |  | Standard A Lamp | 2 | 75 | Closet
Chandelier (Hanging) | Incandescent |  | Standard A Lamp | 4 | 75 | Office
Table | Incandescent |  | Clear | 1 | 40 | Office
Ceiling Fixture | Compact Fluorescent |  | Twist | 1 | 13 | Closet
Chandelier (Hanging) | Incandescent |  | Globe | 1 | 150 | Hall
Recessed - other | Compact Fluorescent |  | Twist | 1 | 14 | Hall
Ceiling Fixture | Incandescent |  | Standard A Lamp | 1 | 100 | Other
Ceiling Fixture | Incandescent |  | Standard A Lamp | 1 | 100 | Closet
Ceiling Fixture | Incandescent |  | Standard A Lamp | 1 | 100 | Other
Ceiling Fixture | Incandescent |  | Standard A Lamp | 1 | 60 | Bathroom
Ceiling Fixture | Incandescent |  | Standard A Lamp | 1 | 60 | Other
Ceiling Fixture | Incandescent |  | Standard A Lamp | 1 | 60 | Other
Ceiling Fixture | Incandescent |  | Standard A Lamp | 2 | 60 | Bathroom
Wall Mount | Incandescent |  | Standard A Lamp | 4 | 60 | Bathroom
Ceiling Fixture | Linear Fluorescent | 48 | T-8 | 1 | 40 | Bathroom
Ceiling Fixture | Incandescent |  | Standard A Lamp | 2 | 60 | Master Bedroom
Table | Incandescent |  | Standard A Lamp | 1 | 60 | Master Bedroom
Ceiling Fixture | Incandescent |  | Standard A Lamp | 2 | 60 | Office
Ceiling Fixture | Incandescent |  | Standard A Lamp | 1 | 60 | Bedroom
Ceiling Fixture | Incandescent |  | Standard A Lamp | 2 | 60 | Bedroom
Ceiling Fixture | Linear Fluorescent | 48 | T-12 | 2 | 40 | Office
Ceiling Fixture | Incandescent |  | Standard A Lamp | 1 | 60 | Kitchen
Architectural | Halogen |  | Quartz Tube | 1 | 30 | Kitchen
Ceiling Fixture | Incandescent |  | Standard A Lamp | 1 | 60 | Laundry Room
Chandelier (Hanging) | Incandescent |  | Decorative | 5 | 25 | Living Room
Ceiling Fan | Incandescent |  | Standard A Lamp | 4 | 60 | Living Room
Table | Incandescent |  | Standard A Lamp | 1 | 60 | Living Room
Wall Mount | Incandescent |  | Decorative | 2 | 25 | Living Room
Other | Halogen |  | Quartz Tube | 1 | 20 | Living Room
Ceiling Fixture | Linear Fluorescent | 48 | T-8 | 2 | 32 | Other
Track | Incandescent |  | Standard A Lamp | 4 | 60 | Bedroom
Ceiling Fixture | Compact Fluorescent |  | Twist | 1 | 15 | Bedroom
Wall Mount | Incandescent |  | Standard A Lamp | 1 | 60 | Bedroom
Floor lamp | Incandescent |  | Standard A Lamp | 1 | 60 | Bedroom
Track | Incandescent |  | Reflector | 2 | 75 | Kitchen
Chandelier (Hanging) | Incandescent |  | Decorative | 5 | 60 | Kitchen
Ceiling Fixture | Compact Fluorescent |  | Twist | 1 | 15 | Kitchen
Ceiling Fixture | Incandescent |  | Standard A Lamp | 1 | 60 | Laundry Room
Ceiling Fixture | Compact Fluorescent |  | Globe | 1 | 28 | Living Room
Wall Mount | Incandescent |  | Standard A Lamp | 1 | 75 | Master Bedroom
Ceiling Fixture | Compact Fluorescent |  | Twist | 2 | 15 | Bathroom
Wall Mount | Incandescent |  | Standard A Lamp | 1 | 60 | Bathroom
Wall Mount | Compact Fluorescent |  | Twist | 1 | 15 | Bedroom
Table | Compact Fluorescent |  | Twist | 1 | 15 | Bedroom
Ceiling Fixture | Compact Fluorescent |  | Twist | 1 | 15 | Living Room
Ceiling Fixture | Compact Fluorescent |  | Twist | 1 | 15 | Kitchen
Ceiling Fixture | Linear Fluorescent | 60 | T-5 | 1 | 20 | Kitchen
Ceiling Fixture | Compact Fluorescent |  | Twist | 1 | 15 | Kitchen
Ceiling Fixture | Incandescent |  | Decorative | 1 | 60 | Other
Wall Mount | Compact Fluorescent |  | Globe | 6 | 11 | Bathroom
Ceiling Fixture | Incandescent |  | Heat Lamp | 2 | 150 | Bathroom
Ceiling Fixture | Compact Fluorescent |  | Twist | 1 | 15 | Bathroom
Ceiling Fixture | Incandescent |  | Heat Lamp | 2 | 250 | Bathroom
Wall Mount | Incandescent |  | Standard A Lamp | 1 | 60 | Bedroom
Recessed Can | Incandescent |  | Standard A Lamp | 1 | 60 | Bedroom
Track | Compact Fluorescent |  | Twist | 3 | 20 | Bedroom
Floor lamp | Compact Fluorescent |  | Twist | 2 | 20 | Bedroom
Ceiling Fixture | Incandescent |  | Standard A Lamp | 1 | 60 | Bedroom
Wall Mount | Compact Fluorescent |  | Twist | 2 | 20 | Bedroom
Table | Incandescent |  | Decorative | 3 | 25 | Bedroom
Table | Compact Fluorescent |  | Twist | 1 | 13 | Bedroom
Recessed Can | Incandescent |  | Standard A Lamp | 1 | 60 | Closet
Wall Mount | Compact Fluorescent |  | Twist | 1 | 20 | Closet
Chandelier (Hanging) | Incandescent |  | Clear | 1 | 200 | Dining Room
Recessed Can | Incandescent |  | Standard A Lamp | 1 | 60 | Dining Room
Table | Halogen |  | MR | 1 | 35 | Dining Room
Track | Incandescent |  | Standard A Lamp | 3 | 60 | Family Room
Floor lamp | Compact Fluorescent |  | Twist | 1 | 20 | Family Room
Wall Mount | Compact Fluorescent |  | Twist | 1 | 22 | Family Room
Wall Mount | Compact Fluorescent |  | Twist | 1 | 23 | Hall
Recessed Can | Incandescent |  | Standard A Lamp | 1 | 60 | Hall
Recessed Can | Compact Fluorescent |  | Twist | 1 | 13 | Hall
Track | Halogen |  | MR | 5 | 20 | Kitchen
Ceiling Fixture | Halogen |  | MR | 1 | 50 | Kitchen
Ceiling Fixture | Halogen |  | MR | 3 | 50 | Kitchen
Recessed Can | Compact Fluorescent |  | Twist | 1 | 20 | Laundry Room
Ceiling Fixture | Linear Fluorescent | 32 | T-12 | 1 | 30 | Laundry Room
Wall Mount | Compact Fluorescent |  | Straight Tube | 1 | 11 | Other
Floor lamp | Incandescent |  | Decorative | 4 | 25 | Other
Table | Incandescent |  | Standard A Lamp | 1 | 60 | Other
Wall Mount | Incandescent |  | Standard A Lamp | 1 | 60 | Other
Wall Mount | Incandescent |  | Standard A Lamp | 1 | 40 | Other
Table | Compact Fluorescent |  | Twist | 3 | 23 | Other
Table | Incandescent |  | Reflector | 4 | 75 | Other
Floor lamp | Compact Fluorescent |  | Twist | 2 | 13 | Other
Table | Compact Fluorescent |  | Twist | 1 | 13 | Other
Wall Mount | Incandescent |  | Globe | 3 | 60 | Bathroom
Wall Mount | Incandescent |  | Standard A Lamp | 2 | 60 | Bathroom
Ceiling Fixture | Incandescent |  | Standard A Lamp | 2 | 60 | Bedroom
Ceiling Fixture | Compact Fluorescent |  | Twist | 1 | 22 | Bedroom
Floor lamp | Incandescent |  | Standard A Lamp | 1 | 100 | Dining Room
Ceiling Fixture | Incandescent |  | Standard A Lamp | 1 | 60 | Dining Room
Recessed Can | Incandescent |  | Standard A Lamp | 1 | 60 | Kitchen
Recessed Can | Incandescent |  | Standard A Lamp | 1 | 60 | Hall
Ceiling Fixture | Incandescent |  | Standard A Lamp | 1 | 60 | Kitchen
Ceiling Fixture | Incandescent |  | Standard A Lamp | 1 | 100 | Laundry Room
Ceiling Fixture | Compact Fluorescent |  | Twist | 3 | 22 | Living Room
Ceiling Fan | Compact Fluorescent |  | Twist | 1 | 15 | Master Bedroom
Recessed Can | Compact Fluorescent |  | Twist | 1 | 22 | Master Bedroom
Ceiling Fixture | Compact Fluorescent |  | Twist | 2 | 22 | Office
Ceiling Fixture | Incandescent |  | Standard A Lamp | 1 | 75 | Other
Wall Mount | Incandescent |  | Decorative | 8 | 40 | Bathroom
Chandelier (Hanging) | Incandescent |  | Decorative | 7 | 60 | Kitchen
Ceiling Fixture | Linear Fluorescent | 48 | T-12 | 2 | 40 | Kitchen
Chandelier (Hanging) | Incandescent |  | Standard A Lamp | 1 | 75 | Garage
Garage door opener | Incandescent |  | Standard A Lamp | 1 | 60 | Garage
Ceiling Fixture | Incandescent |  | Standard A Lamp | 2 | 60 | Hall
Ceiling Fixture | Incandescent |  | Standard A Lamp | 1 | 60 | Hall
Other | Incandescent |  | Mini base | 1 | 5 | Hall
Floor lamp | Compact Fluorescent |  | Straight Tube | 3 | 22 | Living Room
Wall Mount | Incandescent |  | Standard A Lamp | 2 | 60 | Bathroom
Ceiling Fan | Incandescent |  | Standard A Lamp | 1 | 60 | Bedroom
Floor lamp | Compact Fluorescent |  | Straight Tube | 2 | 22 | Bedroom
Table | Incandescent |  | Decorative | 1 | 60 | Bedroom
Other | Incandescent |  | Mini base | 1 | 25 | Bedroom
Ceiling Fixture | Incandescent |  | Standard A Lamp | 2 | 60 | Bedroom
Wall Mount | Incandescent |  | Standard A Lamp | 1 | 100 | Hall
Wall Mount | Compact Fluorescent |  | Globe | 4 | 11 | Bathroom
Wall Mount | Incandescent |  | Globe | 4 | 40 | Bathroom
Recessed Can | Halogen |  | PAR | 1 | 75 | Bathroom
Ceiling Fixture | Incandescent |  | Standard A Lamp | 1 | 40 | Bathroom
Chandelier (Hanging) | Compact Fluorescent |  | Twist | 1 | 13 | Bathroom
Ceiling Fixture | Compact Fluorescent |  | Twist | 1 | 13 | Bathroom
Ceiling Fixture | Incandescent |  | Standard A Lamp | 1 | 60 | Bathroom
Wall Mount | Incandescent |  | Standard A Lamp | 1 | 60 | Bathroom
Ceiling Fixture | Incandescent |  | Mini base | 3 | 40 | Bedroom
Table | Compact Fluorescent |  | Twist | 1 | 13 | Bedroom
Ceiling Fixture | Incandescent |  | Mini base | 3 | 40 | Bedroom
Table | Incandescent |  | Decorative | 1 | 40 | Bedroom
Recessed Can | Incandescent |  | Standard A Lamp | 1 | 60 | Other
Table | Incandescent |  | Standard A Lamp | 1 | 60 | Other
Chandelier (Hanging) | Incandescent |  | Decorative | 6 | 40 | Dining Room
Recessed Can | Halogen |  | PAR | 1 | 75 | Hall
Recessed Can | Incandescent |  | Standard A Lamp | 1 | 60 | Family Room
Recessed Can | Incandescent |  | Reflector | 1 | 65 | Family Room
Table | Compact Fluorescent |  | Twist | 1 | 18 | Family Room
Ceiling Fixture | Linear Fluorescent | 96 | T-12 | 2 | 100 | Garage
Recessed Can | Compact Fluorescent |  | Flood | 1 | 15 | Kitchen
Architectural | Incandescent |  | Reflector | 2 | 45 | Kitchen
Ceiling Fixture | Halogen |  | PAR | 1 | 75 | Living Room
Ceiling Fixture | Incandescent |  | Mini base | 3 | 40 | Master Bedroom
Table | Compact Fluorescent |  | Twist | 1 | 13 | Master Bedroom
Floor lamp | Incandescent |  | Decorative | 1 | 40 | Master Bedroom
Ceiling Fixture | Linear Fluorescent | 96 | T-12 | 2 | 100 | Closet
Ceiling Fixture | Linear Fluorescent | 96 | T-12 | 2 | 100 | Office
Ceiling Fixture | Incandescent |  | Standard A Lamp | 3 | 60 | Other
Recessed Can | Incandescent |  | Reflector | 1 | 65 | Hall
Recessed - other | Compact Fluorescent |  | Twist | 1 | 13 | Hall
Ceiling Fixture | Incandescent |  | Standard A Lamp | 1 | 100 | Other
Ceiling Fixture | Compact Fluorescent |  | Twist | 1 | 10 | Other
Recessed Can | Incandescent |  | Standard A Lamp | 1 | 60 | Kitchen
Wall Mount | Incandescent |  | Standard A Lamp | 5 | 40 | Bathroom
Ceiling Fixture | Incandescent |  | Heat Lamp | 1 | 150 | Bathroom
Ceiling Fixture | Incandescent |  | Standard A Lamp | 2 | 60 | Bedroom
Ceiling Fan | Incandescent |  | Standard A Lamp | 1 | 60 | Bedroom
Ceiling Fixture | Incandescent |  | Standard A Lamp | 1 | 60 | Bedroom
Table | Incandescent |  | Standard A Lamp | 1 | 60 | Bedroom
Wall Mount | Incandescent |  | Standard A Lamp | 4 | 40 | Bathroom
Ceiling Fixture | Incandescent |  | Standard A Lamp | 1 | 60 | Bathroom
Ceiling Fixture | Incandescent |  | Standard A Lamp | 1 | 60 | Bedroom
Table | Incandescent |  | Standard A Lamp | 1 | 60 | Bedroom
Ceiling Fan | Incandescent |  | Standard A Lamp | 4 | 75 | Family Room
Ceiling Fan | Incandescent |  | Standard A Lamp | 3 | 60 | Family Room
Recessed Can | Incandescent |  | Standard A Lamp | 1 | 60 | Family Room
Ceiling Fixture | Incandescent |  | Standard A Lamp | 1 | 60 | Family Room
Ceiling Fixture | Incandescent |  | Standard A Lamp | 1 | 60 | Hall
Ceiling Fixture | Incandescent |  | Standard A Lamp | 1 | 60 | Kitchen
Ceiling Fixture | Linear Fluorescent | 24 | Fluorescent Unknown | 1 | 20 | Kitchen
Ceiling Fan | Incandescent |  | Decorative | 4 | 40 | Living Room
Table | Incandescent |  | Standard A Lamp | 1 | 90 | Living Room
Ceiling Fixture | Incandescent |  | Standard A Lamp | 1 | 60 | Living Room
Ceiling Fixture | Incandescent |  | Standard A Lamp | 1 | 60 | Office
Garage door opener | Incandescent |  | Standard A Lamp | 1 | 60 | Garage
Recessed Can | Incandescent |  | Reflector | 1 | 65 | Hall
Wall Mount | Incandescent |  | Standard A Lamp | 2 | 60 | Bathroom
Wall Mount | Incandescent |  | Standard A Lamp | 2 | 60 | Bathroom
Table | Incandescent |  | Clear | 1 | 40 | Bedroom
Table | Compact Fluorescent |  | Twist | 1 | 13 | Bedroom
Ceiling Fan | Incandescent |  | Clear | 3 | 40 | Bedroom
Ceiling Fan | Compact Fluorescent |  | Twist | 3 | 13 | Bedroom
Ceiling Fixture | Incandescent |  | Standard A Lamp | 2 | 60 | Garage
Ceiling Fixture | Compact Fluorescent |  | Twist | 1 | 15 | Laundry Room
Chandelier (Hanging) | Compact Fluorescent |  | Twist | 1 | 13 | Kitchen
Ceiling Fixture | Incandescent |  | Standard A Lamp | 2 | 60 | Kitchen
Ceiling Fixture | Incandescent |  | Standard A Lamp | 2 | 60 | Kitchen
Floor lamp | Compact Fluorescent |  | Twist | 1 | 13 | Living Room
Chandelier (Hanging) | Compact Fluorescent |  | Twist | 1 | 15 | Living Room
Ceiling Fan | Compact Fluorescent |  | Twist | 3 | 15 | Master Bedroom
Table | Compact Fluorescent |  | Twist | 1 | 13 | Master Bedroom
Wall Mount | Compact Fluorescent |  | Twist | 3 | 15 | Bathroom
Ceiling Fixture | Compact Fluorescent |  | Twist | 2 | 15 | Bedroom
Ceiling Fixture | Compact Fluorescent |  | Twist | 1 | 22 | Bedroom
Ceiling Fixture | Compact Fluorescent |  | Twist | 2 | 15 | Bedroom
Ceiling Fixture | Compact Fluorescent |  | Circline (Screw Base) | 1 | 28 | Bedroom
Ceiling Fixture | Linear Fluorescent | 48 | T-12 | 2 | 40 | Garage
Wall Mount | Compact Fluorescent |  | Twist | 1 | 15 | Hall
Ceiling Fixture | Linear Fluorescent | 48 | T-12 | 2 | 40 | Kitchen
Ceiling Fixture | Compact Fluorescent |  | Twist | 2 | 15 | Living Room
Wall Mount | Compact Fluorescent |  | Twist | 3 | 15 | Bathroom
Wall Mount | Compact Fluorescent |  | Twist | 1 | 13 | Bedroom
Wall Mount | Compact Fluorescent |  | Twist | 1 | 18 | Bedroom
Table | Incandescent |  | Standard A Lamp | 1 | 60 | Bedroom
Architectural | Incandescent |  | Standard A Lamp | 1 | 100 | Other
Chandelier (Hanging) | Incandescent |  | Standard A Lamp | 3 | 60 | Dining Room
Wall Mount | Compact Fluorescent |  | Twist | 3 | 11 | Bedroom
Table | Compact Fluorescent |  | Twist | 1 | 26 | Family Room
Track | Compact Fluorescent |  | Flood | 4 | 15 | Kitchen
Recessed Can | Compact Fluorescent |  | Flood | 1 | 15 | Kitchen
Ceiling Fixture | Incandescent |  | Standard A Lamp | 1 | 100 | Laundry Room
Wall Mount | Compact Fluorescent |  | Globe | 3 | 11 | Bathroom
Table | Incandescent |  | Standard A Lamp | 1 | 60 | Master Bedroom
Wall Mount | Incandescent |  | Standard A Lamp | 1 | 60 | Master Bedroom
Recessed Can | Compact Fluorescent |  | Flood | 1 | 15 | Other
Floor lamp | Incandescent |  | 3-Way Incandescent | 2 | 150 | Other
Wall Mount | Compact Fluorescent |  | Twist | 1 | 18 | Hall
Ceiling Fixture | Incandescent |  | Standard A Lamp | 1 | 100 | Hall
Wall Mount | Compact Fluorescent |  | Twist | 1 | 11 | Hall
Recessed Can | Compact Fluorescent |  | Flood | 1 | 15 | Other
Track | Incandescent |  | Reflector | 3 | 65 | Kitchen
Ceiling Fixture | Incandescent |  | Reflector | 2 | 50 | Kitchen
Chandelier (Hanging) | Incandescent |  | Standard A Lamp | 5 | 100 | Kitchen
Wall Mount | Incandescent |  | Globe | 4 | 60 | Bathroom
Ceiling Fixture | Incandescent |  | Standard A Lamp | 3 | 100 | Bedroom
Ceiling Fixture | Incandescent |  | Standard A Lamp | 3 | 40 | Bedroom
Ceiling Fixture | Incandescent |  | Standard A Lamp | 1 | 100 | Garage
Garage door opener | Incandescent |  | Standard A Lamp | 2 | 40 | Garage
Floor lamp | Incandescent |  | 3-Way Incandescent | 1 | 100 | Living Room
Ceiling Fixture | Incandescent |  | Standard A Lamp | 1 | 100 | Hall
Wall Mount | Incandescent |  | Standard A Lamp | 4 | 100 | Bathroom
Ceiling Fixture | Incandescent |  | Standard A Lamp | 2 | 100 | Bedroom
Table | Incandescent |  | Mini base | 3 | 60 | Bedroom
Wall Mount | Incandescent |  | Mini base | 2 | 60 | Bedroom
Table | Compact Fluorescent |  | Twist | 1 | 15 | Bedroom
Ceiling Fixture | Incandescent |  | Standard A Lamp | 1 | 75 | Hall
Ceiling Fixture | Incandescent |  | Standard A Lamp | 3 | 75 | Family Room
Chandelier (Hanging) | Compact Fluorescent |  | Twist | 1 | 22 | Family Room
Wall Mount | Compact Fluorescent |  | Twist | 1 | 22 | Laundry Room
Ceiling Fixture | Incandescent |  | Mini base | 3 | 60 | Bedroom
Table | Incandescent |  | Decorative | 1 | 25 | Bedroom
Ceiling Fixture | Incandescent |  | Mini base | 3 | 60 | Bedroom
Chandelier (Hanging) | Incandescent |  | Globe | 3 | 40 | Dining Room
High bay | Linear Fluorescent | 48 | T-12 | 2 | 40 | Garage
Wall Mount | Incandescent |  | Standard A Lamp | 3 | 60 | Bathroom
Ceiling Fixture | Incandescent |  | Standard A Lamp | 2 | 60 | Hall
Recessed Can | Compact Fluorescent |  | Reflector | 1 | 15 | Kitchen
Ceiling Fixture | Incandescent |  | Standard A Lamp | 2 | 60 | Laundry Room
Ceiling Fan | Incandescent |  | Standard A Lamp | 3 | 60 | Living Room
Chandelier (Hanging) | Incandescent |  | Standard A Lamp | 3 | 60 | Living Room
Table | Incandescent |  | 3-Way Incandescent | 1 | 100 | Living Room
Table | Compact Fluorescent |  | Twist | 1 | 15 | Living Room
Wall Mount | Incandescent |  | Standard A Lamp | 2 | 40 | Bathroom
Wall Mount | Incandescent |  | Standard A Lamp | 2 | 60 | Bathroom
Ceiling Fixture | Incandescent |  | Standard A Lamp | 3 | 60 | Bedroom
Ceiling Fixture | Incandescent |  | Standard A Lamp | 2 | 60 | Closet
Wall Mount | Incandescent |  | Globe | 4 | 40 | Bathroom
Wall Mount | Incandescent |  | Globe | 6 | 40 | Bathroom
Ceiling Fixture | Incandescent |  | Standard A Lamp | 1 | 60 | Bathroom
Ceiling Fixture | Incandescent |  | Decorative | 1 | 40 | Bedroom
Recessed Can | Halogen |  | PAR | 1 | 30 | Bedroom
Ceiling Fixture | Linear Fluorescent | 48 | T-12 | 2 | 32 | Bedroom
Ceiling Fixture | Linear Fluorescent | 48 | T-12 | 2 | 40 | Office
Recessed Can | Halogen |  | PAR | 1 | 30 | Closet
Recessed Can | Halogen |  | PAR | 1 | 20 | Closet
Ceiling Fixture | Compact Fluorescent |  | Twist | 1 | 22 | Garage
Recessed Can | Halogen |  | PAR | 1 | 30 | Hall
Ceiling Fixture | Incandescent |  | Standard A Lamp | 4 | 40 | Kitchen
Recessed Can | Halogen |  | PAR | 1 | 30 | Kitchen
Recessed Can | Halogen |  | PAR | 1 | 20 | Laundry Room
Recessed Can | Halogen |  | PAR | 1 | 30 | Living Room
Recessed Can | Incandescent |  | Reflector | 1 | 40 | Master Bedroom
Ceiling Fixture | Incandescent |  | Standard A Lamp | 1 | 60 | Bathroom
Recessed Can | Incandescent |  | Reflector | 1 | 65 | Kitchen
Ceiling Fixture | Linear Fluorescent | 48 | T-12 | 2 | 32 | Other
Recessed Can | Halogen |  | PAR | 1 | 30 | Office
Table | Compact Fluorescent |  | Twist | 1 | 15 | Office
Ceiling Fixture | Incandescent |  | Standard A Lamp | 1 | 60 | Bathroom
Recessed Can | Incandescent |  | Standard A Lamp | 1 | 65 | Family Room
Chandelier (Hanging) | Incandescent |  | Standard A Lamp | 6 | 60 | Dining Room
Ceiling Fixture | Incandescent |  | Standard A Lamp | 1 | 60 | Hall
Recessed - other | Incandescent |  | Standard A Lamp | 1 | 60 | Living Room
Ceiling Fixture | Incandescent |  | Standard A Lamp | 1 | 60 | Living Room
Table | Incandescent |  | Standard A Lamp | 1 | 65 | Living Room
Ceiling Fixture | Incandescent |  | Standard A Lamp | 1 | 60 | Bedroom
Table | Incandescent |  | Standard A Lamp | 1 | 60 | Bedroom
Ceiling Fixture | Incandescent |  | Standard A Lamp | 1 | 60 | Hall
High bay | Incandescent |  | Standard A Lamp | 2 | 60 | Kitchen
Recessed - other | Incandescent |  | Standard A Lamp | 1 | 65 | Kitchen
Track | Incandescent |  | Standard A Lamp | 3 | 65 | Bedroom
Ceiling Fixture | Incandescent |  | Decorative | 1 | 60 | Bedroom
Table | Incandescent |  | Standard A Lamp | 1 | 60 | Bedroom
Recessed Can | Incandescent |  | Decorative | 1 | 40 | Bathroom
Ceiling Fixture | Incandescent |  | Standard A Lamp | 1 | 60 | Closet
Ceiling Fixture | Incandescent |  | Standard A Lamp | 1 | 60 | Other
Ceiling Fixture | Incandescent |  | Standard A Lamp | 1 | 60 | Bedroom
Table | Incandescent |  | Standard A Lamp | 1 | 60 | Bedroom
Recessed - other | Incandescent |  | Standard A Lamp | 1 | 60 | Closet
Ceiling Fixture | Incandescent |  | Standard A Lamp | 1 | 60 | Laundry Room
Wall Mount | Compact Fluorescent |  | Twist | 5 | 22 | Bathroom
Other | Other |  | LED Interior | 1 | 12 | Bathroom
Ceiling Fixture | Compact Fluorescent |  | Twist | 2 | 22 | Bedroom
Table | Incandescent |  | Standard A Lamp | 1 | 60 | Bedroom
Ceiling Fixture | Compact Fluorescent |  | Twist | 2 | 22 | Bedroom
Table | Incandescent |  | Standard A Lamp | 1 | 75 | Bedroom
Recessed Can | Incandescent |  | Reflector | 1 | 65 | Family Room
Table | Incandescent |  | Other | 1 | 10 | Family Room
Table | Compact Fluorescent |  | A shape bulb | 1 | 22 | Family Room
Torchiere | Compact Fluorescent |  | Twist | 1 | 22 | Hall
Recessed Can | Compact Fluorescent |  | Twist | 1 | 22 | Kitchen
Ceiling Fan | Incandescent |  | Globe | 4 | 40 | Kitchen
Recessed Can | Compact Fluorescent |  | Twist | 1 | 22 | Living Room
Floor lamp | Incandescent |  | Standard A Lamp | 1 | 75 | Living Room
Ceiling Fixture | Compact Fluorescent |  | Twist | 2 | 22 | Office
Table | Incandescent |  | Decorative | 1 | 25 | Office
Ceiling Fixture | Incandescent |  | Standard A Lamp | 1 | 60 | Other
Wall Mount | Compact Fluorescent |  | Twist | 2 | 22 | Bathroom
Ceiling Fixture | Incandescent |  | Standard A Lamp | 1 | 100 | Bathroom
Table | Incandescent |  | Decorative | 1 | 40 | Bedroom
Table | Compact Fluorescent |  | Twist | 1 | 22 | Bedroom
Ceiling Fixture | Compact Fluorescent |  | Twist | 1 | 15 | Closet
Ceiling Fan | Incandescent |  | Decorative | 4 | 40 | Family Room
Wall Mount | Incandescent |  | Decorative | 1 | 40 | Family Room
Floor lamp | Compact Fluorescent |  | Twist | 1 | 22 | Family Room
Wall Mount | Incandescent |  | Standard A Lamp | 2 | 40 | Family Room
Ceiling Fixture | Incandescent |  | Standard A Lamp | 2 | 75 | Kitchen
Ceiling Fixture | Linear Fluorescent | 48 | T-12 | 2 | 40 | Laundry Room
Table | Compact Fluorescent |  | Twist | 1 | 28 | Living Room
Floor lamp | Compact Fluorescent |  | Twist | 2 | 22 | Office
Ceiling Fixture | Incandescent |  | Standard A Lamp | 2 | 40 | Bedroom
Wall Mount | Incandescent |  | Standard A Lamp | 2 | 60 | Bathroom
Ceiling Fixture | Incandescent |  | Standard A Lamp | 1 | 60 | Hall
Wall Mount | Compact Fluorescent |  | Twist | 1 | 22 | Office
Ceiling Fixture | Incandescent |  | Standard A Lamp | 2 | 40 | Office
Ceiling Fixture | Incandescent |  | Globe | 6 | 60 | Bathroom
Ceiling Fixture | Incandescent |  | Standard A Lamp | 1 | 60 | Bathroom
Table | Incandescent |  | Standard A Lamp | 1 | 60 | Bedroom
Ceiling Fan | Incandescent |  | Standard A Lamp | 1 | 60 | Bedroom
Ceiling Fan | Compact Fluorescent |  | Twist | 3 | 15 | Bedroom
Table | Incandescent |  | Standard A Lamp | 1 | 60 | Bedroom
Ceiling Fixture | Incandescent |  | Standard A Lamp | 1 | 65 | Family Room
Table | Incandescent |  | Standard A Lamp | 1 | 75 | Family Room
Table | Incandescent |  | Standard A Lamp | 1 | 60 | Hall
Ceiling Fixture | Linear Fluorescent | 48 | T-8 | 4 | 32 | Kitchen
Ceiling Fixture | Linear Fluorescent | 48 | T-12 | 2 | 40 | Kitchen
Ceiling Fixture | Incandescent |  | Standard A Lamp | 1 | 60 | Laundry Room
Ceiling Fixture | Compact Fluorescent |  | Twist | 2 | 15 | Living Room
Table | Incandescent |  | Standard A Lamp | 1 | 75 | Living Room
Ceiling Fan | Compact Fluorescent |  | Twist | 2 | 15 | Living Room
Chandelier (Hanging) | Compact Fluorescent |  | Twist | 5 | 15 | Living Room
Wall Mount | Compact Fluorescent |  | Twist | 1 | 22 | Bathroom
Ceiling Fan | Compact Fluorescent |  | Pin base | 4 | 15 | Bedroom
Table | Compact Fluorescent |  | A shape bulb | 1 | 15 | Bedroom
Table | Compact Fluorescent |  | Twist | 1 | 15 | Bedroom
Table | Incandescent |  | Standard A Lamp | 1 | 25 | Bedroom
Chandelier (Hanging) | Halogen |  | Quartz Tube | 1 | 150 | Dining Room
Floor lamp | Incandescent |  | Standard A Lamp | 1 | 25 | Dining Room
Table | Incandescent |  | Standard A Lamp | 1 | 40 | Dining Room
Floor lamp | Incandescent |  | 3-Way Incandescent | 1 | 100 | Dining Room
Table | Compact Fluorescent |  | Twist | 1 | 15 | Family Room
Ceiling Fixture | Compact Fluorescent |  | Twist | 3 | 15 | Family Room
Torchiere | Halogen |  | Quartz Tube | 1 | 150 | Family Room
Floor lamp | Halogen |  | MR | 1 | 30 | Family Room
Ceiling Fan | Compact Fluorescent |  | Twist | 2 | 15 | Family Room
Table | Halogen |  | Quartz Tube | 1 | 75 | Family Room
Ceiling Fixture | Incandescent |  | Standard A Lamp | 1 | 100 | Garage
Ceiling Fixture | Compact Fluorescent |  | Twist | 1 | 28 | Garage
Garage door opener | Compact Fluorescent |  | Twist | 2 | 15 | Garage
Ceiling Fixture | Incandescent |  | Mini base | 2 | 40 | Hall
Ceiling Fixture | Compact Fluorescent |  | Twist | 1 | 22 | Hall
Wall Mount | Compact Fluorescent |  | Twist | 4 | 15 | Living Room
Floor lamp | Compact Fluorescent |  | Twist | 1 | 22 | Living Room
Floor lamp | Incandescent |  | Standard A Lamp | 3 | 60 | Living Room
Table | Incandescent |  | 3-Way Incandescent | 1 | 100 | Living Room
Floor lamp | Compact Fluorescent |  | Pin base | 1 | 15 | Living Room
Table | Halogen |  | Other | 1 | 30 | Living Room
Wall Mount | Compact Fluorescent |  | Globe | 4 | 15 | Bathroom
Ceiling Fan | Compact Fluorescent |  | Twist | 3 | 15 | Master Bedroom
Table | Compact Fluorescent |  | Twist | 1 | 22 | Master Bedroom
Table | Linear Fluorescent | 24 | T-8 | 1 | 16 | Office
Ceiling Fixture | Compact Fluorescent |  | Twist | 3 | 22 | Office
Recessed Can | Compact Fluorescent |  | Flood | 1 | 22 | Kitchen
Ceiling Fixture | Incandescent |  | Standard A Lamp | 1 | 75 | Kitchen
Ceiling Fixture | Compact Fluorescent |  | Twist | 1 | 23 | Other
Ceiling Fixture | Compact Fluorescent |  | Twist | 2 | 15 | Bathroom
Wall Mount | Compact Fluorescent |  | Twist | 1 | 13 | Bathroom
Ceiling Fixture | Compact Fluorescent |  | Twist | 2 | 13 | Bedroom
High bay | Linear Fluorescent | 48 | T-12 | 1 | 40 | Kitchen
Floor lamp | Compact Fluorescent |  | Twist | 1 | 23 | Living Room
Table | Compact Fluorescent |  | Other | 1 | 11 | Living Room
Floor lamp | Compact Fluorescent |  | Other | 1 | 11 | Living Room
Table | Incandescent |  | Standard A Lamp | 1 | 60 | Master Bedroom
Ceiling Fixture | Incandescent |  | Standard A Lamp | 2 | 60 | Master Bedroom
Ceiling Fixture | Compact Fluorescent |  | Twist | 2 | 15 | Office
Ceiling Fixture | Incandescent |  | Standard A Lamp | 1 | 60 | Bedroom
Ceiling Fixture | Incandescent |  | Standard A Lamp | 1 | 60 | Bedroom
Ceiling Fixture | Incandescent |  | Standard A Lamp | 1 | 60 | Bedroom
Wall Mount | Incandescent |  | Globe | 6 | 40 | Bathroom
Ceiling Fan | Compact Fluorescent |  | Twist | 4 | 15 | Kitchen
Other | Compact Fluorescent |  | Twist | 1 | 15 | Kitchen
Ceiling Fixture | Incandescent |  | Standard A Lamp | 1 | 60 | Laundry Room
Ceiling Fixture | Incandescent |  | Standard A Lamp | 2 | 60 | Living Room
Table | Halogen |  | MR | 1 | 50 | Living Room
Ceiling Fixture | Incandescent |  | Standard A Lamp | 2 | 60 | Bathroom
Track | Incandescent |  | Globe | 6 | 40 | Bathroom
Recessed Can | Incandescent |  | Heat Lamp | 1 | 75 | Bathroom
Ceiling Fixture | Incandescent |  | Standard A Lamp | 2 | 65 | Bedroom
Ceiling Fixture | Incandescent |  | Standard A Lamp | 2 | 65 | Bedroom
Wall Mount | Incandescent |  | Globe | 1 | 40 | Bedroom
Ceiling Fixture | Incandescent |  | Standard A Lamp | 2 | 65 | Family Room
Wall Mount | Incandescent |  | Globe | 2 | 40 | Family Room
Ceiling Fixture | Incandescent |  | Standard A Lamp | 2 | 60 | Hall
Recessed Can | Incandescent |  | Reflector | 1 | 65 | Hall
Wall Mount | Incandescent |  | Globe | 1 | 40 | Hall
Chandelier (Hanging) | Incandescent |  | Globe | 5 | 40 | Kitchen
Recessed Can | Incandescent |  | Reflector | 1 | 60 | Kitchen
Ceiling Fixture | Incandescent |  | Standard A Lamp | 2 | 60 | Kitchen
Ceiling Fixture | Incandescent |  | Standard A Lamp | 2 | 60 | Laundry Room
Torchiere | Compact Fluorescent |  | Twist | 1 | 28 | Living Room
Table | Compact Fluorescent |  | Twist | 1 | 28 | Living Room
Ceiling Fixture | Incandescent |  | Standard A Lamp | 2 | 60 | Living Room
Ceiling Fan | Compact Fluorescent |  | Twist | 4 | 28 | Living Room
Ceiling Fan | Compact Fluorescent |  | Twist | 4 | 28 | Master Bedroom
Table | Incandescent |  | Standard A Lamp | 1 | 60 | Master Bedroom
Recessed Can | Incandescent |  | Reflector | 1 | 60 | Master Bedroom
Wall Mount | Compact Fluorescent |  | Twist | 3 | 10 | Master Bedroom
Ceiling Fixture | Incandescent |  | Standard A Lamp | 2 | 60 | Other
Floor lamp | Compact Fluorescent |  | Twist | 1 | 28 | Other
Ceiling Fixture | Incandescent |  | Standard A Lamp | 2 | 60 | Other
Table | Incandescent |  | Reflector | 1 | 60 | Other
Ceiling Fixture | Incandescent |  | Standard A Lamp | 1 | 40 | Bathroom
Wall Mount | Compact Fluorescent |  | Twist | 1 | 15 | Bathroom
Ceiling Fixture | Incandescent |  | Standard A Lamp | 1 | 60 | Bedroom
Table | Incandescent |  | Standard A Lamp | 1 | 60 | Bedroom
Ceiling Fixture | Compact Fluorescent |  | Twist | 2 | 15 | Bedroom
Ceiling Fixture | Compact Fluorescent |  | Twist | 1 | 15 | Hall
Ceiling Fixture | Compact Fluorescent |  | Twist | 2 | 15 | Kitchen
Ceiling Fixture | Compact Fluorescent |  | Twist | 2 | 15 | Kitchen
Ceiling Fixture | Incandescent |  | Standard A Lamp | 1 | 60 | Living Room
Table | Incandescent |  | Standard A Lamp | 1 | 60 | Office
Ceiling Fixture | Incandescent |  | Standard A Lamp | 1 | 60 | Office
Ceiling Fixture | Incandescent |  | Standard A Lamp | 1 | 60 | Other
Wall Mount | Incandescent |  | Clear | 3 | 40 | Bathroom
Ceiling Fan | Incandescent |  | Heat Lamp | 1 | 150 | Bathroom
Wall Mount | Incandescent |  | Standard A Lamp | 6 | 40 | Bathroom
Ceiling Fixture | Incandescent |  | Standard A Lamp | 2 | 60 | Bedroom
Ceiling Fixture | Incandescent |  | Standard A Lamp | 2 | 60 | Bedroom
Ceiling Fixture | Incandescent |  | Standard A Lamp | 1 | 60 | Closet
Ceiling Fan | Incandescent |  | Standard A Lamp | 5 | 40 | Dining Room
Ceiling Fixture | Incandescent |  | Standard A Lamp | 1 | 60 | Hall
Ceiling Fixture | Linear Fluorescent | 48 | T-12 | 2 | 32 | Kitchen
Floor lamp | Incandescent |  | Standard A Lamp | 1 | 100 | Living Room
Ceiling Fan | Incandescent |  | Clear | 3 | 25 | Master Bedroom
Table | Incandescent |  | Standard A Lamp | 1 | 100 | Master Bedroom
Track | Compact Fluorescent |  | Twist | 3 | 15 | Office
Chandelier (Hanging) | Compact Fluorescent |  | Twist | 1 | 15 | Office
Wall Mount | Compact Fluorescent |  | Twist | 3 | 15 | Bathroom
Ceiling Fixture | Incandescent |  | Standard A Lamp | 1 | 60 | Bathroom
Ceiling Fixture | Compact Fluorescent |  | Twist | 2 | 15 | Bedroom
Recessed Can | Incandescent |  | Clear | 1 | 65 | Dining Room
Ceiling Fan | Compact Fluorescent |  | Twist | 4 | 15 | Dining Room
Ceiling Fixture | Compact Fluorescent |  | Twist | 2 | 15 | Hall
Ceiling Fixture | Linear Fluorescent | 24 | T-8 | 2 | 20 | Hall
Recessed Can | Incandescent |  | Reflector | 1 | 65 | Kitchen
Architectural | Halogen |  | MR | 1 | 20 | Kitchen
Ceiling Fixture | Linear Fluorescent | 48 | T-12 | 2 | 40 | Laundry Room
Wall Mount | Compact Fluorescent |  | Globe | 6 | 15 | Bathroom
Wall Mount | Compact Fluorescent |  | Twist | 1 | 15 | Bathroom
Ceiling Fan | Incandescent |  | Standard A Lamp | 4 | 60 | Bedroom
Table | Incandescent |  | Decorative | 1 | 5 | Bedroom
Table | Incandescent |  | Standard A Lamp | 1 | 60 | Bedroom
Floor lamp | Compact Fluorescent |  | Twist | 1 | 22 | Bedroom
Table | Incandescent |  | Mini base | 1 | 5 | Bedroom
Ceiling Fixture | Linear Fluorescent | 48 | T-12 | 2 | 40 | Office
Table | Compact Fluorescent |  | Pin base | 1 | 22 | Office
Ceiling Fixture | Linear Fluorescent | 48 | T-12 | 2 | 40 | Office
Torchiere | Halogen |  | Quartz Tube | 1 | 100 | Office
Table | Incandescent |  | Standard A Lamp | 1 | 60 | Office
Table | Compact Fluorescent |  | Twist | 1 | 15 | Office
Ceiling Fixture | Compact Fluorescent |  | Twist | 1 | 15 | Other
Ceiling Fixture | Incandescent |  | Standard A Lamp | 2 | 60 | Hall
Table | Compact Fluorescent |  | Twist | 1 | 15 | Family Room
Torchiere | Compact Fluorescent |  | Twist | 1 | 22 | Family Room
Floor lamp | Compact Fluorescent |  | Twist | 2 | 15 | Family Room
Torchiere | Halogen |  | Quartz Tube | 1 | 300 | Family Room
Ceiling Fixture | Incandescent |  | Standard A Lamp | 1 | 75 | Bathroom
Ceiling Fixture | Compact Fluorescent |  | Twist | 1 | 15 | Hall
Wall Mount | Incandescent |  | Standard A Lamp | 1 | 75 | Hall
Ceiling Fan | Compact Fluorescent |  | Twist | 1 | 22 | Bedroom
Wall Mount | Compact Fluorescent |  | Twist | 1 | 15 | Bedroom
Ceiling Fixture | Compact Fluorescent |  | Twist | 1 | 22 | Hall
Wall Mount | Compact Fluorescent |  | Twist | 2 | 22 | Bathroom
Ceiling Fixture | Compact Fluorescent |  | Twist | 2 | 15 | Bedroom
Recessed Can | Incandescent |  | Reflector | 1 | 42 | Bedroom
Ceiling Fixture | Compact Fluorescent |  | Twist | 1 | 15 | Other
Ceiling Fixture | Incandescent |  | Standard A Lamp | 1 | 75 | Other
Ceiling Fixture | Compact Fluorescent |  | Twist | 1 | 15 | Family Room
Track | Halogen |  | MR | 3 | 30 | Family Room
Ceiling Fixture | Compact Fluorescent |  | Twist | 1 | 15 | Other
Ceiling Fixture | Compact Fluorescent |  | Twist | 1 | 15 | Family Room
Floor lamp | Compact Fluorescent |  | Twist | 2 | 15 | Family Room
Ceiling Fixture | Linear Fluorescent | 48 | T-12 | 2 | 40 | Other
Table | Compact Fluorescent |  | Twist | 1 | 15 | Master Bedroom
Ceiling Fan | Incandescent |  | Decorative | 4 | 60 | Master Bedroom
Ceiling Fixture | Compact Fluorescent |  | Twist | 3 | 15 | Kitchen
Chandelier (Hanging) | Compact Fluorescent |  | Twist | 4 | 15 | Kitchen
Table | Compact Fluorescent |  | Twist | 1 | 15 | Living Room
Ceiling Fixture | Compact Fluorescent |  | Twist | 1 | 15 | Hall
Ceiling Fixture | Compact Fluorescent |  | Twist | 2 | 15 | Office
Table | Incandescent |  | Standard A Lamp | 1 | 75 | Office
Wall Mount | Compact Fluorescent |  | Twist | 2 | 15 | Bathroom
Ceiling Fixture | Compact Fluorescent |  | Twist | 1 | 15 | Bathroom
Ceiling Fixture | Compact Fluorescent |  | Twist | 2 | 15 | Bedroom
Table | Incandescent |  | Standard A Lamp | 1 | 60 | Bedroom
Ceiling Fixture | Compact Fluorescent |  | Twist | 2 | 15 | Bedroom
Wall Mount | Compact Fluorescent |  | A shape bulb | 5 | 15 | Bathroom
Wall Mount | Incandescent |  | Standard A Lamp | 5 | 60 | Bathroom
Ceiling Fixture | Compact Fluorescent |  | Twist | 2 | 15 | Bathroom
Recessed Can | Compact Fluorescent |  | Reflector | 1 | 15 | Bathroom
Chandelier (Hanging) | Incandescent |  | Mini base | 5 | 40 | Hall
Ceiling Fixture | Compact Fluorescent |  | Twist | 1 | 15 | Hall
Floor lamp | Compact Fluorescent |  | Twist | 1 | 15 | Family Room
Ceiling Fixture | Compact Fluorescent |  | Twist | 1 | 15 | Hall
Ceiling Fixture | Compact Fluorescent |  | Twist | 1 | 15 | Bedroom
Ceiling Fixture | Compact Fluorescent |  | Twist | 1 | 22 | Bedroom
Ceiling Fixture | Incandescent |  | Standard A Lamp | 1 | 75 | Bathroom
Wall Mount | Incandescent |  | Globe | 2 | 40 | Bathroom
Wall Mount | Compact Fluorescent |  | Twist | 2 | 7 | Bathroom
Ceiling Fixture | Compact Fluorescent |  | Twist | 2 | 15 | Laundry Room
Ceiling Fixture | Incandescent |  | Standard A Lamp | 1 | 60 | Bedroom
Floor lamp | Incandescent |  | Standard A Lamp | 1 | 75 | Bedroom
Table | Incandescent |  | Standard A Lamp | 1 | 60 | Bedroom
Ceiling Fixture | Compact Fluorescent |  | Twist | 1 | 13 | Bedroom
Ceiling Fan | Compact Fluorescent |  | Twist | 4 | 22 | Master Bedroom
Table | Incandescent |  | Standard A Lamp | 1 | 60 | Master Bedroom
Table | Compact Fluorescent |  | Twist | 1 | 13 | Master Bedroom
Garage door opener | Incandescent |  | Standard A Lamp | 1 | 60 | Garage
Ceiling Fixture | Incandescent |  | Standard A Lamp | 1 | 300 | Garage
Ceiling Fixture | Incandescent |  | Standard A Lamp | 1 | 150 | Garage
Wall Mount | Incandescent |  | Reflector | 2 | 150 | Garage
Ceiling Fixture | Incandescent |  | Standard A Lamp | 1 | 60 | Hall
Ceiling Fan | Compact Fluorescent |  | Twist | 3 | 22 | Hall
Ceiling Fixture | Incandescent |  | Standard A Lamp | 1 | 60 | Hall
Recessed Can | Incandescent |  | Reflector | 1 | 25 | Hall
Ceiling Fixture | Compact Fluorescent |  | Twist | 2 | 15 | Laundry Room
Floor lamp | Incandescent |  | Standard A Lamp | 2 | 40 | Laundry Room
Ceiling Fan | Incandescent |  | Clear | 4 | 40 | Living Room
Table | Compact Fluorescent |  | Twist | 1 | 15 | Living Room
Ceiling Fixture | Incandescent |  | Standard A Lamp | 1 | 75 | Other
Ceiling Fixture | Incandescent |  | Standard A Lamp | 1 | 60 | Office
Table | Incandescent |  | Other | 1 | 100 | Office
Ceiling Fixture | Incandescent |  | Standard A Lamp | 2 | 60 | Bathroom
Wall Mount | Incandescent |  | Standard A Lamp | 1 | 60 | Bathroom
Wall Mount | Compact Fluorescent |  | Twist | 1 | 22 | Hall
Ceiling Fixture | Compact Fluorescent |  | Twist | 2 | 22 | Other
Wall Mount | Incandescent |  | Globe | 5 | 40 | Bathroom
Wall Mount | Incandescent |  | Globe | 6 | 40 | Bathroom
Ceiling Fixture | Incandescent |  | Standard A Lamp | 1 | 60 | Bedroom
Ceiling Fixture | Incandescent |  | Standard A Lamp | 1 | 65 | Bedroom
Wall Mount | Incandescent |  | Globe | 4 | 40 | Bedroom
Ceiling Fixture | Incandescent |  | Standard A Lamp | 1 | 60 | Bedroom
Ceiling Fixture | Incandescent |  | Standard A Lamp | 2 | 60 | Bedroom
Ceiling Fixture | Incandescent |  | Standard A Lamp | 2 | 60 | Office
Ceiling Fixture | Compact Fluorescent |  | Twist | 2 | 22 | Family Room
Table | Compact Fluorescent |  | Twist | 1 | 15 | Family Room
Wall Mount | Incandescent |  | Standard A Lamp | 2 | 40 | Hall
Ceiling Fixture | Incandescent |  | Standard A Lamp | 1 | 65 | Closet
Ceiling Fixture | Incandescent |  | Standard A Lamp | 2 | 60 | Closet
Ceiling Fixture | Incandescent |  | Clear | 5 | 60 | Dining Room
Ceiling Fixture | Incandescent |  | Decorative | 3 | 25 | Hall
Recessed Can | Incandescent |  | Reflector | 1 | 75 | Kitchen
Ceiling Fixture | Incandescent |  | Standard A Lamp | 1 | 60 | Laundry Room
Ceiling Fan | Incandescent |  | Clear | 4 | 60 | Living Room
Table | Compact Fluorescent |  | Twist | 1 | 15 | Living Room
Ceiling Fixture | Incandescent |  | Standard A Lamp | 1 | 65 | Master Bedroom
Table | Compact Fluorescent |  | Twist | 1 | 15 | Master Bedroom
Ceiling Fixture | Incandescent |  | Standard A Lamp | 1 | 60 | Hall
Ceiling Fixture | Incandescent |  | Standard A Lamp | 1 | 60 | Bathroom
Recessed Can | Incandescent |  | Reflector | 1 | 65 | Bathroom
Chandelier (Hanging) | Incandescent |  | Standard A Lamp | 5 | 60 | Family Room
Recessed Can | Incandescent |  | Reflector | 1 | 65 | Family Room
Ceiling Fixture | Compact Fluorescent |  | Twist | 1 | 15 | Garage
Recessed Can | Incandescent |  | Reflector | 1 | 65 | Kitchen
Wall Mount | Linear Fluorescent | 24 | T-12 | 1 | 20 | Kitchen
Ceiling Fixture | Linear Fluorescent | 48 | T-12 | 4 | 40 | Laundry Room
Recessed Can | Incandescent |  | Reflector | 1 | 65 | Living Room
Recessed Can | Incandescent |  | Reflector | 1 | 65 | Master Bedroom
Ceiling Fan | Incandescent |  | Standard A Lamp | 2 | 60 | Master Bedroom
Recessed Can | Incandescent |  | Reflector | 1 | 65 | Bathroom
Ceiling Fixture | Incandescent |  | Standard A Lamp | 1 | 60 | Bathroom
Ceiling Fixture | Linear Fluorescent | 48 | T-12 | 4 | 40 | Closet
Exterior | Incandescent |  | Standard A Lamp | 1 | 100 | Other
Ceiling Fixture | Linear Fluorescent | 48 | T-12 | 4 | 40 | Other
Ceiling Fixture | Incandescent |  | Standard A Lamp | 1 | 60 | Other
Chandelier (Hanging) | Incandescent |  | Standard A Lamp | 4 | 60 | Bedroom
Recessed Can | Incandescent |  | Reflector | 1 | 65 | Bedroom
Ceiling Fixture | Incandescent |  | Standard A Lamp | 1 | 60 | Bathroom
Wall Mount | Incandescent |  | Standard A Lamp | 4 | 60 | Bathroom
Ceiling Fixture | Incandescent |  | Standard A Lamp | 1 | 60 | Bedroom
Wall Mount | Compact Fluorescent |  | Twist | 6 | 15 | Bathroom
Chandelier (Hanging) | Incandescent |  | Globe | 1 | 100 | Dining Room
Ceiling Fixture | Compact Fluorescent |  | Twist | 2 | 15 | Family Room
Table | Incandescent |  | Standard A Lamp | 1 | 75 | Family Room
Other | Halogen |  | Quartz Tube | 1 | 150 | Family Room
Garage door opener | Incandescent |  | Standard A Lamp | 1 | 60 | Garage
Ceiling Fixture | Linear Fluorescent | 48 | T-12 | 2 | 40 | Garage
Other | Other |  | Other | 1 | 12 | Garage
Ceiling Fixture | Incandescent |  | Mini base | 3 | 25 | Hall
Ceiling Fixture | Incandescent |  | Standard A Lamp | 2 | 60 | Bedroom
Ceiling Fixture | Linear Fluorescent | 48 | T-12 | 2 | 40 | Kitchen
Ceiling Fixture | Linear Fluorescent | 24 | T-12 | 2 | 20 | Laundry Room
Table | Compact Fluorescent |  | Pin base | 1 | 28 | Living Room
Table | Incandescent |  | 3-Way Incandescent | 1 | 100 | Living Room
Ceiling Fan | Incandescent |  | Globe | 3 | 40 | Master Bedroom
Wall Mount | Incandescent |  | Clear | 3 | 60 | Bathroom
Wall Mount | Compact Fluorescent |  | Twist | 3 | 13 | Bathroom
Ceiling Fixture | Incandescent |  | Standard A Lamp | 1 | 40 | Bathroom
Wall Mount | Incandescent |  | Standard A Lamp | 2 | 60 | Bathroom
Wall Mount | Compact Fluorescent |  | Twist | 2 | 13 | Bathroom
Chandelier (Hanging) | Compact Fluorescent |  | Twist | 2 | 13 | Bedroom
Ceiling Fixture | Incandescent |  | Standard A Lamp | 1 | 60 | Bedroom
Recessed Can | Incandescent |  | Reflector | 1 | 65 | Other
Ceiling Fixture | Linear Fluorescent | 48 | T-8 | 4 | 32 | Garage
Ceiling Fixture | Incandescent |  | Standard A Lamp | 1 | 60 | Garage
Ceiling Fixture | Linear Fluorescent | 48 | T-12 | 2 | 40 | Garage
Garage door opener | Incandescent |  | Standard A Lamp | 1 | 60 | Garage
Recessed Can | Incandescent |  | Reflector | 1 | 65 | Hall
Recessed Can | Incandescent |  | Reflector | 1 | 65 | Kitchen
Recessed Can | Compact Fluorescent |  | Reflector | 1 | 15 | Kitchen
Floor lamp | Incandescent |  | Standard A Lamp | 1 | 60 | Laundry Room
Ceiling Fixture | Incandescent |  | Standard A Lamp | 1 | 60 | Laundry Room
Chandelier (Hanging) | Incandescent |  | Standard A Lamp | 3 | 60 | Living Room
Chandelier (Hanging) | Incandescent |  | Standard A Lamp | 3 | 60 | Master Bedroom
Floor lamp | Compact Fluorescent |  | Twist | 1 | 13 | Master Bedroom
Ceiling Fixture | Incandescent |  | Standard A Lamp | 1 | 60 | Other
Ceiling Fixture | Incandescent |  | Standard A Lamp | 1 | 60 | Garage
Ceiling Fixture | Compact Fluorescent |  | Twist | 1 | 22 | Bedroom
Ceiling Fixture | Incandescent |  | Standard A Lamp | 1 | 60 | Bedroom
Floor lamp | Compact Fluorescent |  | Twist | 2 | 28 | Dining Room
Ceiling Fixture | Compact Fluorescent |  | A shape bulb | 1 | 22 | Garage
Low bay | Linear Fluorescent | 48 | T-8 | 2 | 32 | Garage
Ceiling Fixture | Compact Fluorescent |  | Twist | 1 | 22 | Hall
Recessed Can | Incandescent |  | Reflector | 1 | 65 | Kitchen
Track | Halogen |  | PAR | 1 | 30 | Kitchen
Chandelier (Hanging) | Incandescent |  | Decorative | 6 | 40 | Living Room
Ceiling Fixture | Incandescent |  | Standard A Lamp | 1 | 60 | Bathroom
Chandelier (Hanging) | Compact Fluorescent |  | Twist | 2 | 15 | Master Bedroom
Table | Compact Fluorescent |  | Twist | 1 | 15 | Master Bedroom
Chandelier (Hanging) | Compact Fluorescent |  | Twist | 2 | 15 | Bedroom
Table | Compact Fluorescent |  | Twist | 1 | 22 | Bedroom
Table | Compact Fluorescent |  | Twist | 1 | 22 | Laundry Room
Wall Mount | Incandescent |  | Globe | 6 | 40 | Closet
Wall Mount | Incandescent |  | Globe | 3 | 40 | Bathroom
Ceiling Fixture | Compact Fluorescent |  | Twist | 2 | 15 | Bathroom
Ceiling Fixture | Compact Fluorescent |  | Twist | 2 | 15 | Master Bedroom
Table | Incandescent |  | Decorative | 1 | 150 | Master Bedroom
Floor lamp | Incandescent |  | Standard A Lamp | 3 | 100 | Master Bedroom
Table | Incandescent |  | Decorative | 3 | 40 | Master Bedroom
Table | Incandescent |  | Standard A Lamp | 1 | 100 | Master Bedroom
Ceiling Fixture | Compact Fluorescent |  | Twist | 2 | 15 | Bedroom
Table | Incandescent |  | Standard A Lamp | 1 | 40 | Bedroom
Table | Compact Fluorescent |  | Twist | 1 | 15 | Bedroom
Ceiling Fixture | Compact Fluorescent |  | Twist | 1 | 22 | Garage
Ceiling Fixture | Linear Fluorescent | 48 | T-8 | 2 | 32 | Garage
Garage door opener | Incandescent |  | Standard A Lamp | 1 | 100 | Garage
Ceiling Fixture | Compact Fluorescent |  | Twist | 2 | 15 | Hall
Wall Mount | Incandescent |  | Mini base | 1 | 25 | Hall
Ceiling Fixture | Compact Fluorescent |  | Twist | 2 | 15 | Kitchen
Ceiling Fixture | Incandescent |  | Standard A Lamp | 1 | 100 | Kitchen
Other | Incandescent |  | Reflector | 2 | 25 | Kitchen
Wall Mount | Incandescent |  | Mini base | 1 | 25 | Kitchen
Ceiling Fixture | Compact Fluorescent |  | Twist | 2 | 15 | Laundry Room
Ceiling Fixture | Compact Fluorescent |  | Twist | 2 | 15 | Living Room
Table | Incandescent |  | Standard A Lamp | 1 | 100 | Living Room
Torchiere | Incandescent |  | Standard A Lamp | 1 | 100 | Living Room
Wall Mount | Incandescent |  | Globe | 3 | 40 | Bathroom
Ceiling Fixture | Compact Fluorescent |  | Twist | 2 | 15 | Other
Ceiling Fixture | Compact Fluorescent |  | Twist | 2 | 22 | Other
Ceiling Fixture | Linear Fluorescent | 48 | T-8 | 2 | 32 | Office
Table | Incandescent |  | Standard A Lamp | 1 | 40 | Office
Ceiling Fixture | Linear Fluorescent | 48 | T-8 | 2 | 32 | Other
Wall Mount | Incandescent |  | Standard A Lamp | 2 | 65 | Bathroom
Ceiling Fixture | Incandescent |  | Standard A Lamp | 2 | 65 | Bedroom
Ceiling Fixture | Incandescent |  | Standard A Lamp | 1 | 65 | Bedroom
Ceiling Fixture | Incandescent |  | Standard A Lamp | 1 | 65 | Bedroom
Chandelier (Hanging) | Incandescent |  | Standard A Lamp | 5 | 65 | Dining Room
Ceiling Fixture | Linear Fluorescent | 48 | T-12 | 4 | 40 | Hall
Ceiling Fixture | Incandescent |  | Standard A Lamp | 1 | 60 | Laundry Room
Table | Compact Fluorescent |  | Twist | 1 | 22 | Living Room
Floor lamp | Incandescent |  | Standard A Lamp | 1 | 75 | Living Room
Ceiling Fixture | Incandescent |  | Standard A Lamp | 1 | 60 | Closet
Ceiling Fixture | Linear Fluorescent | 48 | T-12 | 4 | 40 | Garage
Wall Mount | Incandescent |  | Standard A Lamp | 2 | 60 | Bathroom
Ceiling Fixture | Incandescent |  | Standard A Lamp | 1 | 60 | Bedroom
Table | Incandescent |  | Standard A Lamp | 1 | 60 | Bedroom
Ceiling Fixture | Incandescent |  | Standard A Lamp | 1 | 60 | Bedroom
Floor lamp | Incandescent |  | Standard A Lamp | 1 | 60 | Bedroom
Ceiling Fixture | Incandescent |  | Standard A Lamp | 1 | 60 | Garage
Ceiling Fixture | Incandescent |  | Standard A Lamp | 2 | 60 | Kitchen
Ceiling Fixture | Incandescent |  | Standard A Lamp | 1 | 60 | Laundry Room
Table | Incandescent |  | Standard A Lamp | 1 | 60 | Living Room
Ceiling Fixture | Halogen |  | Other | 2 | 60 | Bathroom
Ceiling Fixture | Compact Fluorescent |  | Pin base | 1 | 27 | Bathroom
Wall Mount | Incandescent |  | Standard A Lamp | 4 | 80 | Bathroom
Ceiling Fan | Incandescent |  | Decorative | 3 | 60 | Bedroom
Ceiling Fan | Incandescent |  | Decorative | 3 | 60 | Bedroom
Ceiling Fan | Incandescent |  | Decorative | 3 | 60 | Bedroom
Wall Mount | Linear Fluorescent | 12 | T-8 | 1 | 15 | Closet
Chandelier (Hanging) | Compact Fluorescent |  | Globe | 3 | 11 | Dining Room
Chandelier (Hanging) | Incandescent |  | Standard A Lamp | 2 | 100 | Hall
Chandelier (Hanging) | Incandescent |  | Clear | 3 | 60 | Family Room
Table | Incandescent |  | Other | 1 | 40 | Family Room
Table | Incandescent |  | 3-Way Incandescent | 1 | 100 | Family Room
Ceiling Fixture | Incandescent |  | Standard A Lamp | 1 | 60 | Garage
Ceiling Fixture | Incandescent |  | Standard A Lamp | 2 | 75 | Hall
Ceiling Fixture | Incandescent |  | Standard A Lamp | 2 | 60 | Hall
Recessed Can | Incandescent |  | Reflector | 1 | 65 | Kitchen
Recessed Can | Compact Fluorescent |  | Straight Tube | 1 | 11 | Kitchen
Architectural | Halogen |  | Other | 1 | 20 | Kitchen
Ceiling Fixture | Compact Fluorescent |  | Twist | 2 | 19 | Laundry Room
Ceiling Fixture | Compact Fluorescent |  | Twist | 1 | 23 | Laundry Room
Recessed Can | Incandescent |  | Reflector | 1 | 65 | Living Room
Floor lamp | Incandescent |  | Standard A Lamp | 1 | 60 | Living Room
Table | Incandescent |  | Clear | 1 | 100 | Living Room
Ceiling Fixture | Incandescent |  | Standard A Lamp | 2 | 100 | Bathroom
Wall Mount | Incandescent |  | Standard A Lamp | 3 | 100 | Bathroom
Ceiling Fan | Incandescent |  | Decorative | 4 | 60 | Master Bedroom
Architectural | Incandescent |  | Mini base | 3 | 40 | Master Bedroom
Ceiling Fixture | Linear Fluorescent | 48 | T-8 | 4 | 32 | Office
Ceiling Fixture | Compact Fluorescent |  | Twist | 1 | 28 | Other
Ceiling Fixture | Compact Fluorescent |  | Circline (Screw Base) | 1 | 28 | Other
Ceiling Fixture | Incandescent |  | Standard A Lamp | 1 | 65 | Other
Ceiling Fixture | Incandescent |  | Standard A Lamp | 1 | 100 | Other
Table | Incandescent |  | Standard A Lamp | 1 | 65 | Other
Ceiling Fixture | Incandescent |  | Reflector | 1 | 60 | Bathroom
Table | Incandescent |  | Standard A Lamp | 1 | 65 | Bedroom
Ceiling Fan | Incandescent |  | Standard A Lamp | 1 | 75 | Bedroom
Ceiling Fixture | Compact Fluorescent |  | Twist | 1 | 28 | Bedroom
Ceiling Fixture | Incandescent |  | Standard A Lamp | 4 | 60 | Dining Room
Ceiling Fixture | Incandescent |  | Reflector | 1 | 65 | Other
Floor lamp | Compact Fluorescent |  | Twist | 5 | 22 | Family Room
Floor lamp | Incandescent |  | Globe | 3 | 100 | Family Room
Ceiling Fixture | Incandescent |  | Standard A Lamp | 1 | 100 | Family Room
Ceiling Fixture | Linear Fluorescent | 48 | T-4 | 2 | 40 | Garage
Ceiling Fixture | Incandescent |  | Standard A Lamp | 1 | 75 | Kitchen
Ceiling Fixture | Incandescent |  | Standard A Lamp | 3 | 60 | Bedroom
Table | Incandescent |  | 3-Way Incandescent | 1 | 70 | Bedroom
Ceiling Fixture | Incandescent |  | Decorative | 3 | 40 | Bedroom
Chandelier (Hanging) | Incandescent |  | Standard A Lamp | 5 | 60 | Dining Room
Ceiling Fixture | Incandescent |  | Standard A Lamp | 1 | 60 | Closet
Wall Mount | Incandescent |  | Standard A Lamp | 1 | 60 | Closet
Ceiling Fixture | Incandescent |  | Standard A Lamp | 1 | 60 | Bedroom
Chandelier (Hanging) | Incandescent |  | Standard A Lamp | 6 | 60 | Dining Room
Wall Mount | Incandescent |  | Standard A Lamp | 3 | 60 | Bathroom
Table | Incandescent |  | Standard A Lamp | 1 | 60 | Office
Ceiling Fixture | Compact Fluorescent |  | Twist | 2 | 15 | Office
Ceiling Fixture | Incandescent |  | Decorative | 3 | 40 | Family Room
Chandelier (Hanging) | Incandescent |  | Standard A Lamp | 3 | 60 | Hall
Ceiling Fixture | Incandescent |  | Standard A Lamp | 1 | 60 | Garage
Garage door opener | Incandescent |  | Standard A Lamp | 1 | 60 | Garage
Recessed Can | Compact Fluorescent |  | Reflector | 1 | 23 | Hall
Recessed Can | Incandescent |  | Reflector | 1 | 65 | Hall
Recessed Can | Incandescent |  | Reflector | 1 | 65 | Kitchen
Recessed Can | Compact Fluorescent |  | Reflector | 1 | 15 | Kitchen
Ceiling Fixture | Incandescent |  | Standard A Lamp | 2 | 60 | Laundry Room
Ceiling Fan | Incandescent |  | Standard A Lamp | 3 | 60 | Living Room
Table | Incandescent |  | Clear | 1 | 60 | Living Room
Table | Compact Fluorescent |  | Twist | 2 | 13 | Living Room
Wall Mount | Incandescent |  | Mini base | 3 | 40 | Bathroom
Recessed Can | Halogen |  | PAR | 1 | 90 | Bathroom
Ceiling Fixture | Compact Fluorescent |  | Twist | 2 | 15 | Master Bedroom
Table | Compact Fluorescent |  | Twist | 1 | 15 | Master Bedroom
Ceiling Fixture | Incandescent |  | Standard A Lamp | 1 | 60 | Closet
Ceiling Fixture | Incandescent |  | Standard A Lamp | 1 | 60 | Closet
Wall Mount | Incandescent |  | Standard A Lamp | 2 | 60 | Bathroom
Wall Mount | Compact Fluorescent |  | Twist | 2 | 15 | Bathroom
Recessed Can | Compact Fluorescent |  | Reflector | 1 | 23 | Hall
Ceiling Fixture | Halogen |  | MR | 3 | 50 | Hall
Ceiling Fixture | Incandescent |  | Standard A Lamp | 2 | 60 | Bathroom
Ceiling Fan | Compact Fluorescent |  | Twist | 2 | 15 | Living Room
Recessed Can | Incandescent |  | Reflector | 1 | 60 | Living Room
Table | Compact Fluorescent |  | Twist | 1 | 15 | Living Room
Wall Mount | Compact Fluorescent |  | Twist | 1 | 15 | Bathroom
Ceiling Fan | Compact Fluorescent |  | Twist | 2 | 15 | Bedroom
Table | Compact Fluorescent |  | Twist | 1 | 15 | Bedroom
Table | Incandescent |  | Standard A Lamp | 1 | 100 | Bedroom
Ceiling Fixture | Linear Fluorescent | 48 | T-8 | 2 | 32 | Closet
Wall Mount | Linear Fluorescent | 21 | T-5 | 1 | 8 | Closet
Chandelier (Hanging) | Incandescent |  | Standard A Lamp | 2 | 60 | Family Room
Ceiling Fan | Compact Fluorescent |  | Twist | 3 | 15 | Family Room
Table | Compact Fluorescent |  | Twist | 1 | 15 | Family Room
Table | Compact Fluorescent |  | Straight Tube | 1 | 28 | Family Room
Torchiere | Incandescent |  | 3-Way Incandescent | 1 | 100 | Family Room
Ceiling Fixture | Linear Fluorescent | 48 | T-8 | 2 | 32 | Laundry Room
Ceiling Fixture | Linear Fluorescent | 48 | T-12 | 2 | 40 | Garage
Recessed Can | Incandescent |  | Reflector | 1 | 60 | Kitchen
Ceiling Fixture | Halogen |  | MR | 3 | 50 | Kitchen
Chandelier (Hanging) | Incandescent |  | Standard A Lamp | 5 | 60 | Dining Room
Ceiling Fixture | Incandescent |  | Standard A Lamp | 1 | 40 | Hall
Wall Mount | Compact Fluorescent |  | Twist | 4 | 15 | Bathroom
Ceiling Fixture | Incandescent |  | Standard A Lamp | 1 | 40 | Closet
Ceiling Fan | Incandescent |  | Standard A Lamp | 1 | 60 | Bedroom
Table | Incandescent |  | Standard A Lamp | 1 | 60 | Bedroom
Ceiling Fan | Compact Fluorescent |  | Twist | 1 | 15 | Bedroom
Floor lamp | Incandescent |  | Standard A Lamp | 1 | 100 | Bedroom
Chandelier (Hanging) | Incandescent |  | Standard A Lamp | 1 | 60 | Hall
Chandelier (Hanging) | Incandescent |  | Standard A Lamp | 5 | 60 | Hall
Wall Mount | Incandescent |  | Globe | 4 | 40 | Bathroom
Wall Mount | Other |  | LED Interior | 3 | 12 | Bathroom
Recessed Can | Other |  | LED Interior | 1 | 12 | Bathroom
Recessed Can | Incandescent |  | Reflector | 1 | 65 | Bathroom
Ceiling Fan | Compact Fluorescent |  | Twist | 4 | 15 | Bedroom
Table | Compact Fluorescent |  | Twist | 1 | 15 | Bedroom
Table | Incandescent |  | Standard A Lamp | 1 | 60 | Bedroom
Ceiling Fixture | Incandescent |  | Standard A Lamp | 1 | 100 | Garage
Ceiling Fixture | Linear Fluorescent | 48 | T-12 | 2 | 40 | Garage
Garage door opener | Incandescent |  | Standard A Lamp | 1 | 100 | Garage
Ceiling Fixture | Incandescent |  | Mini base | 3 | 40 | Hall
Ceiling Fixture | Incandescent |  | Mini base | 3 | 40 | Kitchen
Ceiling Fixture | Compact Fluorescent |  | Twist | 2 | 15 | Kitchen
Table | Incandescent |  | Standard A Lamp | 1 | 75 | Living Room
Ceiling Fan | Other |  | LED Interior | 4 | 12 | Living Room
Recessed Can | Compact Fluorescent |  | Reflector | 1 | 15 | Bedroom
Wall Mount | Incandescent |  | Heat Lamp | 1 | 40 | Bedroom
Ceiling Fixture | Compact Fluorescent |  | Circline (Screw Base) | 1 | 22 | Bedroom
Recessed Can | Compact Fluorescent |  | Reflector | 1 | 15 | Laundry Room
Wall Mount | Compact Fluorescent |  | Twist | 1 | 15 | Laundry Room
Ceiling Fixture | Incandescent |  | Mini base | 3 | 40 | Bedroom
Recessed Can | Compact Fluorescent |  | Reflector | 1 | 15 | Hall
Ceiling Fixture | Compact Fluorescent |  | Twist | 1 | 22 | Bedroom
Ceiling Fixture | Compact Fluorescent |  | Twist | 1 | 22 | Living Room
Table | Compact Fluorescent |  | Twist | 1 | 22 | Living Room
Floor lamp | Incandescent |  | Standard A Lamp | 1 | 150 | Living Room
Wall Mount | Incandescent |  | Globe | 8 | 60 | Bathroom
Wall Mount | Incandescent |  | Globe | 4 | 60 | Bathroom
Ceiling Fixture | Compact Fluorescent |  | Twist | 1 | 15 | Bedroom
Table | Incandescent |  | Standard A Lamp | 1 | 40 | Bedroom
Ceiling Fixture | Compact Fluorescent |  | Twist | 1 | 15 | Bedroom
Table | Incandescent |  | Standard A Lamp | 1 | 40 | Bedroom
Other | Other |  | LED Interior | 1 | 12 | Bedroom
Ceiling Fixture | Linear Fluorescent | 48 | T-12 | 2 | 32 | Garage
Ceiling Fixture | Linear Fluorescent | 96 | T-5 | 4 | 20 | Garage
Ceiling Fixture | Incandescent |  | Standard A Lamp | 1 | 100 | Garage
Garage door opener | Incandescent |  | Standard A Lamp | 1 | 60 | Garage
Ceiling Fixture | Compact Fluorescent |  | Twist | 1 | 15 | Hall
Ceiling Fixture | Compact Fluorescent |  | Twist | 6 | 15 | Kitchen
Recessed Can | Incandescent |  | Reflector | 1 | 75 | Kitchen
Recessed Can | Compact Fluorescent |  | Reflector | 1 | 15 | Kitchen
Ceiling Fixture | Compact Fluorescent |  | Twist | 2 | 22 | Laundry Room
Table | Incandescent |  | Standard A Lamp | 1 | 100 | Living Room
Ceiling Fan | Incandescent |  | Standard A Lamp | 1 | 60 | Living Room
Recessed Can | Incandescent |  | Reflector | 1 | 65 | Bedroom
Table | Halogen |  | Quartz Tube | 1 | 100 | Bedroom
Ceiling Fixture | Compact Fluorescent |  | Twist | 2 | 22 | Other
Other | Incandescent |  | Decorative | 1 | 25 | Other
Ceiling Fixture | Compact Fluorescent |  | Twist | 1 | 22 | Other
Ceiling Fixture | Compact Fluorescent |  | Twist | 1 | 15 | Other
Ceiling Fixture | Incandescent |  | Standard A Lamp | 2 | 40 | Bedroom
Ceiling Fixture | Incandescent |  | Standard A Lamp | 2 | 40 | Bedroom
Table | Incandescent |  | Standard A Lamp | 1 | 75 | Bedroom
Ceiling Fixture | Incandescent |  | Standard A Lamp | 2 | 60 | Bedroom
Table | Incandescent |  | Standard A Lamp | 1 | 60 | Bedroom
Wall Mount | Incandescent |  | Clear | 4 | 20 | Bathroom
Ceiling Fan | Incandescent |  | Standard A Lamp | 1 | 40 | Bathroom
Ceiling Fixture | Incandescent |  | Standard A Lamp | 3 | 60 | Family Room
Ceiling Fixture | Incandescent |  | Standard A Lamp | 1 | 40 | Family Room
Ceiling Fixture | Incandescent |  | Standard A Lamp | 1 | 40 | Hall
Ceiling Fixture | Linear Fluorescent | 48 | T-12 | 2 | 34 | Other
Ceiling Fixture | Incandescent |  | Standard A Lamp | 1 | 40 | Other
Chandelier (Hanging) | Incandescent |  | Clear | 4 | 40 | Kitchen
Ceiling Fixture | Incandescent |  | Standard A Lamp | 1 | 40 | Kitchen
Wall Mount | Incandescent |  | Standard A Lamp | 1 | 40 | Kitchen
Table | Incandescent |  | Standard A Lamp | 1 | 75 | Living Room
Table | Compact Fluorescent |  | Twist | 1 | 22 | Living Room
Ceiling Fixture | Incandescent |  | Standard A Lamp | 2 | 60 | Office
Ceiling Fixture | Incandescent |  | Standard A Lamp | 1 | 40 | Hall
Ceiling Fan | Incandescent |  | Standard A Lamp | 1 | 40 | Bathroom
Wall Mount | Incandescent |  | Decorative | 4 | 25 | Bathroom
Ceiling Fixture | Incandescent |  | Standard A Lamp | 1 | 60 | Hall
Ceiling Fixture | Incandescent |  | Standard A Lamp | 3 | 60 | Bedroom
Ceiling Fixture | Compact Fluorescent |  | Twist | 1 | 22 | Bathroom
Recessed - other | Linear Fluorescent | 36 | T-8 | 2 | 20 | Bathroom
Wall Mount | Incandescent |  | Globe | 3 | 40 | Bathroom
Ceiling Fan | Incandescent |  | Globe | 3 | 40 | Bedroom
Table | Incandescent |  | Standard A Lamp | 2 | 25 | Bedroom
Ceiling Fan | Incandescent |  | Decorative | 3 | 40 | Bedroom
Table | Compact Fluorescent |  | Twist | 1 | 22 | Bedroom
Table | Incandescent |  | Standard A Lamp | 1 | 60 | Bedroom
Floor lamp | Compact Fluorescent |  | Twist | 1 | 22 | Family Room
Table | Incandescent |  | Standard A Lamp | 1 | 40 | Family Room
Table | Incandescent |  | Standard A Lamp | 1 | 60 | Family Room
Ceiling Fixture | Incandescent |  | Standard A Lamp | 1 | 60 | Garage
Garage door opener | Incandescent |  | Standard A Lamp | 1 | 25 | Garage
Ceiling Fixture | Incandescent |  | Other | 1 | 150 | Garage
Ceiling Fixture | Incandescent |  | Standard A Lamp | 1 | 60 | Hall
Ceiling Fixture | Halogen |  | PAR | 5 | 50 | Kitchen
Ceiling Fixture | Incandescent |  | Standard A Lamp | 1 | 60 | Laundry Room
Ceiling Fan | Incandescent |  | Standard A Lamp | 2 | 75 | Living Room
Chandelier (Hanging) | Compact Fluorescent |  | Globe | 1 | 15 | Living Room
Floor lamp | Compact Fluorescent |  | 3-Way CFL | 1 | 22 | Living Room
Table | Compact Fluorescent |  | 3-Way CFL | 1 | 22 | Living Room
Chandelier (Hanging) | Incandescent |  | Other | 1 | 100 | Other
Ceiling Fixture | Incandescent |  | Standard A Lamp | 1 | 75 | Other
Ceiling Fixture | Incandescent |  | Other | 1 | 100 | Other
Ceiling Fixture | Incandescent |  | Standard A Lamp | 1 | 60 | Hall
Wall Mount | Compact Fluorescent |  | Twist | 2 | 15 | Bathroom
Ceiling Fixture | Incandescent |  | Heat Lamp | 2 | 150 | Bathroom
Ceiling Fixture | Incandescent |  | Standard A Lamp | 2 | 60 | Bedroom
Ceiling Fixture | Compact Fluorescent |  | A shape bulb | 2 | 9 | Bedroom
Table | Compact Fluorescent |  | Twist | 1 | 15 | Bedroom
Ceiling Fixture | Compact Fluorescent |  | Twist | 1 | 15 | Hall
Chandelier (Hanging) | Compact Fluorescent |  | A shape bulb | 5 | 9 | Kitchen
Ceiling Fixture | Compact Fluorescent |  | Twist | 1 | 9 | Kitchen
Recessed - other | Incandescent |  | Standard A Lamp | 1 | 60 | Kitchen
Table | Compact Fluorescent |  | Twist | 1 | 15 | Living Room
Table | Compact Fluorescent |  | Twist | 2 | 15 | Living Room
Ceiling Fixture | Compact Fluorescent |  | Twist | 3 | 15 | Kitchen
Ceiling Fixture | Incandescent |  | Standard A Lamp | 1 | 60 | Bedroom
Floor lamp | Incandescent |  | Standard A Lamp | 1 | 75 | Living Room
Ceiling Fixture | Compact Fluorescent |  | Twist | 2 | 15 | Bedroom
Table | Compact Fluorescent |  | Twist | 1 | 15 | Bedroom
Table | Incandescent |  | Standard A Lamp | 1 | 60 | Bedroom
Ceiling Fixture | Incandescent |  | Standard A Lamp | 1 | 60 | Bedroom
Table | Compact Fluorescent |  | Straight Tube | 1 | 28 | Bedroom
Table | Incandescent |  | Standard A Lamp | 1 | 60 | Bedroom
Ceiling Fixture | Compact Fluorescent |  | Twist | 1 | 15 | Bedroom
Ceiling Fixture | Compact Fluorescent |  | Twist | 1 | 15 | Laundry Room
Ceiling Fixture | Compact Fluorescent |  | Twist | 1 | 15 | Family Room
Ceiling Fixture | Incandescent |  | Standard A Lamp | 1 | 100 | Other
Ceiling Fixture | Compact Fluorescent |  | Twist | 1 | 22 | Other
Ceiling Fixture | Linear Fluorescent | 24 | T-8 | 1 | 20 | Other
Wall Mount | Compact Fluorescent |  | Twist | 1 | 15 | Hall
Wall Mount | Incandescent |  | Standard A Lamp | 1 | 60 | Hall
Ceiling Fixture | Incandescent |  | Standard A Lamp | 1 | 60 | Bathroom
Ceiling Fixture | Incandescent |  | Standard A Lamp | 2 | 60 | Bedroom
Ceiling Fixture | Incandescent |  | Standard A Lamp | 1 | 60 | Closet
Ceiling Fixture | Incandescent |  | Standard A Lamp | 2 | 60 | Kitchen
Recessed Can | Incandescent |  | Reflector | 1 | 65 | Kitchen
Ceiling Fixture | Incandescent |  | Standard A Lamp | 2 | 60 | Laundry Room
Table | Compact Fluorescent |  | Straight Tube | 1 | 15 | Living Room
Table | Incandescent |  | Standard A Lamp | 1 | 100 | Living Room
Ceiling Fixture | Incandescent |  | Standard A Lamp | 2 | 60 | Office
Ceiling Fixture | Incandescent |  | Standard A Lamp | 2 | 40 | Bathroom
Wall Mount | Incandescent |  | Clear | 4 | 40 | Bathroom
Ceiling Fixture | Incandescent |  | Standard A Lamp | 2 | 40 | Bedroom
Floor lamp | Incandescent |  | Standard A Lamp | 1 | 75 | Bedroom
Ceiling Fixture | Incandescent |  | Standard A Lamp | 2 | 60 | Family Room
Wall Mount | Incandescent |  | Standard A Lamp | 1 | 75 | Family Room
Ceiling Fixture | Incandescent |  | Globe | 1 | 90 | Family Room
Ceiling Fixture | Incandescent |  | Standard A Lamp | 2 | 65 | Other
Recessed Can | Incandescent |  | Reflector | 1 | 75 | Family Room
Ceiling Fixture | Incandescent |  | Standard A Lamp | 2 | 60 | Family Room
Ceiling Fixture | Incandescent |  | Standard A Lamp | 2 | 60 | Hall
Ceiling Fixture | Linear Fluorescent | 48 | T-12 | 2 | 40 | Kitchen
Ceiling Fixture | Incandescent |  | Standard A Lamp | 2 | 60 | Laundry Room
Ceiling Fixture | Compact Fluorescent |  | Twist | 2 | 22 | Living Room
Torchiere | Incandescent |  | Globe | 1 | 60 | Living Room
Floor lamp | Incandescent |  | Standard A Lamp | 1 | 40 | Living Room
Ceiling Fan | Compact Fluorescent |  | Twist | 2 | 22 | Living Room
Recessed Can | Incandescent |  | Reflector | 1 | 75 | Bathroom
Ceiling Fixture | Incandescent |  | Standard A Lamp | 1 | 60 | Bathroom
Ceiling Fixture | Incandescent |  | Standard A Lamp | 3 | 40 | Master Bedroom
Ceiling Fixture | Linear Fluorescent | 48 | T-12 | 2 | 40 | Other
Table | Incandescent |  | Standard A Lamp | 1 | 40 | Office
Floor lamp | Incandescent |  | Standard A Lamp | 1 | 60 | Office
Torchiere | Incandescent |  | Standard A Lamp | 1 | 75 | Office
Ceiling Fixture | Incandescent |  | Standard A Lamp | 1 | 60 | Hall
Recessed Can | Incandescent |  | Reflector | 1 | 75 | Other
Ceiling Fixture | Incandescent |  | Standard A Lamp | 2 | 60 | Closet
Wall Mount | Incandescent |  | Globe | 4 | 40 | Bathroom
Wall Mount | Incandescent |  | Globe | 4 | 60 | Bathroom
Wall Mount | Incandescent |  | Globe | 6 | 60 | Bathroom
Ceiling Fixture | Incandescent |  | Standard A Lamp | 2 | 40 | Bedroom
Table | Compact Fluorescent |  | Twist | 1 | 15 | Bedroom
Ceiling Fixture | Incandescent |  | Standard A Lamp | 2 | 40 | Bedroom
Table | Incandescent |  | Standard A Lamp | 1 | 60 | Bedroom
Table | Compact Fluorescent |  | Twist | 1 | 15 | Bedroom
Ceiling Fixture | Incandescent |  | Standard A Lamp | 1 | 60 | Bedroom
Ceiling Fixture | Compact Fluorescent |  | Twist | 2 | 15 | Bedroom
Table | Incandescent |  | Standard A Lamp | 1 | 60 | Bedroom
Ceiling Fixture | Incandescent |  | Standard A Lamp | 1 | 60 | Closet
Ceiling Fixture | Compact Fluorescent |  | Twist | 2 | 15 | Dining Room
Table | Incandescent |  | Decorative | 2 | 60 | Dining Room
Garage door opener | Incandescent |  | Standard A Lamp | 2 | 60 | Garage
Ceiling Fixture | Compact Fluorescent |  | Twist | 1 | 15 | Garage
Recessed Can | Incandescent |  | Reflector | 1 | 60 | Hall
Recessed Can | Compact Fluorescent |  | Reflector | 1 | 15 | Kitchen
Recessed - other | Incandescent |  | Standard A Lamp | 1 | 40 | Kitchen
Ceiling Fixture | Incandescent |  | Standard A Lamp | 1 | 60 | Laundry Room
Recessed Can | Compact Fluorescent |  | Twist | 1 | 22 | Living Room
Ceiling Fixture | Incandescent |  | Clear | 1 | 60 | Bathroom
Ceiling Fixture | Compact Fluorescent |  | Twist | 2 | 15 | Master Bedroom
Wall Mount | Compact Fluorescent |  | Twist | 1 | 15 | Master Bedroom
Table | Incandescent |  | Mini base | 3 | 40 | Master Bedroom
Wall Mount | Compact Fluorescent |  | Twist | 3 | 15 | Bathroom
Wall Mount | Incandescent |  | Standard A Lamp | 2 | 60 | Bathroom
Ceiling Fixture | Compact Fluorescent |  | Twist | 1 | 15 | Bathroom
Ceiling Fixture | Compact Fluorescent |  | Twist | 2 | 15 | Bedroom
Wall Mount | Incandescent |  | Clear | 1 | 60 | Bedroom
Track | Incandescent |  | Standard A Lamp | 3 | 60 | Bedroom
Floor lamp | Incandescent |  | Standard A Lamp | 1 | 100 | Bedroom
Ceiling Fixture | Compact Fluorescent |  | Twist | 1 | 15 | Hall
Ceiling Fixture | Incandescent |  | Standard A Lamp | 1 | 60 | Hall
Ceiling Fixture | Linear Fluorescent | 48 | T-12 | 4 | 40 | Office
Wall Mount | Incandescent |  | Standard A Lamp | 4 | 40 | Living Room
Ceiling Fixture | Linear Fluorescent | 40 | T-12 | 4 | 40 | Living Room
Ceiling Fan | Compact Fluorescent |  | Twist | 3 | 15 | Living Room
Table | Incandescent |  | Standard A Lamp | 1 | 100 | Living Room
Floor lamp | Incandescent |  | Standard A Lamp | 1 | 75 | Living Room
Floor lamp | Incandescent |  | 3-Way Incandescent | 1 | 200 | Living Room
Floor lamp | Incandescent |  | Standard A Lamp | 1 | 60 | Living Room
Wall Mount | Incandescent |  | Standard A Lamp | 1 | 100 | Living Room
Table | Incandescent |  | Standard A Lamp | 1 | 40 | Living Room
Ceiling Fixture | Linear Fluorescent | 48 | T-12 | 2 | 40 | Laundry Room
Recessed Can | Compact Fluorescent |  | Globe | 1 | 15 | Kitchen
Ceiling Fixture | Incandescent |  | Standard A Lamp | 1 | 40 | Living Room
Table | Compact Fluorescent |  | A shape bulb | 1 | 15 | Living Room
Table | Incandescent |  | Standard A Lamp | 1 | 60 | Living Room
Ceiling Fixture | Incandescent |  | Standard A Lamp | 2 | 40 | Hall
Ceiling Fixture | Incandescent |  | Standard A Lamp | 1 | 40 | Office
Table | Incandescent |  | 3-Way Incandescent | 1 | 100 | Office
Ceiling Fixture | Incandescent |  | Standard A Lamp | 2 | 40 | Bedroom
Table | Incandescent |  | 3-Way Incandescent | 1 | 100 | Bedroom
Table | Incandescent |  | Standard A Lamp | 1 | 25 | Bedroom
Wall Mount | Incandescent |  | Globe | 1 | 40 | Bathroom
Ceiling Fan | Incandescent |  | Standard A Lamp | 3 | 40 | Master Bedroom
Table | Compact Fluorescent |  | Twist | 1 | 15 | Master Bedroom
Wall Mount | Incandescent |  | Globe | 4 | 40 | Bathroom
Ceiling Fan | Incandescent |  | Standard A Lamp | 3 | 60 | Bedroom
Table | Incandescent |  | Mini base | 1 | 25 | Bedroom
Table | Incandescent |  | Standard A Lamp | 1 | 40 | Bedroom
Wall Mount | Halogen |  | PAR | 3 | 75 | Bathroom
Ceiling Fixture | Incandescent |  | Standard A Lamp | 2 | 60 | Bathroom
Ceiling Fixture | Linear Fluorescent | 96 | T-12 | 2 | 100 | Garage
Recessed Can | Halogen |  | PAR | 1 | 75 | Hall
Track | Halogen |  | MR | 4 | 75 | Hall
Track | Halogen |  | MR | 3 | 75 | Kitchen
Recessed Can | Halogen |  | PAR | 1 | 75 | Kitchen
Recessed - other | Linear Fluorescent | 36 | Fluorescent Other | 2 | 32 | Kitchen
Recessed Can | Incandescent |  | Reflector | 1 | 65 | Laundry Room
Recessed Can | Halogen |  | PAR | 1 | 75 | Living Room
Table | Incandescent |  | Standard A Lamp | 1 | 40 | Living Room
Floor lamp | Compact Fluorescent |  | Twist | 1 | 15 | Living Room
Track | Halogen |  | MR | 3 | 75 | Living Room
Ceiling Fan | Incandescent |  | Standard A Lamp | 1 | 75 | Master Bedroom
Table | Incandescent |  | Standard A Lamp | 1 | 60 | Master Bedroom
Wall Mount | Halogen |  | Other | 4 | 50 | Bathroom
Ceiling Fixture | Incandescent |  | Standard A Lamp | 2 | 60 | Bathroom
Ceiling Fixture | Incandescent |  | Standard A Lamp | 1 | 60 | Closet
Ceiling Fan | Halogen |  | MR | 3 | 75 | Office
Other | Halogen |  | Quartz Tube | 1 | 100 | Office
Recessed Can | Incandescent |  | Reflector | 1 | 65 | Closet
Ceiling Fan | Incandescent |  | Standard A Lamp | 1 | 60 | Other
Ceiling Fixture | Compact Fluorescent |  | Twist | 1 | 15 | Bathroom
Ceiling Fixture | Compact Fluorescent |  | Twist | 3 | 22 | Bedroom
Table | Incandescent |  | Standard A Lamp | 1 | 100 | Bedroom
Ceiling Fixture | Compact Fluorescent |  | Twist | 1 | 15 | Bedroom
Table | Incandescent |  | Standard A Lamp | 1 | 75 | Bedroom
Ceiling Fixture | Incandescent |  | Standard A Lamp | 1 | 60 | Dining Room
Ceiling Fixture | Compact Fluorescent |  | Twist | 1 | 15 | Other
Low bay | Linear Fluorescent | 45 | T-12 | 2 | 40 | Garage
Garage door opener | Incandescent |  | Standard A Lamp | 1 | 60 | Garage
Ceiling Fixture | Compact Fluorescent |  | Twist | 2 | 15 | Hall
Ceiling Fixture | Incandescent |  | Standard A Lamp | 2 | 60 | Kitchen
Ceiling Fixture | Compact Fluorescent |  | Twist | 1 | 22 | Kitchen
Ceiling Fixture | Incandescent |  | Standard A Lamp | 2 | 60 | Laundry Room
Floor lamp | Compact Fluorescent |  | 3-Way CFL | 1 | 15 | Living Room
Table | Compact Fluorescent |  | Twist | 1 | 18 | Living Room
Ceiling Fan | Incandescent |  | Standard A Lamp | 1 | 25 | Bathroom
Track | Incandescent |  | Standard A Lamp | 2 | 60 | Bathroom
Wall Mount | Incandescent |  | Decorative | 4 | 40 | Bathroom
Ceiling Fixture | Incandescent |  | Standard A Lamp | 1 | 60 | Master Bedroom
Table | Incandescent |  | Standard A Lamp | 1 | 100 | Master Bedroom
Ceiling Fixture | Incandescent |  | Standard A Lamp | 2 | 100 | Bedroom
Table | Compact Fluorescent |  | Twist | 2 | 15 | Bedroom
Chandelier (Hanging) | Incandescent |  | Decorative | 3 | 40 | Bedroom
Table | Incandescent |  | Standard A Lamp | 2 | 25 | Bedroom
Recessed Can | Incandescent |  | Standard A Lamp | 1 | 60 | Other
Chandelier (Hanging) | Incandescent |  | Standard A Lamp | 1 | 60 | Other
Ceiling Fixture | Incandescent |  | Globe | 1 | 100 | Other
Ceiling Fixture | Incandescent |  | Standard A Lamp | 2 | 60 | Hall
Ceiling Fixture | Incandescent |  | Standard A Lamp | 2 | 60 | Hall
Ceiling Fixture | Incandescent |  | Standard A Lamp | 2 | 60 | Kitchen
Ceiling Fixture | Incandescent |  | Globe | 1 | 100 | Kitchen
Other | Incandescent |  | Standard A Lamp | 1 | 75 | Kitchen
Ceiling Fixture | Incandescent |  | Standard A Lamp | 1 | 60 | Laundry Room
Ceiling Fan | Incandescent |  | Standard A Lamp | 4 | 60 | Living Room
Ceiling Fixture | Incandescent |  | Globe | 3 | 25 | Living Room
Table | Incandescent |  | Standard A Lamp | 1 | 100 | Living Room
Wall Mount | Incandescent |  | Globe | 4 | 40 | Bathroom
Architectural | Incandescent |  | Standard A Lamp | 1 | 40 | Bathroom
Ceiling Fixture | Compact Fluorescent |  | Twist | 1 | 15 | Bedroom
Floor lamp | Incandescent |  | Standard A Lamp | 1 | 75 | Bedroom
Floor lamp | Compact Fluorescent |  | Twist | 1 | 15 | Bedroom
Table | Incandescent |  | Standard A Lamp | 1 | 25 | Bedroom
Ceiling Fixture | Compact Fluorescent |  | Twist | 3 | 15 | Dining Room
Table | Compact Fluorescent |  | Twist | 1 | 15 | Family Room
Table | Compact Fluorescent |  | Twist | 1 | 15 | Family Room
Table | Incandescent |  | 3-Way Incandescent | 1 | 100 | Family Room
Ceiling Fan | Incandescent |  | Decorative | 4 | 40 | Family Room
Ceiling Fixture | Incandescent |  | Standard A Lamp | 1 | 150 | Garage
Ceiling Fixture | Linear Fluorescent | 48 | T-12 | 2 | 40 | Garage
Garage door opener | Incandescent |  | Standard A Lamp | 1 | 40 | Garage
Ceiling Fixture | Incandescent |  | Standard A Lamp | 2 | 65 | Hall
Ceiling Fixture | Compact Fluorescent |  | Twist | 3 | 15 | Kitchen
Ceiling Fixture | Incandescent |  | Standard A Lamp | 2 | 65 | Laundry Room
Floor lamp | Incandescent |  | Standard A Lamp | 1 | 75 | Living Room
Table | Incandescent |  | 3-Way Incandescent | 1 | 100 | Living Room
Ceiling Fixture | Compact Fluorescent |  | Twist | 2 | 15 | Master Bedroom
Table | Incandescent |  | 3-Way Incandescent | 1 | 100 | Master Bedroom
Ceiling Fixture | Incandescent |  | Standard A Lamp | 2 | 75 | Bedroom
Wall Mount | Incandescent |  | Clear | 3 | 40 | Bathroom
Wall Mount | Incandescent |  | Standard A Lamp | 4 | 40 | Bathroom
Recessed Can | Incandescent |  | Heat Lamp | 2 | 150 | Bathroom
Wall Mount | Incandescent |  | Standard A Lamp | 3 | 40 | Bathroom
Recessed Can | Incandescent |  | Heat Lamp | 2 | 150 | Bathroom
Ceiling Fixture | Incandescent |  | Standard A Lamp | 3 | 60 | Bathroom
Wall Mount | Incandescent |  | Standard A Lamp | 1 | 60 | Bathroom
Floor lamp | Incandescent |  | Clear | 1 | 40 | Bathroom
Ceiling Fixture | Incandescent |  | Standard A Lamp | 3 | 60 | Bedroom
Table | Halogen |  | MR | 1 | 50 | Bedroom
Table | Incandescent |  | Standard A Lamp | 1 | 75 | Master Bedroom
Table | Incandescent |  | 3-Way Incandescent | 1 | 100 | Master Bedroom
Ceiling Fixture | Incandescent |  | Mini base | 5 | 40 | Master Bedroom
Chandelier (Hanging) | Incandescent |  | Decorative | 4 | 40 | Dining Room
Floor lamp | Incandescent |  | 3-Way Incandescent | 1 | 100 | Family Room
Table | Incandescent |  | 3-Way Incandescent | 1 | 100 | Family Room
Table | Halogen |  | MR | 2 | 30 | Family Room
Ceiling Fixture | Incandescent |  | Standard A Lamp | 1 | 60 | Garage
Garage door opener | Incandescent |  | Standard A Lamp | 1 | 60 | Garage
Ceiling Fixture | Incandescent |  | Reflector | 1 | 65 | Kitchen
Table | Incandescent |  | Clear | 1 | 60 | Kitchen
Recessed Can | Incandescent |  | Reflector | 1 | 65 | Kitchen
Recessed Can | Incandescent |  | Reflector | 1 | 65 | Kitchen
Recessed Can | Compact Fluorescent |  | Reflector | 1 | 22 | Kitchen
Architectural | Incandescent |  | Standard A Lamp | 1 | 25 | Kitchen
Table | Incandescent |  | 3-Way Incandescent | 1 | 100 | Living Room
Floor lamp | Incandescent |  | 3-Way Incandescent | 1 | 100 | Living Room
Table | Incandescent |  | Decorative | 1 | 40 | Living Room
Wall Mount | Incandescent |  | 3-Way Incandescent | 1 | 100 | Family Room
Table | Incandescent |  | Standard A Lamp | 1 | 60 | Family Room
Track | Incandescent |  | Globe | 5 | 60 | Bathroom
Wall Mount | Incandescent |  | Globe | 5 | 60 | Bathroom
Ceiling Fixture | Compact Fluorescent |  | Twist | 1 | 15 | Bedroom
Ceiling Fixture | Incandescent |  | Standard A Lamp | 2 | 25 | Bedroom
Table | Compact Fluorescent |  | Twist | 1 | 15 | Bedroom
Ceiling Fixture | Compact Fluorescent |  | Twist | 2 | 15 | Bedroom
Table | Compact Fluorescent |  | Twist | 1 | 15 | Bedroom
Ceiling Fixture | Linear Fluorescent | 48 | T-8 | 2 | 32 | Garage
Recessed Can | Incandescent |  | Reflector | 1 | 65 | Garage
Ceiling Fixture | Incandescent |  | Standard A Lamp | 2 | 60 | Hall
Ceiling Fixture | Compact Fluorescent |  | Twist | 2 | 15 | Kitchen
Ceiling Fixture | Linear Fluorescent | 48 | T-8 | 2 | 32 | Kitchen
Recessed - other | Incandescent |  | Standard A Lamp | 1 | 40 | Kitchen
Recessed Can | Compact Fluorescent |  | Reflector | 1 | 22 | Kitchen
Ceiling Fixture | Incandescent |  | Standard A Lamp | 1 | 60 | Laundry Room
Table | Compact Fluorescent |  | Twist | 1 | 15 | Living Room
Wall Mount | Incandescent |  | Standard A Lamp | 2 | 65 | Bathroom
Chandelier (Hanging) | Incandescent |  | Standard A Lamp | 2 | 60 | Dining Room
Ceiling Fixture | Incandescent |  | Standard A Lamp | 2 | 60 | Hall
Table | Incandescent |  | Standard A Lamp | 1 | 65 | Family Room
Recessed - other | Incandescent |  | Reflector | 1 | 65 | Family Room
Low bay | Linear Fluorescent | 48 | T-12 | 2 | 40 | Garage
Ceiling Fixture | Incandescent |  | Standard A Lamp | 1 | 65 | Bedroom
Table | Incandescent |  | Standard A Lamp | 1 | 65 | Bedroom
Recessed Can | Incandescent |  | Reflector | 1 | 65 | Hall
Recessed Can | Incandescent |  | Reflector | 1 | 65 | Kitchen
Ceiling Fixture | Incandescent |  | Standard A Lamp | 1 | 65 | Laundry Room
Wall Mount | Incandescent |  | Standard A Lamp | 3 | 65 | Bathroom
Ceiling Fan | Incandescent |  | Standard A Lamp | 4 | 65 | Master Bedroom
Table | Compact Fluorescent |  | Twist | 1 | 15 | Master Bedroom
Ceiling Fixture | Incandescent |  | Standard A Lamp | 2 | 65 | Bedroom
Ceiling Fixture | Incandescent |  | Decorative | 1 | 65 | Closet
Wall Mount | Compact Fluorescent |  | Twist | 8 | 15 | Bathroom
Ceiling Fixture | Incandescent |  | Standard A Lamp | 1 | 60 | Bathroom
Ceiling Fixture | Incandescent |  | Heat Lamp | 2 | 150 | Bathroom
Wall Mount | Compact Fluorescent |  | Twist | 3 | 15 | Bathroom
Ceiling Fixture | Compact Fluorescent |  | Twist | 2 | 22 | Bedroom
Table | Incandescent |  | Standard A Lamp | 1 | 150 | Bedroom
Ceiling Fixture | Incandescent |  | Standard A Lamp | 2 | 100 | Bedroom
Table | Incandescent |  | 3-Way Incandescent | 1 | 125 | Bedroom
Ceiling Fixture | Incandescent |  | Standard A Lamp | 2 | 100 | Bedroom
Table | Incandescent |  | 3-Way Incandescent | 1 | 150 | Bedroom
Garage door opener | Compact Fluorescent |  | Twist | 1 | 28 | Garage
Ceiling Fixture | Compact Fluorescent |  | Straight Tube | 1 | 28 | Garage
Ceiling Fixture | Incandescent |  | Standard A Lamp | 1 | 60 | Hall
Ceiling Fixture | Incandescent |  | Standard A Lamp | 2 | 60 | Hall
Wall Mount | Compact Fluorescent |  | Twist | 1 | 15 | Hall
Chandelier (Hanging) | Incandescent |  | Standard A Lamp | 1 | 100 | Hall
Ceiling Fixture | Incandescent |  | Standard A Lamp | 2 | 100 | Hall
Ceiling Fixture | Linear Fluorescent | 60 | T-12 | 2 | 60 | Kitchen
Chandelier (Hanging) | Incandescent |  | Mini base | 5 | 40 | Kitchen
Table | Incandescent |  | 3-Way Incandescent | 1 | 200 | Living Room
Ceiling Fixture | Incandescent |  | Standard A Lamp | 1 | 65 | Office
Chandelier (Hanging) | Incandescent |  | Standard A Lamp | 1 | 100 | Office
Floor lamp | Compact Fluorescent |  | Twist | 1 | 22 | Office
Ceiling Fixture | Incandescent |  | Standard A Lamp | 2 | 60 | Hall
Ceiling Fixture | Incandescent |  | Standard A Lamp | 1 | 100 | Other
Ceiling Fixture | Incandescent |  | Standard A Lamp | 1 | 60 | Other
Ceiling Fixture | Incandescent |  | Heat Lamp | 2 | 250 | Bathroom
Wall Mount | Compact Fluorescent |  | Twist | 1 | 14 | Bathroom
Ceiling Fixture | Compact Fluorescent |  | Twist | 2 | 13 | Bedroom
Table | Incandescent |  | Standard A Lamp | 1 | 40 | Bedroom
Ceiling Fixture | Compact Fluorescent |  | Twist | 1 | 15 | Hall
Ceiling Fixture | Incandescent |  | Standard A Lamp | 3 | 60 | Family Room
Table | Compact Fluorescent |  | Twist | 1 | 13 | Family Room
Ceiling Fixture | Compact Fluorescent |  | Twist | 1 | 22 | Garage
Ceiling Fixture | Compact Fluorescent |  | Twist | 1 | 14 | Hall
Ceiling Fixture | Incandescent |  | Standard A Lamp | 1 | 150 | Hall
Recessed Can | Incandescent |  | Globe | 1 | 40 | Kitchen
Ceiling Fixture | Compact Fluorescent |  | Twist | 1 | 13 | Kitchen
Ceiling Fixture | Linear Fluorescent | 48 | T-12 | 2 | 40 | Kitchen
Table | Compact Fluorescent |  | A shape bulb | 1 | 15 | Living Room
Wall Mount | Incandescent |  | Globe | 3 | 40 | Bathroom
Ceiling Fixture | Incandescent |  | Heat Lamp | 2 | 200 | Bathroom
Ceiling Fixture | Compact Fluorescent |  | Twist | 3 | 13 | Master Bedroom
Table | Compact Fluorescent |  | Twist | 1 | 13 | Master Bedroom
Ceiling Fixture | Compact Fluorescent |  | Twist | 1 | 13 | Closet
Recessed Can | Incandescent |  | Reflector | 1 | 65 | Bedroom
Ceiling Fixture | Incandescent |  | Standard A Lamp | 1 | 60 | Bedroom
Ceiling Fixture | Incandescent |  | Standard A Lamp | 2 | 60 | Other
Ceiling Fixture | Linear Fluorescent | 48 | T-12 | 2 | 60 | Other
Ceiling Fixture | Linear Fluorescent | 48 | T-12 | 2 | 40 | Other
Ceiling Fixture | Linear Fluorescent | 48 | T-12 | 4 | 40 | Other
Table | Incandescent |  | Standard A Lamp | 1 | 60 | Other
Table | Incandescent |  | Standard A Lamp | 1 | 60 | Other
Table | Incandescent |  | Reflector | 1 | 65 | Other
Ceiling Fixture | Incandescent |  | Standard A Lamp | 1 | 100 | Other
Ceiling Fixture | Incandescent |  | Standard A Lamp | 1 | 100 | Other
Ceiling Fixture | Linear Fluorescent | 48 | T-12 | 4 | 40 | Other
Ceiling Fixture | Linear Fluorescent | 48 | T-12 | 4 | 40 | Bathroom
Wall Mount | Incandescent |  | Clear | 3 | 40 | Bathroom
Ceiling Fixture | Incandescent |  | Standard A Lamp | 1 | 60 | Bathroom
Ceiling Fan | Incandescent |  | Clear | 4 | 40 | Bedroom
Other | Linear Fluorescent | 24 | T-8 | 1 | 15 | Bedroom
Ceiling Fan | Incandescent |  | Clear | 4 | 40 | Bedroom
Ceiling Fixture | Incandescent |  | Standard A Lamp | 1 | 60 | Bedroom
Table | Incandescent |  | Standard A Lamp | 1 | 100 | Bedroom
Ceiling Fixture | Incandescent |  | Standard A Lamp | 1 | 100 | Other
Ceiling Fixture | Compact Fluorescent |  | Twist | 1 | 22 | Other
Table | Compact Fluorescent |  | Twist | 1 | 22 | Hall
Ceiling Fixture | Incandescent |  | Standard A Lamp | 1 | 100 | Garage
Ceiling Fixture | Linear Fluorescent | 48 | T-12 | 2 | 40 | Garage
Garage door opener | Incandescent |  | Standard A Lamp | 1 | 60 | Garage
Ceiling Fan | Compact Fluorescent |  | Twist | 1 | 15 | Kitchen
Chandelier (Hanging) | Compact Fluorescent |  | Twist | 1 | 22 | Kitchen
Recessed Can | Incandescent |  | Reflector | 1 | 65 | Kitchen
Table | Compact Fluorescent |  | Twist | 1 | 22 | Living Room
Floor lamp | Compact Fluorescent |  | Twist | 1 | 22 | Living Room
Ceiling Fan | Incandescent |  | Standard A Lamp | 1 | 60 | Living Room
Ceiling Fixture | Incandescent |  | Standard A Lamp | 1 | 60 | Living Room
Ceiling Fixture | Compact Fluorescent |  | Twist | 1 | 15 | Living Room
Ceiling Fixture | Linear Fluorescent | 48 | T-12 | 4 | 40 | Bathroom
Wall Mount | Incandescent |  | Clear | 3 | 40 | Bathroom
Ceiling Fixture | Incandescent |  | Standard A Lamp | 1 | 60 | Bathroom
Ceiling Fixture | Compact Fluorescent |  | Twist | 2 | 15 | Master Bedroom
Table | Compact Fluorescent |  | Twist | 1 | 22 | Master Bedroom
Torchiere | Incandescent |  | Standard A Lamp | 3 | 60 | Master Bedroom
Ceiling Fan | Incandescent |  | Standard A Lamp | 1 | 60 | Office
Table | Incandescent |  | Standard A Lamp | 1 | 150 | Office
Ceiling Fixture | Incandescent |  | Standard A Lamp | 1 | 60 | Office
Floor lamp | Incandescent |  | Standard A Lamp | 3 | 75 | Office
Ceiling Fixture | Incandescent |  | Mini base | 2 | 25 | Hall
Ceiling Fixture | Incandescent |  | Standard A Lamp | 1 | 60 | Hall
Chandelier (Hanging) | Incandescent |  | Globe | 1 | 40 | Other
Table | Incandescent |  | Standard A Lamp | 1 | 60 | Other
Ceiling Fixture | Incandescent |  | Standard A Lamp | 1 | 60 | Other
Ceiling Fixture | Incandescent |  | Standard A Lamp | 1 | 60 | Other
Ceiling Fixture | Incandescent |  | Standard A Lamp | 2 | 60 | Other
Ceiling Fixture | Incandescent |  | Standard A Lamp | 1 | 60 | Bathroom
Ceiling Fixture | Incandescent |  | Standard A Lamp | 1 | 60 | Bathroom
Ceiling Fixture | Incandescent |  | Standard A Lamp | 2 | 60 | Bedroom
Ceiling Fixture | Incandescent |  | Standard A Lamp | 3 | 60 | Dining Room
Ceiling Fixture | Incandescent |  | Standard A Lamp | 1 | 60 | Hall
Wall Mount | Incandescent |  | Standard A Lamp | 1 | 60 | Hall
Ceiling Fixture | Incandescent |  | Standard A Lamp | 1 | 60 | Kitchen
Ceiling Fixture | Compact Fluorescent |  | Twist | 1 | 15 | Kitchen
Ceiling Fixture | Incandescent |  | Other | 3 | 60 | Living Room
Table | Compact Fluorescent |  | Twist | 1 | 15 | Living Room
Ceiling Fixture | Compact Fluorescent |  | Twist | 1 | 15 | Other
Ceiling Fixture | Incandescent |  | Standard A Lamp | 1 | 60 | Other
Ceiling Fixture | Incandescent |  | Standard A Lamp | 3 | 60 | Master Bedroom
Table | Incandescent |  | Standard A Lamp | 1 | 60 | Master Bedroom
Ceiling Fixture | Incandescent |  | Standard A Lamp | 1 | 60 | Closet
Ceiling Fixture | Incandescent |  | Standard A Lamp | 2 | 60 | Office
Table | Incandescent |  | Standard A Lamp | 1 | 60 | Office
Ceiling Fixture | Incandescent |  | Standard A Lamp | 2 | 60 | Hall
Ceiling Fixture | Incandescent |  | Standard A Lamp | 2 | 60 | Bathroom
Ceiling Fixture | Incandescent |  | Standard A Lamp | 2 | 60 | Bedroom
Table | Incandescent |  | Decorative | 1 | 40 | Bedroom
Ceiling Fixture | Incandescent |  | Standard A Lamp | 2 | 60 | Bedroom
Table | Compact Fluorescent |  | Twist | 1 | 13 | Bedroom
Ceiling Fixture | Incandescent |  | Standard A Lamp | 1 | 60 | Bedroom
Ceiling Fixture | Incandescent |  | Standard A Lamp | 2 | 60 | Family Room
Ceiling Fixture | Incandescent |  | Standard A Lamp | 1 | 60 | Hall
Ceiling Fixture | Incandescent |  | Standard A Lamp | 1 | 60 | Bathroom
Wall Mount | Incandescent |  | Globe | 3 | 25 | Bathroom
Ceiling Fixture | Incandescent |  | Standard A Lamp | 2 | 60 | Bedroom
Table | Incandescent |  | Standard A Lamp | 1 | 150 | Bedroom
Garage door opener | Incandescent |  | Standard A Lamp | 1 | 60 | Garage
Ceiling Fixture | Compact Fluorescent |  | Twist | 1 | 22 | Garage
Chandelier (Hanging) | Incandescent |  | Standard A Lamp | 7 | 40 | Kitchen
Recessed Can | Incandescent |  | Reflector | 1 | 65 | Kitchen
Ceiling Fixture | Incandescent |  | Standard A Lamp | 1 | 60 | Kitchen
Ceiling Fixture | Incandescent |  | Standard A Lamp | 1 | 60 | Laundry Room
Table | Incandescent |  | Standard A Lamp | 1 | 150 | Living Room
Ceiling Fan | Incandescent |  | Standard A Lamp | 1 | 60 | Living Room
Table | Incandescent |  | Clear | 1 | 60 | Living Room
Recessed Can | Incandescent |  | Reflector | 1 | 75 | Living Room
Wall Mount | Incandescent |  | Globe | 7 | 25 | Bathroom
Ceiling Fan | Incandescent |  | Standard A Lamp | 1 | 60 | Master Bedroom
Ceiling Fixture | Linear Fluorescent | 24 | T-8 | 1 | 20 | Master Bedroom
Table | Incandescent |  | Standard A Lamp | 1 | 40 | Master Bedroom
Ceiling Fixture | Incandescent |  | Standard A Lamp | 1 | 60 | Other
Table | Compact Fluorescent |  | Twist | 1 | 13 | Hall
Recessed Can | Incandescent |  | Reflector | 1 | 75 | Hall
Ceiling Fixture | Incandescent |  | Standard A Lamp | 1 | 60 | Hall
Ceiling Fixture | Incandescent |  | Standard A Lamp | 1 | 60 | Bedroom
Table | Incandescent |  | Standard A Lamp | 1 | 60 | Bedroom
Ceiling Fixture | Incandescent |  | Standard A Lamp | 1 | 60 | Bedroom
Table | Incandescent |  | Standard A Lamp | 1 | 60 | Bedroom
Ceiling Fixture | Incandescent |  | Standard A Lamp | 1 | 60 | Hall
Ceiling Fixture | Incandescent |  | Standard A Lamp | 1 | 60 | Other
Ceiling Fixture | Incandescent |  | Standard A Lamp | 1 | 60 | Other
Wall Mount | Incandescent |  | Standard A Lamp | 2 | 60 | Bathroom
Wall Mount | Incandescent |  | Standard A Lamp | 2 | 100 | Bathroom
Recessed Can | Incandescent |  | Reflector | 1 | 75 | Bathroom
Recessed Can | Compact Fluorescent |  | Flood | 1 | 22 | Bathroom
Ceiling Fixture | Incandescent |  | Standard A Lamp | 2 | 60 | Bedroom
Floor lamp | Incandescent |  | 3-Way Incandescent | 1 | 150 | Bedroom
Floor lamp | Incandescent |  | Standard A Lamp | 1 | 60 | Bedroom
Wall Mount | Linear Fluorescent | 12 | T-8 | 1 | 18 | Closet
Ceiling Fixture | Incandescent |  | Standard A Lamp | 2 | 60 | Closet
Ceiling Fixture | Incandescent |  | Standard A Lamp | 1 | 60 | Closet
Chandelier (Hanging) | Incandescent |  | Standard A Lamp | 5 | 60 | Dining Room
Recessed Can | Incandescent |  | Reflector | 1 | 75 | Other
Chandelier (Hanging) | Incandescent |  | Standard A Lamp | 9 | 60 | Other
Ceiling Fixture | Incandescent |  | Standard A Lamp | 1 | 150 | Garage
Ceiling Fixture | Compact Fluorescent |  | Twist | 2 | 14 | Bedroom
Floor lamp | Incandescent |  | Standard A Lamp | 1 | 60 | Bedroom
Ceiling Fixture | Incandescent |  | Standard A Lamp | 2 | 60 | Bedroom
Recessed Can | Incandescent |  | Reflector | 1 | 75 | Kitchen
Ceiling Fixture | Compact Fluorescent |  | Twist | 1 | 14 | Laundry Room
Recessed Can | Incandescent |  | Reflector | 1 | 75 | Living Room
Recessed Can | Incandescent |  | Reflector | 1 | 75 | Other
Wall Mount | Incandescent |  | Standard A Lamp | 3 | 75 | Bathroom
Ceiling Fixture | Incandescent |  | Standard A Lamp | 2 | 60 | Master Bedroom
Ceiling Fixture | Incandescent |  | Standard A Lamp | 1 | 75 | Closet
Torchiere | Incandescent |  | Standard A Lamp | 1 | 100 | Office
Recessed Can | Incandescent |  | Reflector | 1 | 75 | Other
Ceiling Fixture | Compact Fluorescent |  | Twist | 2 | 14 | Other
Recessed Can | Incandescent |  | Reflector | 1 | 75 | Hall
Ceiling Fixture | Compact Fluorescent |  | Flood | 1 | 22 | Bathroom
Wall Mount | Incandescent |  | Standard A Lamp | 4 | 60 | Bathroom
Ceiling Fixture | Incandescent |  | Standard A Lamp | 1 | 60 | Bathroom
Chandelier (Hanging) | Incandescent |  | Standard A Lamp | 1 | 60 | Bedroom
Table | Incandescent |  | Standard A Lamp | 1 | 60 | Bedroom
Table | Incandescent |  | Standard A Lamp | 1 | 60 | Bedroom
Wall Mount | Incandescent |  | Globe | 4 | 60 | Bedroom
Ceiling Fixture | Incandescent |  | Standard A Lamp | 1 | 60 | Bedroom
Table | Incandescent |  | Standard A Lamp | 1 | 60 | Bedroom
Ceiling Fixture | Incandescent |  | Standard A Lamp | 1 | 60 | Bedroom
Ceiling Fixture | Incandescent |  | Standard A Lamp | 1 | 65 | Bedroom
Floor lamp | Incandescent |  | Standard A Lamp | 1 | 60 | Bedroom
Floor lamp | Incandescent |  | Standard A Lamp | 1 | 60 | Other
Ceiling Fixture | Linear Fluorescent | 48 | T-12 | 2 | 40 | Garage
Garage door opener | Incandescent |  | Standard A Lamp | 1 | 60 | Garage
Wall Mount | Incandescent |  | Standard A Lamp | 2 | 60 | Hall
Chandelier (Hanging) | Incandescent |  | Mini base | 9 | 25 | Hall
Chandelier (Hanging) | Incandescent |  | Decorative | 6 | 40 | Kitchen
Ceiling Fixture | Incandescent |  | Standard A Lamp | 1 | 60 | Kitchen
Recessed Can | Incandescent |  | Reflector | 1 | 65 | Kitchen
Chandelier (Hanging) | Incandescent |  | Decorative | 5 | 40 | Kitchen
Ceiling Fixture | Incandescent |  | Standard A Lamp | 2 | 60 | Kitchen
Floor lamp | Incandescent |  | Standard A Lamp | 4 | 60 | Living Room
Floor lamp | Incandescent |  | Standard A Lamp | 1 | 60 | Living Room
Ceiling Fixture | Compact Fluorescent |  | Twist | 1 | 15 | Bedroom
Table | Other |  | LED Interior | 1 | 12 | Bedroom
Wall Mount | Halogen |  | Quartz Tube | 1 | 100 | Bathroom
Wall Mount | Halogen |  |  | 1 | 30 | Bathroom
Ceiling Fixture | Incandescent |  | Heat Lamp | 1 | 125 | Bathroom
Track | Halogen |  | PAR | 1 | 50 | Dining Room
Floor lamp | Incandescent |  | Standard A Lamp | 1 | 60 | Bedroom
Ceiling Fixture | Compact Fluorescent |  | Twist | 1 | 15 | Bedroom
Chandelier (Hanging) | Compact Fluorescent |  | Twist | 1 | 22 | Family Room
Floor lamp | Halogen |  | Quartz Tube | 1 | 50 | Family Room
Table | Halogen |  | MR | 1 | 20 | Family Room
Wall Mount | Incandescent |  | Standard A Lamp | 1 | 60 | Bedroom
Track | Halogen |  | PAR | 1 | 50 | Kitchen
Recessed Can | Compact Fluorescent |  | Flood | 1 | 22 | Kitchen
Floor lamp | Compact Fluorescent |  | Straight Tube | 1 | 22 | Living Room
Floor lamp | Compact Fluorescent |  | Twist | 1 | 15 | Living Room
Floor lamp | Compact Fluorescent |  | Twist | 1 | 15 | Living Room
Floor lamp | Compact Fluorescent |  | Twist | 1 | 22 | Living Room
Ceiling Fan | Compact Fluorescent |  | Twist | 1 | 22 | Office
Table | Compact Fluorescent |  | Straight Tube | 1 | 28 | Office
Table | Halogen |  | MR | 1 | 30 | Office
Track | Halogen |  | PAR | 1 | 50 | Hall
Track | Halogen |  | PAR | 3 | 50 | Hall
Chandelier (Hanging) | Compact Fluorescent |  | Twist | 1 | 22 | Hall
Ceiling Fixture | Compact Fluorescent |  | Twist | 1 | 15 | Hall
Table | Compact Fluorescent |  | Straight Tube | 1 | 15 | Other
Other | Other |  | Decorative | 1 | 15 | Family Room
Recessed Can | Compact Fluorescent |  | Twist | 1 | 15 | Family Room
High bay | Compact Fluorescent |  | Twist | 1 | 15 | Bathroom
Chandelier (Hanging) | Incandescent |  | Standard A Lamp | 1 | 5 | Dining Room
Ceiling Fixture | Linear Fluorescent | 48 | T-12 | 2 | 40 | Garage
Wall Mount | Compact Fluorescent |  | Twist | 1 | 15 | Garage
Ceiling Fixture | Compact Fluorescent |  | Twist | 1 | 22 | Bedroom
Ceiling Fixture | Halogen |  | MR | 1 | 50 | Kitchen
Architectural | Compact Fluorescent |  | Twist | 3 | 15 | Kitchen
Ceiling Fixture | Halogen |  | MR | 3 | 50 | Kitchen
Table | Compact Fluorescent |  | Twist | 1 | 13 | Living Room
Floor lamp | Compact Fluorescent |  | Twist | 1 | 13 | Living Room
Ceiling Fixture | Compact Fluorescent |  | Twist | 2 | 15 | Master Bedroom
Table | Compact Fluorescent |  | Twist | 1 | 15 | Master Bedroom
Ceiling Fixture | Incandescent |  | Standard A Lamp | 1 | 60 | Hall
Ceiling Fixture | Incandescent |  | Standard A Lamp | 2 | 60 | Bathroom
Table | Incandescent |  | Standard A Lamp | 1 | 40 | Bathroom
Ceiling Fixture | Incandescent |  | Standard A Lamp | 2 | 60 | Bathroom
Wall Mount | Incandescent |  | Standard A Lamp | 3 | 60 | Bathroom
Architectural | Incandescent |  | Standard A Lamp | 1 | 40 | Bathroom
Recessed Can | Incandescent |  | Reflector | 1 | 60 | Bedroom
Recessed Can | Incandescent |  | Reflector | 1 | 60 | Bedroom
Table | Incandescent |  | Standard A Lamp | 1 | 60 | Bedroom
Chandelier (Hanging) | Incandescent |  | Standard A Lamp | 2 | 60 | Dining Room
Table | Incandescent |  | Standard A Lamp | 1 | 60 | Dining Room
Table | Incandescent |  | Standard A Lamp | 1 | 60 | Dining Room
Recessed Can | Incandescent |  | Reflector | 1 | 60 | Family Room
Table | Incandescent |  | Standard A Lamp | 1 | 60 | Family Room
Garage door opener | Incandescent |  | Standard A Lamp | 1 | 60 | Garage
Ceiling Fixture | Incandescent |  | Globe | 2 | 100 | Garage
Ceiling Fixture | Linear Fluorescent | 52 | T-5 | 2 | 40 | Garage
Garage door opener | Incandescent |  | Standard A Lamp | 1 | 60 | Garage
Ceiling Fixture | Incandescent |  | Standard A Lamp | 1 | 100 | Garage
Recessed - other | Incandescent |  | Reflector | 1 | 60 | Hall
Chandelier (Hanging) | Incandescent |  | Standard A Lamp | 4 | 60 | Hall
Table | Incandescent |  | Decorative | 2 | 40 | Hall
Recessed Can | Incandescent |  | Reflector | 1 | 60 | Kitchen
Chandelier (Hanging) | Incandescent |  | Standard A Lamp | 1 | 100 | Kitchen
Ceiling Fixture | Incandescent |  | Standard A Lamp | 2 | 60 | Laundry Room
Table | Incandescent |  | Standard A Lamp | 1 | 60 | Living Room
Ceiling Fixture | Incandescent |  | Standard A Lamp | 2 | 60 | Master Bedroom
Table | Incandescent |  | Standard A Lamp | 1 | 60 | Master Bedroom
Recessed Can | Incandescent |  | Reflector | 1 | 60 | Bathroom
Wall Mount | Incandescent |  | Standard A Lamp | 1 | 60 | Bathroom
Ceiling Fixture | Incandescent |  | Standard A Lamp | 2 | 65 | Bathroom
Chandelier (Hanging) | Incandescent |  | Standard A Lamp | 1 | 60 | Other
Recessed Can | Incandescent |  | Reflector | 1 | 60 | Office
Ceiling Fixture | Incandescent |  | Standard A Lamp | 2 | 60 | Office
Table | Incandescent |  | Standard A Lamp | 1 | 60 | Office
Chandelier (Hanging) | Incandescent |  | Standard A Lamp | 3 | 60 | Other
Chandelier (Hanging) | Incandescent |  | Globe | 1 | 100 | Other
Table | Incandescent |  | Standard A Lamp | 2 | 60 | Other
Table | Halogen |  | MR | 1 | 50 | Living Room
Table | Incandescent |  | Reflector | 1 | 75 | Living Room
Recessed - other | Incandescent |  | Reflector | 1 | 65 | Bathroom
Recessed - other | Incandescent |  | Heat Lamp | 1 | 250 | Bathroom
Wall Mount | Halogen |  | Other | 1 | 50 | Bathroom
Recessed Can | Incandescent |  | Reflector | 1 | 65 | Bathroom
Ceiling Fixture | Linear Fluorescent | 48 | T-12 | 2 | 40 | Other
Ceiling Fixture | Incandescent |  | Standard A Lamp | 1 | 60 | Bedroom
Wall Mount | Incandescent |  | Standard A Lamp | 1 | 60 | Bedroom
Table | Compact Fluorescent |  | Twist | 1 | 15 | Bedroom
Recessed Can | Incandescent |  | Reflector | 1 | 65 | Hall
Recessed Can | Incandescent |  | Reflector | 1 | 65 | Bathroom
Wall Mount | Halogen |  | MR | 1 | 50 | Bathroom
Recessed - other | Incandescent |  | Reflector | 1 | 65 | Bathroom
Recessed - other | Incandescent |  | Heat Lamp | 1 | 250 | Bathroom
Wall Mount | Incandescent |  | 3-Way Incandescent | 1 | 100 | Family Room
Table | Incandescent |  | 3-Way Incandescent | 1 | 100 | Family Room
Recessed Can | Incandescent |  | Reflector | 1 | 65 | Family Room
Wall Mount | Incandescent |  | Standard A Lamp | 2 | 60 | Bathroom
Recessed Can | Incandescent |  | Reflector | 1 | 65 | Living Room
Table | Halogen |  | MR | 1 | 50 | Living Room
Table | Compact Fluorescent |  | Twist | 1 | 15 | Living Room
Architectural | Halogen |  | MR | 1 | 20 | Kitchen
Recessed Can | Incandescent |  | Reflector | 1 | 65 | Kitchen
Recessed Can | Incandescent |  | Reflector | 1 | 65 | Hall
Recessed Can | Incandescent |  | Standard A Lamp | 1 | 65 | Hall
Ceiling Fixture | Linear Fluorescent | 48 | T-12 | 2 | 40 | Laundry Room
Table | Incandescent |  | 3-Way Incandescent | 1 | 100 | Bedroom
Table | Incandescent |  | Standard A Lamp | 1 | 25 | Bedroom
Table | Incandescent |  | Standard A Lamp | 1 | 60 | Bedroom
Recessed Can | Compact Fluorescent |  | Flood | 1 | 22 | Bathroom
Recessed Can | Compact Fluorescent |  | Flood | 1 | 22 | Laundry Room
Chandelier (Hanging) | Incandescent |  | Mini base | 6 | 40 | Dining Room
Architectural | Halogen |  | MR | 1 | 50 | Dining Room
Architectural | Halogen |  | MR | 1 | 20 | Dining Room
Recessed Can | Incandescent |  | Reflector | 1 | 65 | Dining Room
Recessed Can | Incandescent |  | Reflector | 1 | 65 | Bathroom
Chandelier (Hanging) | Incandescent |  | Standard A Lamp | 1 | 60 | Bathroom
Wall Mount | Incandescent |  | Mini base | 1 | 40 | Family Room
Table | Compact Fluorescent |  | Twist | 1 | 15 | Family Room
Floor lamp | Compact Fluorescent |  | Twist | 1 | 15 | Family Room
Wall Mount | Incandescent |  | Standard A Lamp | 1 | 60 | Hall
Wall Mount | Incandescent |  | Standard A Lamp | 1 | 60 | Master Bedroom
Floor lamp | Compact Fluorescent |  | Twist | 1 | 15 | Master Bedroom
Recessed Can | Incandescent |  | Reflector | 1 | 65 | Master Bedroom
Track | Incandescent |  | Reflector | 2 | 65 | Master Bedroom
Table | Incandescent |  | Standard A Lamp | 1 | 60 | Master Bedroom
Recessed Can | Incandescent |  | Standard A Lamp | 1 | 40 | Closet
Wall Mount | Incandescent |  | Standard A Lamp | 2 | 75 | Bathroom
Wall Mount | Halogen |  | PAR | 1 | 30 | Bathroom
Ceiling Fixture | Incandescent |  | Heat Lamp | 2 | 250 | Bathroom
Wall Mount | Incandescent |  | Standard A Lamp | 3 | 75 | Bathroom
Ceiling Fixture | Incandescent |  | Standard A Lamp | 2 | 60 | Bedroom
Ceiling Fixture | Incandescent |  | Standard A Lamp | 1 | 60 | Bedroom
Ceiling Fixture | Incandescent |  | Standard A Lamp | 2 | 40 | Bedroom
Ceiling Fixture | Compact Fluorescent |  | Twist | 1 | 22 | Garage
Ceiling Fixture | Linear Fluorescent | 48 | T-12 | 2 | 40 | Garage
Garage door opener | Incandescent |  | Standard A Lamp | 2 | 60 | Garage
Ceiling Fixture | Incandescent |  | Standard A Lamp | 1 | 60 | Hall
Ceiling Fixture | Incandescent |  | Standard A Lamp | 2 | 60 | Hall
Track | Halogen |  | PAR | 1 | 30 | Kitchen
Recessed Can | Incandescent |  | Reflector | 1 | 60 | Kitchen
Recessed - other | Halogen |  | PAR | 1 | 30 | Kitchen
Recessed Can | Incandescent |  | Reflector | 1 | 65 | Living Room
Floor lamp | Incandescent |  | Standard A Lamp | 1 | 100 | Living Room
Table | Incandescent |  | Standard A Lamp | 1 | 60 | Other
Recessed Can | Compact Fluorescent |  | Reflector | 1 | 15 | Other
Wall Mount | Incandescent |  | Standard A Lamp | 1 | 60 | Other
Ceiling Fixture | Incandescent |  | Decorative | 2 | 40 | Bathroom
Ceiling Fixture | Incandescent |  | Decorative | 2 | 60 | Bedroom
Table | Incandescent |  | Standard A Lamp | 1 | 60 | Bedroom
Ceiling Fixture | Incandescent |  | Standard A Lamp | 1 | 60 | Other
Floor lamp | Compact Fluorescent |  | Twist | 1 | 22 | Living Room
Table | Compact Fluorescent |  | Twist | 1 | 22 | Living Room
Ceiling Fixture | Incandescent |  | Standard A Lamp | 1 | 60 | Garage
Wall Mount | Incandescent |  | Decorative | 1 | 60 | Bathroom
Ceiling Fixture | Incandescent |  | Globe | 1 | 65 | Bathroom
Wall Mount | Incandescent |  | Globe | 1 | 60 | Bedroom
Floor lamp | Compact Fluorescent |  | Twist | 1 | 22 | Bedroom
Wall Mount | Incandescent |  | Standard A Lamp | 1 | 60 | Bedroom
Wall Mount | Compact Fluorescent |  | Twist | 1 | 22 | Hall
Ceiling Fixture | Incandescent |  | Reflector | 1 | 60 | Kitchen
Chandelier (Hanging) | Compact Fluorescent |  | Twist | 1 | 22 | Kitchen
Ceiling Fixture | Compact Fluorescent |  | Twist | 1 | 22 | Laundry Room
Table | Compact Fluorescent |  | Twist | 1 | 22 | Office
Wall Mount | Incandescent |  | Globe | 1 | 60 | Office
Ceiling Fixture | Incandescent |  | Standard A Lamp | 2 | 60 | Bedroom
Table | Incandescent |  | Standard A Lamp | 1 | 60 | Bedroom
Ceiling Fixture | Incandescent |  | Standard A Lamp | 2 | 60 | Bedroom
Ceiling Fixture | Linear Fluorescent | 96 | T-12 | 2 | 110 | Garage
Ceiling Fixture | Incandescent |  | Standard A Lamp | 1 | 75 | Garage
Wall Mount | Incandescent |  | Globe | 3 | 25 | Bathroom
Ceiling Fixture | Incandescent |  | Standard A Lamp | 1 | 40 | Bathroom
Ceiling Fixture | Incandescent |  | Standard A Lamp | 2 | 60 | Bedroom
Table | Incandescent |  | Standard A Lamp | 1 | 75 | Bedroom
Ceiling Fixture | Incandescent |  | Standard A Lamp | 1 | 60 | Hall
Ceiling Fan | Incandescent |  | Standard A Lamp | 3 | 40 | Living Room
Table | Incandescent |  | Standard A Lamp | 1 | 60 | Living Room
Chandelier (Hanging) | Compact Fluorescent |  | Twist | 1 | 15 | Kitchen
Chandelier (Hanging) | Incandescent |  | Standard A Lamp | 4 | 25 | Kitchen
Ceiling Fixture | Linear Fluorescent | 24 | T-12 | 2 | 20 | Kitchen
Ceiling Fixture | Incandescent |  | Standard A Lamp | 1 | 40 | Hall
Ceiling Fixture | Incandescent |  | Standard A Lamp | 2 | 75 | Bedroom
Wall Mount | Incandescent |  | Globe | 6 | 25 | Bathroom
Ceiling Fixture | Incandescent |  | Standard A Lamp | 1 | 100 | Bathroom
Wall Mount | Incandescent |  | Standard A Lamp | 1 | 90 | Bathroom
Ceiling Fixture | Incandescent |  | Standard A Lamp | 1 | 40 | Bathroom
Ceiling Fixture | Incandescent |  | Standard A Lamp | 2 | 60 | Bedroom
Ceiling Fixture | Incandescent |  | Standard A Lamp | 2 | 60 | Bedroom
Table | Incandescent |  | Standard A Lamp | 1 | 100 | Bedroom
Ceiling Fixture | Incandescent |  | Standard A Lamp | 2 | 75 | Bedroom
Table | Incandescent |  | Standard A Lamp | 1 | 100 | Bedroom
Chandelier (Hanging) | Incandescent |  | Standard A Lamp | 1 | 100 | Bedroom
Chandelier (Hanging) | Incandescent |  | Decorative | 3 | 60 | Dining Room
Ceiling Fixture | Incandescent |  | Standard A Lamp | 2 | 75 | Family Room
Table | Incandescent |  | Standard A Lamp | 1 | 150 | Family Room
Floor lamp | Compact Fluorescent |  | Twist | 3 | 15 | Family Room
Chandelier (Hanging) | Incandescent |  | Decorative | 6 | 40 | Dining Room
Table | Compact Fluorescent |  | Twist | 1 | 15 | Dining Room
Ceiling Fixture | Linear Fluorescent | 48 | T-12 | 2 | 40 | Kitchen
High bay | Incandescent |  | Mini base | 2 | 40 | Kitchen
Ceiling Fan | Incandescent |  | Standard A Lamp | 4 | 75 | Living Room
Table | Incandescent |  | Standard A Lamp | 1 | 100 | Living Room
Ceiling Fixture | Incandescent |  | Standard A Lamp | 1 | 100 | Bathroom
Wall Mount | Incandescent |  | Standard A Lamp | 1 | 60 | Bathroom
Ceiling Fan | Incandescent |  | Standard A Lamp | 2 | 60 | Master Bedroom
Table | Incandescent |  | Standard A Lamp | 1 | 100 | Master Bedroom
Ceiling Fixture | Incandescent |  | Standard A Lamp | 2 | 65 | Closet
Ceiling Fixture | Incandescent |  | Standard A Lamp | 1 | 100 | Hall
Low bay | Linear Fluorescent | 48 | T-12 | 2 | 40 | Other
Chandelier (Hanging) | Incandescent |  | Standard A Lamp | 1 | 100 | Other
Ceiling Fixture | Incandescent |  | Standard A Lamp | 3 | 40 | Laundry Room
Wall Mount | Incandescent |  | Decorative | 6 | 40 | Bathroom
Wall Mount | Incandescent |  | Decorative | 4 | 40 | Bathroom
Ceiling Fixture | Incandescent |  | Decorative | 2 | 40 | Bedroom
Floor lamp | Incandescent |  | Standard A Lamp | 1 | 125 | Bedroom
Table | Incandescent |  | Decorative | 3 | 25 | Bedroom
Table | Incandescent |  | Standard A Lamp | 1 | 60 | Bedroom
Recessed Can | Incandescent |  | Reflector | 1 | 40 | Bedroom
Ceiling Fixture | Incandescent |  | Standard A Lamp | 1 | 60 | Closet
Ceiling Fixture | Incandescent |  | Standard A Lamp | 2 | 60 | Other
Ceiling Fan | Incandescent |  | Standard A Lamp | 1 | 60 | Family Room
Table | Incandescent |  | Decorative | 1 | 40 | Family Room
Garage door opener | Incandescent |  | Clear | 2 | 40 | Garage
Ceiling Fixture | Incandescent |  | Standard A Lamp | 2 | 60 | Garage
Chandelier (Hanging) | Compact Fluorescent |  | Globe | 1 | 15 | Dining Room
Recessed Can | Compact Fluorescent |  | Reflector | 1 | 15 | Dining Room
Ceiling Fixture | Incandescent |  | Standard A Lamp | 2 | 60 | Laundry Room
Ceiling Fan | Incandescent |  | Decorative | 1 | 40 | Office
Ceiling Fixture | Incandescent |  | Standard A Lamp | 1 | 60 | Other
Wall Mount | Incandescent |  | Standard A Lamp | 4 | 40 | Bathroom
Ceiling Fixture | Incandescent |  | Standard A Lamp | 2 | 40 | Bathroom
Chandelier (Hanging) | Incandescent |  | Standard A Lamp | 1 | 60 | Bathroom
Ceiling Fixture | Incandescent |  | Standard A Lamp | 3 | 60 | Bathroom
Ceiling Fixture | Incandescent |  | Standard A Lamp | 3 | 65 | Bedroom
Ceiling Fixture | Incandescent |  | Standard A Lamp | 3 | 60 | Bedroom
Ceiling Fan | Incandescent |  | Standard A Lamp | 2 | 60 | Dining Room
Ceiling Fixture | Compact Fluorescent |  | Twist | 1 | 22 | Hall
Ceiling Fixture | Incandescent |  | Standard A Lamp | 3 | 60 | Kitchen
Ceiling Fixture | Incandescent |  | Mini base | 3 | 40 | Living Room
Ceiling Fixture | Incandescent |  | Standard A Lamp | 3 | 60 | Other
Wall Mount | Incandescent |  | Standard A Lamp | 1 | 100 | Bathroom
Ceiling Fixture | Incandescent |  | Clear | 4 | 40 | Laundry Room
Ceiling Fixture | Incandescent |  | Decorative | 2 | 40 | Living Room
Wall Mount | Halogen |  | PAR | 5 | 20 | Living Room
Track | Incandescent |  | Reflector | 4 | 40 | Living Room
Ceiling Fixture | Incandescent |  | Clear | 2 | 40 | Living Room
Table | Incandescent |  | Decorative | 1 | 25 | Living Room
Ceiling Fixture | Incandescent |  | Other | 3 | 60 | Office
Track | Halogen |  | PAR | 3 | 30 | Office
Wall Mount | Linear Fluorescent | 12 | T-5 | 2 | 16 | Office
Table | Halogen |  | PAR | 1 | 30 | Office
Table | Incandescent |  | Decorative | 1 | 25 | Office
Ceiling Fan | Incandescent |  | Other | 4 | 60 | Dining Room
Other | Incandescent |  | Mini base | 1 | 25 | Dining Room
Ceiling Fixture | Incandescent |  | Standard A Lamp | 1 | 100 | Other
Ceiling Fixture | Linear Fluorescent | 48 | T-12 | 2 | 42 | Garage
Ceiling Fixture | Incandescent |  | Reflector | 1 | 65 | Garage
Ceiling Fixture | Compact Fluorescent |  | Twist | 1 | 22 | Garage
Garage door opener | Incandescent |  | Standard A Lamp | 1 | 40 | Garage
Ceiling Fixture | Halogen |  | PAR | 1 | 75 | Garage
Recessed Can | Incandescent |  | Reflector | 1 | 150 | Kitchen
Recessed - other | Linear Fluorescent | 48 | T-12 | 4 | 40 | Kitchen
Ceiling Fixture | Incandescent |  | Clear | 4 | 25 | Living Room
Chandelier (Hanging) | Incandescent |  | Mini base | 2 | 40 | Living Room
Floor lamp | Compact Fluorescent |  | Twist | 1 | 22 | Living Room
Floor lamp | Incandescent |  | Clear | 4 | 25 | Living Room
Wall Mount | Incandescent |  | Clear | 8 | 40 | Bathroom
Ceiling Fixture | Incandescent |  | Heat Lamp | 2 | 250 | Bathroom
Ceiling Fan | Compact Fluorescent |  | Twist | 3 | 15 | Bedroom
Table | Incandescent |  | Clear | 1 | 5 | Bedroom
Ceiling Fan | Compact Fluorescent |  | Twist | 4 | 15 | Bedroom
Ceiling Fan | Incandescent |  | Decorative | 3 | 60 | Bedroom
Table | Incandescent |  | Standard A Lamp | 1 | 60 | Bedroom
Floor lamp | Compact Fluorescent |  | Twist | 1 | 22 | Bedroom
Ceiling Fixture | Incandescent |  | Standard A Lamp | 2 | 60 | Hall
Ceiling Fan | Incandescent |  | Standard A Lamp | 1 | 60 | Hall
Wall Mount | Halogen |  | Quartz Tube | 3 | 75 | Bathroom
Wall Mount | Incandescent |  | Standard A Lamp | 3 | 100 | Bathroom
Ceiling Fan | Compact Fluorescent |  | Twist | 2 | 22 | Family Room
Floor lamp | Incandescent |  | Standard A Lamp | 1 | 60 | Family Room
Recessed Can | Incandescent |  | Reflector | 1 | 65 | Family Room
Wall Mount | Incandescent |  | Standard A Lamp | 1 | 60 | Family Room
Table | Compact Fluorescent |  | Twist | 1 | 22 | Family Room
Recessed Can | Incandescent |  | Reflector | 1 | 65 | Family Room
Low bay | Linear Fluorescent | 96 | T-12 | 2 | 100 | Garage
Low bay | Linear Fluorescent | 96 | T-12 | 2 | 100 | Garage
Recessed Can | Incandescent |  | Reflector | 1 | 65 | Bedroom
Floor lamp | Incandescent |  | Standard A Lamp | 1 | 65 | Bedroom
Wall Mount | Incandescent |  | Standard A Lamp | 1 | 65 | Hall
Recessed Can | Incandescent |  | Reflector | 1 | 65 | Kitchen
Recessed Can | Incandescent |  | Reflector | 1 | 65 | Kitchen
Chandelier (Hanging) | Incandescent |  | Globe | 1 | 75 | Kitchen
High bay | Linear Fluorescent | 48 | T-12 | 1 | 40 | Kitchen
Recessed Can | Incandescent |  | Reflector | 1 | 65 | Bathroom
Recessed Can | Incandescent |  | Reflector | 1 | 65 | Master Bedroom
Ceiling Fixture | Linear Fluorescent | 48 | T-12 | 2 | 40 | Closet
Recessed Can | Incandescent |  | Reflector | 1 | 65 | Office
Floor lamp | Incandescent |  | Standard A Lamp | 1 | 60 | Office
Ceiling Fixture | Linear Fluorescent | 48 | T-12 | 2 | 40 | Closet
Ceiling Fixture | Linear Fluorescent | 48 | T-8 | 2 | 32 | Other
Table | Compact Fluorescent |  | Mini base | 1 | 22 | Other
Table | Incandescent |  | Standard A Lamp | 2 | 75 | Other
Ceiling Fan | Incandescent |  | Standard A Lamp | 2 | 60 | Other
Wall Mount | Incandescent |  | Standard A Lamp | 1 | 65 | Hall
Ceiling Fixture | Linear Fluorescent | 48 | T-12 | 2 | 40 | Laundry Room
Wall Mount | Incandescent |  | Mini base | 5 | 40 | Bathroom
Chandelier (Hanging) | Compact Fluorescent |  | Twist | 2 | 22 | Dining Room
Wall Mount | Incandescent |  | Decorative | 1 | 60 | Dining Room
Wall Mount | Compact Fluorescent |  | Twist | 1 | 22 | Garage
Chandelier (Hanging) | Compact Fluorescent |  | Twist | 1 | 22 | Bedroom
Recessed - other | Incandescent |  | Reflector | 1 | 60 | Hall
Ceiling Fixture | Linear Fluorescent | 48 | T-8 | 4 | 32 | Kitchen
Chandelier (Hanging) | Incandescent |  | Globe | 1 | 75 | Living Room
Table | Compact Fluorescent |  | Twist | 1 | 22 | Living Room
Wall Mount | Compact Fluorescent |  | Twist | 2 | 22 | Master Bedroom
Chandelier (Hanging) | Compact Fluorescent |  | Twist | 1 | 22 | Bedroom
Table | Halogen |  | Quartz Tube | 1 | 50 | Bedroom
Ceiling Fixture | Linear Fluorescent | 48 | T-12 | 2 | 40 | Closet
Ceiling Fixture | Linear Fluorescent | 96 | T-12 | 2 | 100 | Other
Ceiling Fixture | Linear Fluorescent | 48 | T-8 | 2 | 32 | Bathroom
Ceiling Fixture | Compact Fluorescent |  | Twist | 1 | 22 | Bathroom
Track | Incandescent |  | Clear | 4 | 40 | Bathroom
Ceiling Fixture | Compact Fluorescent |  | Twist | 1 | 22 | Hall
Ceiling Fixture | Compact Fluorescent |  | Twist | 4 | 15 | Family Room
Wall Mount | Incandescent |  | Standard A Lamp | 2 | 75 | Bathroom
Track | Incandescent |  | Decorative | 4 | 40 | Bathroom
Ceiling Fixture | Incandescent |  | Standard A Lamp | 2 | 75 | Hall
Ceiling Fixture | Compact Fluorescent |  | Twist | 1 | 15 | Hall
Ceiling Fixture | Incandescent |  | Decorative | 1 | 90 | Hall
Ceiling Fixture | Incandescent |  | Standard A Lamp | 1 | 75 | Other
Ceiling Fixture | Incandescent |  | Standard A Lamp | 3 | 60 | Other
Ceiling Fixture | Incandescent |  | Standard A Lamp | 1 | 60 | Closet
Wall Mount | Linear Fluorescent | 24 | T-5 | 1 | 20 | Laundry Room
Chandelier (Hanging) | Compact Fluorescent |  | Twist | 4 | 15 | Kitchen
Recessed Can | Compact Fluorescent |  | Twist | 1 | 22 | Kitchen
Ceiling Fixture | Incandescent |  | Standard A Lamp | 1 | 75 | Garage
Garage door opener | Incandescent |  | Standard A Lamp | 2 | 60 | Garage
Ceiling Fixture | Incandescent |  | Reflector | 1 | 65 | Living Room
Ceiling Fixture | Incandescent |  | Standard A Lamp | 2 | 75 | Hall
Ceiling Fixture | Compact Fluorescent |  | Twist | 2 | 22 | Office
Ceiling Fixture | Compact Fluorescent |  | Twist | 3 | 22 | Bedroom
Ceiling Fixture | Compact Fluorescent |  | Twist | 1 | 22 | Bathroom
Wall Mount | Incandescent |  | Decorative | 2 | 40 | Bathroom
Ceiling Fan | Compact Fluorescent |  | Twist | 3 | 15 | Bedroom
Table | Incandescent |  | Standard A Lamp | 1 | 40 | Bedroom
Wall Mount | Incandescent |  | Globe | 4 | 60 | Bathroom
Ceiling Fixture | Incandescent |  | Standard A Lamp | 2 | 60 | Bedroom
Chandelier (Hanging) | Incandescent |  | Mini base | 6 | 40 | Dining Room
Ceiling Fixture | Incandescent |  | Globe | 1 | 60 | Garage
Ceiling Fixture | Incandescent |  | Standard A Lamp | 1 | 75 | Garage
Ceiling Fixture | Linear Fluorescent | 48 | T-12 | 2 | 40 | Garage
Ceiling Fixture | Compact Fluorescent |  | Twist | 2 | 15 | Hall
Ceiling Fixture | Incandescent |  | Standard A Lamp | 2 | 40 | Hall
Table | Compact Fluorescent |  | Twist | 1 | 15 | Living Room
Floor lamp | Compact Fluorescent |  | Twist | 1 | 15 | Living Room
Ceiling Fixture | Incandescent |  | Standard A Lamp | 2 | 40 | Master Bedroom
Floor lamp | Incandescent |  | Other | 1 | 40 | Master Bedroom
Table | Incandescent |  | Mini base | 1 | 5 | Master Bedroom
Ceiling Fixture | Halogen |  | MR | 4 | 50 | Office
Ceiling Fixture | Incandescent |  | Standard A Lamp | 2 | 60 | Hall
Ceiling Fixture | Compact Fluorescent |  | Pin base | 1 | 22 | Laundry Room
Ceiling Fixture | Compact Fluorescent |  | Twist | 1 | 15 | Hall
Wall Mount | Incandescent |  | Mini base | 4 | 40 | Bathroom
Ceiling Fixture | Incandescent |  | Standard A Lamp | 2 | 60 | Bedroom
Table | Incandescent |  | Standard A Lamp | 1 | 40 | Bedroom
Ceiling Fixture | Incandescent |  | Standard A Lamp | 2 | 60 | Bedroom
Ceiling Fixture | Incandescent |  | Standard A Lamp | 1 | 75 | Other
Ceiling Fixture | Compact Fluorescent |  | Twist | 1 | 15 | Family Room
Ceiling Fixture | Incandescent |  | Standard A Lamp | 1 | 60 | Family Room
Ceiling Fixture | Incandescent |  | Standard A Lamp | 1 | 60 | Other
Wall Mount | Incandescent |  | Globe | 4 | 40 | Bathroom
Ceiling Fixture | Linear Fluorescent | 48 | T-12 | 4 | 40 | Kitchen
Ceiling Fixture | Incandescent |  | Standard A Lamp | 5 | 60 | Family Room
Recessed Can | Compact Fluorescent |  | A shape bulb | 1 | 15 | Bathroom
Wall Mount | Incandescent |  | Decorative | 3 | 40 | Bathroom
Ceiling Fixture | Compact Fluorescent |  | Twist | 2 | 15 | Bedroom
Table | Compact Fluorescent |  | Twist | 1 | 15 | Bedroom
Recessed Can | Compact Fluorescent |  | Flood | 1 | 22 | Dining Room
Torchiere | Halogen |  | Quartz Tube | 1 | 150 | Dining Room
Chandelier (Hanging) | Compact Fluorescent |  | Twist | 3 | 15 | Hall
Ceiling Fixture | Compact Fluorescent |  | Twist | 1 | 15 | Hall
Recessed Can | Incandescent |  | Standard A Lamp | 1 | 60 | Family Room
Wall Mount | Compact Fluorescent |  | Pin base | 1 | 22 | Family Room
Ceiling Fixture | Compact Fluorescent |  | Twist | 1 | 22 | Hall
Wall Mount | Compact Fluorescent |  | Twist | 1 | 15 | Hall
Recessed Can | Compact Fluorescent |  | A shape bulb | 1 | 22 | Kitchen
Ceiling Fixture | Compact Fluorescent |  | A shape bulb | 2 | 22 | Laundry Room
Floor lamp | Compact Fluorescent |  | Twist | 1 | 22 | Living Room
Table | Compact Fluorescent |  | Twist | 1 | 15 | Living Room
Ceiling Fixture | Compact Fluorescent |  | Twist | 2 | 15 | Bathroom
Wall Mount | Incandescent |  | Mini base | 3 | 25 | Bathroom
Table | Compact Fluorescent |  | Twist | 1 | 15 | Master Bedroom
Ceiling Fixture | Compact Fluorescent |  | Twist | 2 | 15 | Master Bedroom
Wall Mount | Compact Fluorescent |  | Twist | 1 | 15 | Master Bedroom
Track | Incandescent |  | Standard A Lamp | 1 | 60 | Master Bedroom
Table | Compact Fluorescent |  | Twist | 1 | 15 | Master Bedroom
Ceiling Fan | Incandescent |  | Decorative | 3 | 40 | Office
Table | Incandescent |  | Standard A Lamp | 1 | 60 | Office
Ceiling Fixture | Linear Fluorescent | 48 | T-8 | 2 | 32 | Garage
Ceiling Fan | Incandescent |  | Standard A Lamp | 4 | 60 | Master Bedroom
Table | Incandescent |  | Decorative | 1 | 40 | Master Bedroom
Wall Mount | Incandescent |  | Standard A Lamp | 3 | 60 | Bathroom
Wall Mount | Compact Fluorescent |  | A shape bulb | 1 | 15 | Bathroom
Chandelier (Hanging) | Incandescent |  | Decorative | 3 | 40 | Dining Room
Chandelier (Hanging) | Compact Fluorescent |  | Decorative | 1 | 22 | Dining Room
Ceiling Fixture | Compact Fluorescent |  | Twist | 1 | 15 | Hall
Ceiling Fixture | Incandescent |  | Standard A Lamp | 1 | 60 | Hall
Ceiling Fixture | Compact Fluorescent |  | Twist | 1 | 15 | Hall
Chandelier (Hanging) | Incandescent |  | Decorative | 2 | 40 | Hall
Track | Halogen |  | MR | 1 | 50 | Kitchen
Other | Incandescent |  | Clear | 1 | 25 | Kitchen
Ceiling Fixture | Incandescent |  | Reflector | 3 | 65 | Living Room
Wall Mount | Compact Fluorescent |  | Reflector | 3 | 28 | Living Room
Table | Compact Fluorescent |  | Twist | 1 | 15 | Living Room
Ceiling Fixture | Incandescent |  | Standard A Lamp | 3 | 60 | Office
Ceiling Fixture | Compact Fluorescent |  | Twist | 1 | 15 | Office
Table | Linear Fluorescent | 18 | T-8 | 2 | 16 | Office
Table | Incandescent |  | Mini base | 1 | 25 | Office
Wall Mount | Incandescent |  | Standard A Lamp | 4 | 40 | Bathroom
Ceiling Fixture | Compact Fluorescent |  | Twist | 1 | 15 | Bathroom
Ceiling Fixture | Incandescent |  | Standard A Lamp | 4 | 60 | Bedroom
Table | Compact Fluorescent |  | Twist | 1 | 15 | Bedroom
Ceiling Fixture | Incandescent |  | Standard A Lamp | 1 | 60 | Closet
Ceiling Fixture | Compact Fluorescent |  | Twist | 1 | 22 | Kitchen
Ceiling Fixture | Linear Fluorescent | 48 | T-12 | 2 | 32 | Kitchen
Ceiling Fixture | Compact Fluorescent |  | Twist | 2 | 22 | Hall
Ceiling Fixture | Compact Fluorescent |  | Twist | 3 | 22 | Hall
Ceiling Fixture | Incandescent |  | Standard A Lamp | 1 | 60 | Bedroom
Table | Incandescent |  | Standard A Lamp | 1 | 60 | Bedroom
Table | Incandescent |  | Standard A Lamp | 1 | 65 | Bedroom
Recessed Can | Halogen |  | MR | 1 | 50 | Living Room
Ceiling Fixture | Compact Fluorescent |  | Twist | 1 | 15 | Living Room
Table | Incandescent |  | Standard A Lamp | 1 | 75 | Living Room
Ceiling Fixture | Incandescent |  | Standard A Lamp | 2 | 60 | Bedroom
Table | Incandescent |  | Standard A Lamp | 1 | 60 | Bedroom
Ceiling Fixture | Incandescent |  | Standard A Lamp | 1 | 60 | Bathroom
Ceiling Fan | Incandescent |  | Standard A Lamp | 1 | 40 | Bathroom
Ceiling Fixture | Compact Fluorescent |  | Twist | 1 | 15 | Office
Recessed Can | Incandescent |  | Reflector | 1 | 65 | Bathroom
Ceiling Fixture | Incandescent |  | Standard A Lamp | 1 | 60 | Bathroom
Ceiling Fixture | Incandescent |  | Standard A Lamp | 1 | 40 | Bathroom
Ceiling Fixture | Compact Fluorescent |  | Twist | 3 | 22 | Master Bedroom
Table | Incandescent |  | Standard A Lamp | 1 | 60 | Master Bedroom
Table | Incandescent |  | Standard A Lamp | 1 | 100 | Master Bedroom
Ceiling Fixture | Compact Fluorescent |  | Twist | 1 | 15 | Garage
Garage door opener | Compact Fluorescent |  | Twist | 2 | 15 | Garage
Ceiling Fixture | Compact Fluorescent |  | Twist | 2 | 15 | Hall
Ceiling Fixture | Linear Fluorescent | 48 | T-12 | 2 | 40 | Closet
Ceiling Fixture | Compact Fluorescent |  | Twist | 2 | 16 | Family Room
Floor lamp | Incandescent |  | Standard A Lamp | 1 | 200 | Family Room
Table | Compact Fluorescent |  | Twist | 1 | 22 | Family Room
Ceiling Fixture | Incandescent |  | Standard A Lamp | 1 | 60 | Kitchen
Ceiling Fixture | Compact Fluorescent |  | Twist | 1 | 22 | Kitchen
Other | Linear Fluorescent | 12 | T-4 | 1 | 16 | Kitchen
Chandelier (Hanging) | Compact Fluorescent |  | Twist | 5 | 15 | Other
Wall Mount | Incandescent |  | Mini base | 1 | 25 | Other
Wall Mount | Incandescent |  | Standard A Lamp | 2 | 75 | Bathroom
Chandelier (Hanging) | Compact Fluorescent |  | Twist | 3 | 22 | Dining Room
Floor lamp | Incandescent |  | Standard A Lamp | 2 | 40 | Living Room
Table | Incandescent |  | Standard A Lamp | 1 | 40 | Living Room
Table | Incandescent |  | Heat Lamp | 2 | 40 | Living Room
Wall Mount | Incandescent |  | Standard A Lamp | 1 | 40 | Closet
Ceiling Fixture | Compact Fluorescent |  | Twist | 1 | 15 | Hall
Ceiling Fixture | Compact Fluorescent |  | Twist | 2 | 15 | Bedroom
Table | Incandescent |  | Standard A Lamp | 1 | 40 | Bedroom
Table | Incandescent |  | Standard A Lamp | 1 | 60 | Bedroom
Ceiling Fixture | Incandescent |  | Standard A Lamp | 3 | 60 | Bedroom
Ceiling Fixture | Incandescent |  | Standard A Lamp | 1 | 100 | Hall
Ceiling Fixture | Incandescent |  | Standard A Lamp | 2 | 65 | Bedroom
Ceiling Fixture | Incandescent |  | Standard A Lamp | 1 | 75 | Other
Ceiling Fixture | Compact Fluorescent |  | Twist | 1 | 15 | Other
Ceiling Fixture | Compact Fluorescent |  | Twist | 1 | 28 | Living Room
Ceiling Fixture | Incandescent |  | Standard A Lamp | 1 | 75 | Living Room
Ceiling Fixture | Linear Fluorescent | 48 | T-8 | 2 | 32 | Family Room
Ceiling Fixture | Compact Fluorescent |  | Twist | 1 | 15 | Bedroom
Wall Mount | Incandescent |  | Standard A Lamp | 1 | 100 | Bathroom
Ceiling Fan | Compact Fluorescent |  | Twist | 3 | 28 | Dining Room
Ceiling Fan | Compact Fluorescent |  | Twist | 1 | 22 | Kitchen
Ceiling Fixture | Compact Fluorescent |  | Twist | 1 | 28 | Laundry Room
Wall Mount | Compact Fluorescent |  | Twist | 1 | 22 | Laundry Room
Ceiling Fixture | Incandescent |  | Standard A Lamp | 1 | 75 | Garage
Ceiling Fan | Compact Fluorescent |  | Twist | 2 | 28 | Living Room
Ceiling Fixture | Compact Fluorescent |  | Twist | 1 | 22 | Hall
Ceiling Fan | Compact Fluorescent |  | Twist | 3 | 28 | Master Bedroom
Ceiling Fixture | Incandescent |  | Standard A Lamp | 2 | 60 | Master Bedroom
Ceiling Fixture | Incandescent |  | Standard A Lamp | 1 | 75 | Bedroom
Ceiling Fixture | Incandescent |  | Mini base | 5 | 40 | Dining Room
Recessed Can | Compact Fluorescent |  | Reflector | 1 | 15 | Kitchen
Ceiling Fixture | Incandescent |  | Mini base | 3 | 60 | Closet
Recessed Can | Compact Fluorescent |  | Reflector | 1 | 15 | Bathroom
Wall Mount | Incandescent |  | Standard A Lamp | 3 | 100 | Bathroom
Chandelier (Hanging) | Incandescent |  | Mini base | 4 | 60 | Bathroom
Wall Mount | Incandescent |  | Standard A Lamp | 3 | 100 | Bathroom
Table | Compact Fluorescent |  | Twist | 1 | 15 | Office
Architectural | Other |  | Other | 1 | 50 | Office
Wall Mount | Incandescent |  | Clear | 5 | 50 | Bathroom
Track | Incandescent |  | Reflector | 3 | 75 | Bedroom
Ceiling Fixture | Linear Fluorescent | 48 | T-12 | 2 | 40 | Garage
Wall Mount | Incandescent |  | Reflector | 2 | 75 | Garage
Ceiling Fixture | Incandescent |  | Clear | 3 | 40 | Closet
Ceiling Fixture | Incandescent |  | Reflector | 1 | 75 | Living Room
Table | Incandescent |  | Standard A Lamp | 1 | 100 | Living Room
Floor lamp | Incandescent |  | Standard A Lamp | 1 | 100 | Living Room
Chandelier (Hanging) | Incandescent |  | Mini base | 3 | 40 | Hall
Ceiling Fixture | Incandescent |  | Clear | 3 | 25 | Hall
Table | Incandescent |  | Standard A Lamp | 1 | 75 | Family Room
Ceiling Fixture | Compact Fluorescent |  | Reflector | 1 | 15 | Family Room
Recessed Can | Compact Fluorescent |  | Reflector | 1 | 15 | Family Room
Wall Mount | Incandescent |  | Standard A Lamp | 1 | 65 | Closet
Ceiling Fixture | Incandescent |  | Standard A Lamp | 1 | 75 | Laundry Room
Table | Compact Fluorescent |  | Twist | 1 | 15 | Master Bedroom
Table | Incandescent |  | Standard A Lamp | 2 | 75 | Master Bedroom
Table | Incandescent |  | Standard A Lamp | 1 | 60 | Master Bedroom
Ceiling Fixture | Incandescent |  | Standard A Lamp | 1 | 60 | Bathroom
Table | Halogen |  | PAR | 1 | 30 | Bedroom
Chandelier (Hanging) | Incandescent |  | Standard A Lamp | 1 | 60 | Bedroom
Ceiling Fixture | Incandescent |  | Standard A Lamp | 1 | 60 | Closet
Ceiling Fixture | Incandescent |  | Standard A Lamp | 1 | 60 | Hall
Recessed Can | Incandescent |  | Reflector | 1 | 65 | Kitchen
Wall Mount | Halogen |  | PAR | 1 | 20 | Kitchen
Wall Mount | Incandescent |  | Standard A Lamp | 1 | 60 | Kitchen
Ceiling Fixture | Incandescent |  | Standard A Lamp | 1 | 60 | Laundry Room
Ceiling Fixture | Incandescent |  | Standard A Lamp | 1 | 60 | Laundry Room
Ceiling Fixture | Compact Fluorescent |  | Twist | 1 | 15 | Bathroom
Ceiling Fixture | Compact Fluorescent |  | Twist | 1 | 15 | Bedroom
Ceiling Fixture | Compact Fluorescent |  | Twist | 1 | 15 | Kitchen
Ceiling Fixture | Compact Fluorescent |  | Straight Tube | 1 | 15 | Laundry Room
Ceiling Fixture | Compact Fluorescent |  | Twist | 1 | 15 | Living Room
Ceiling Fixture | Compact Fluorescent |  | Twist | 1 | 15 | Master Bedroom
Wall Mount | Incandescent |  | Globe | 4 | 60 | Bathroom
Wall Mount | Incandescent |  | Globe | 8 | 40 | Bathroom
Wall Mount | Compact Fluorescent |  | Twist | 3 | 23 | Bathroom
Ceiling Fixture | Compact Fluorescent |  | Twist | 4 | 13 | Bedroom
Table | Incandescent |  | Mini base | 1 | 40 | Bedroom
Ceiling Fixture | Compact Fluorescent |  | Twist | 2 | 26 | Bedroom
Table | Incandescent |  | Standard A Lamp | 1 | 60 | Bedroom
Ceiling Fan | Compact Fluorescent |  | Twist | 3 | 23 | Bedroom
Table | Halogen |  | Other | 1 | 50 | Bedroom
Table | Incandescent |  | Clear | 1 | 60 | Bedroom
Ceiling Fixture | Compact Fluorescent |  | Pin base | 1 | 22 | Bedroom
Table | Compact Fluorescent |  | Twist | 1 | 23 | Bedroom
Table | Halogen |  | Other | 1 | 20 | Bedroom
Ceiling Fixture | Linear Fluorescent | 48 | T-8 | 2 | 32 | Bedroom
Chandelier (Hanging) | Compact Fluorescent |  | Twist | 5 | 26 | Dining Room
Wall Mount | Compact Fluorescent |  | Twist | 1 | 23 | Hall
Ceiling Fixture | Incandescent |  | Clear | 1 | 60 | Hall
Ceiling Fixture | Compact Fluorescent |  | Twist | 1 | 23 | Hall
Ceiling Fixture | Linear Fluorescent | 48 | T-8 | 4 | 32 | Family Room
Ceiling Fixture | Compact Fluorescent |  | Twist | 1 | 15 | Family Room
Floor lamp | Incandescent |  | 3-Way Incandescent | 1 | 70 | Family Room
Ceiling Fixture | Incandescent |  | Standard A Lamp | 1 | 75 | Other
Ceiling Fixture | Linear Fluorescent | 48 | T-12 | 4 | 40 | Kitchen
Ceiling Fixture | Linear Fluorescent | 48 | T-8 | 4 | 32 | Kitchen
Ceiling Fixture | Linear Fluorescent | 12 | T-8 | 1 | 15 | Kitchen
Ceiling Fan | Compact Fluorescent |  | Twist | 3 | 13 | Laundry Room
Floor lamp | Compact Fluorescent |  | Twist | 1 | 32 | Living Room
Table | Incandescent |  | 3-Way Incandescent | 1 | 70 | Living Room
Table | Compact Fluorescent |  | Twist | 1 | 15 | Living Room
Floor lamp | Compact Fluorescent |  | Pin base | 1 | 27 | Living Room
Ceiling Fixture | Incandescent |  | Standard A Lamp | 1 | 60 | Bathroom
Table | Incandescent |  | Standard A Lamp | 1 | 40 | Bedroom
Ceiling Fixture | Incandescent |  | Standard A Lamp | 1 | 60 | Bedroom
Ceiling Fixture | Incandescent |  | Standard A Lamp | 1 | 100 | Kitchen
Ceiling Fixture | Compact Fluorescent |  | Twist | 2 | 15 | Kitchen
Table | Incandescent |  | Decorative | 1 | 25 | Kitchen
Table | Incandescent |  | Decorative | 2 | 40 | Living Room
Table | Incandescent |  | Standard A Lamp | 1 | 60 | Living Room
Ceiling Fixture | Compact Fluorescent |  | Straight Tube | 1 | 28 | Living Room
Table | Compact Fluorescent |  | Twist | 1 | 15 | Living Room
Table | Incandescent |  | Standard A Lamp | 1 | 25 | Other
Ceiling Fixture | Compact Fluorescent |  | Twist | 1 | 13 | Bathroom
Ceiling Fixture | Compact Fluorescent |  | Twist | 2 | 15 | Bedroom
Table | Compact Fluorescent |  | Twist | 1 | 13 | Bedroom
Ceiling Fixture | Compact Fluorescent |  | Twist | 2 | 15 | Dining Room
Ceiling Fan | Incandescent |  | Standard A Lamp | 1 | 60 | Kitchen
Ceiling Fixture | Compact Fluorescent |  | Twist | 1 | 15 | Laundry Room
Ceiling Fan | Compact Fluorescent |  | Twist | 1 | 22 | Living Room
Ceiling Fixture | Compact Fluorescent |  | Twist | 1 | 13 | Bedroom
Ceiling Fixture | Incandescent |  | Standard A Lamp | 1 | 60 | Other
Ceiling Fixture | Incandescent |  | Standard A Lamp | 1 | 60 | Bathroom
Track | Incandescent |  | Globe | 5 | 40 | Bathroom
Ceiling Fixture | Incandescent |  | Clear | 3 | 60 | Bedroom
Ceiling Fixture | Incandescent |  | Standard A Lamp | 1 | 60 | Bedroom
Ceiling Fixture | Incandescent |  | Standard A Lamp | 1 | 60 | Bedroom
Ceiling Fixture | Incandescent |  | Standard A Lamp | 1 | 60 | Hall
Ceiling Fixture | Compact Fluorescent |  | Twist | 2 | 15 | Hall
Ceiling Fixture | Incandescent |  | Standard A Lamp | 1 | 60 | Hall
Ceiling Fixture | Incandescent |  | Standard A Lamp | 3 | 60 | Kitchen
Ceiling Fan | Incandescent |  | Standard A Lamp | 3 | 60 | Living Room
Floor lamp | Incandescent |  | Standard A Lamp | 1 | 60 | Living Room
Ceiling Fan | Incandescent |  | Standard A Lamp | 2 | 60 | Office
Ceiling Fan | Incandescent |  | Standard A Lamp | 4 | 60 | Other
Ceiling Fixture | Linear Fluorescent | 60 | T-12 | 4 | 40 | Other
Ceiling Fixture | Incandescent |  | Heat Lamp | 1 | 250 | Bathroom
Wall Mount | Incandescent |  | Standard A Lamp | 2 | 60 | Bathroom
Ceiling Fixture | Compact Fluorescent |  | Twist | 1 | 15 | Bathroom
Wall Mount | Incandescent |  | Globe | 4 | 60 | Bathroom
Wall Mount | Halogen |  | Quartz Tube | 1 | 150 | Bedroom
Table | Incandescent |  | Standard A Lamp | 1 | 75 | Bedroom
Wall Mount | Incandescent |  | Standard A Lamp | 1 | 60 | Bedroom
Table | Incandescent |  | Standard A Lamp | 1 | 60 | Bedroom
Chandelier (Hanging) | Incandescent |  | Standard A Lamp | 4 | 60 | Dining Room
Torchiere | Incandescent |  | 3-Way Incandescent | 1 | 100 | Family Room
Floor lamp | Incandescent |  | Standard A Lamp | 1 | 75 | Family Room
Table | Incandescent |  | Standard A Lamp | 1 | 60 | Family Room
Ceiling Fixture | Compact Fluorescent |  | Twist | 1 | 23 | Garage
Garage door opener | Incandescent |  | Standard A Lamp | 2 | 40 | Garage
Ceiling Fixture | Incandescent |  | Standard A Lamp | 1 | 60 | Hall
Ceiling Fixture | Linear Fluorescent |  | Fluorescent Other | 1 | 60 | Laundry Room
Wall Mount | Halogen |  | Quartz Tube | 1 | 150 | Master Bedroom
Architectural | Incandescent |  | Colored | 1 | 70 | Master Bedroom
Recessed Can | Incandescent |  | Reflector | 1 | 65 | Kitchen
Architectural | Linear Fluorescent | 24 | T-5 | 1 | 13 | Kitchen
Architectural | Linear Fluorescent | 12 | T-5 | 1 | 8 | Kitchen
Ceiling Fixture | Incandescent |  | Standard A Lamp | 1 | 60 | Other
Wall Mount | Incandescent |  | Standard A Lamp | 4 | 40 | Bathroom
Ceiling Fixture | Incandescent |  | Reflector | 2 | 65 | Bathroom
Wall Mount | Compact Fluorescent |  | Twist | 4 | 22 | Bathroom
Ceiling Fixture | Incandescent |  | Reflector | 2 | 125 | Bathroom
Ceiling Fixture | Incandescent |  | Standard A Lamp | 3 | 60 | Bedroom
Table | Incandescent |  | Decorative | 1 | 40 | Bedroom
Recessed Can | Incandescent |  | Reflector | 1 | 40 | Bedroom
Chandelier (Hanging) | Incandescent |  | Standard A Lamp | 1 | 100 | Bedroom
Table | Incandescent |  | Standard A Lamp | 1 | 60 | Bedroom
Ceiling Fixture | Incandescent |  | Standard A Lamp | 1 | 60 | Garage
Ceiling Fixture | Incandescent |  | Standard A Lamp | 1 | 75 | Hall
Chandelier (Hanging) | Incandescent |  | Decorative | 12 | 40 | Kitchen
Recessed Can | Incandescent |  | Reflector | 1 | 65 | Kitchen
Recessed - other | Linear Fluorescent | 12 | T-5 | 1 | 16 | Kitchen
Table | Incandescent |  | Standard A Lamp | 1 | 100 | Living Room
Table | Compact Fluorescent |  | Twist | 1 | 22 | Living Room
Ceiling Fan | Incandescent |  | Reflector | 3 | 40 | Bedroom
Track | Incandescent |  | Reflector | 1 | 40 | Bedroom
Table | Incandescent |  | Standard A Lamp | 1 | 60 | Bedroom
Floor lamp | Incandescent |  | Standard A Lamp | 1 | 75 | Living Room
Ceiling Fan | Incandescent |  | Standard A Lamp | 3 | 60 | Kitchen
Ceiling Fixture | Incandescent |  | Standard A Lamp | 3 | 60 | Kitchen
Architectural | Incandescent |  | Standard A Lamp | 1 | 40 | Kitchen
Ceiling Fixture | Compact Fluorescent |  | Twist | 1 | 15 | Hall
Ceiling Fixture | Compact Fluorescent |  | Twist | 2 | 15 | Bedroom
Table | Compact Fluorescent |  | Twist | 1 | 15 | Bedroom
Wall Mount | Incandescent |  | Mini base | 8 | 25 | Bathroom
Ceiling Fixture | Compact Fluorescent |  | Twist | 2 | 15 | Bathroom
Ceiling Fan | Incandescent |  | Standard A Lamp | 1 | 60 | Bedroom
Ceiling Fixture | Compact Fluorescent |  | Twist | 1 | 22 | Bedroom
Floor lamp | Incandescent |  | Standard A Lamp | 1 | 60 | Bedroom
Ceiling Fixture | Compact Fluorescent |  | Twist | 2 | 14 | Bathroom
Wall Mount | Compact Fluorescent |  | Twist | 1 | 13 | Bathroom
Ceiling Fan | Incandescent |  | Standard A Lamp | 3 | 60 | Bedroom
Table | Compact Fluorescent |  | Twist | 1 | 13 | Bedroom
Ceiling Fixture | Incandescent |  | Standard A Lamp | 2 | 60 | Bedroom
Ceiling Fixture | Linear Fluorescent | 48 | T-12 | 2 | 40 | Office
Floor lamp | Incandescent |  | Standard A Lamp | 9 | 60 | Office
Floor lamp | Compact Fluorescent |  | Twist | 1 | 15 | Office
Ceiling Fan | Incandescent |  | Standard A Lamp | 4 | 60 | Dining Room
Ceiling Fixture | Incandescent |  | Standard A Lamp | 1 | 60 | Hall
Ceiling Fixture | Incandescent |  | Mini base | 3 | 40 | Hall
Chandelier (Hanging) | Incandescent |  | Standard A Lamp | 1 | 60 | Kitchen
Ceiling Fixture | Compact Fluorescent |  | Twist | 3 | 18 | Kitchen
Ceiling Fixture | Incandescent |  | Standard A Lamp | 1 | 60 | Kitchen
Ceiling Fixture | Compact Fluorescent |  | Circline (Screw Base) | 2 | 27 | Laundry Room
Floor lamp | Compact Fluorescent |  | Twist | 3 | 15 | Living Room
Floor lamp | Incandescent |  | Standard A Lamp | 7 | 60 | Living Room
Wall Mount | Incandescent |  | Globe | 6 | 60 | Bathroom
Ceiling Fixture | Compact Fluorescent |  | Twist | 1 | 15 | Bathroom
Ceiling Fan | Incandescent |  | Decorative | 3 | 50 | Master Bedroom
Table | Incandescent |  | Clear | 1 | 60 | Master Bedroom
Ceiling Fan | Incandescent |  | Standard A Lamp | 1 | 75 | Office
Wall Mount | Incandescent |  | Globe | 3 | 40 | Bathroom
Ceiling Fixture | Incandescent |  | Standard A Lamp | 2 | 60 | Bedroom
Ceiling Fixture | Incandescent |  | Standard A Lamp | 2 | 60 | Hall
Ceiling Fixture | Halogen |  | PAR | 3 | 75 | Kitchen
Ceiling Fixture | Incandescent |  | Standard A Lamp | 2 | 60 | Kitchen
Floor lamp | Incandescent |  | Standard A Lamp | 1 | 60 | Living Room
Wall Mount | Incandescent |  | Clear | 2 | 25 | Bathroom
Ceiling Fixture | Incandescent |  | Standard A Lamp | 1 | 40 | Bathroom
Wall Mount | Halogen |  | Quartz Tube | 2 | 100 | Bathroom
Chandelier (Hanging) | Compact Fluorescent |  | Twist | 3 | 22 | Hall
Recessed Can | Incandescent |  | Reflector | 1 | 65 | Hall
Ceiling Fan | Compact Fluorescent |  | Decorative | 1 | 36 | Hall
Chandelier (Hanging) | Compact Fluorescent |  | Twist | 1 | 22 | Bedroom
Table | Incandescent |  | Decorative | 1 | 5 | Bedroom
Recessed Can | Compact Fluorescent |  | Twist | 1 | 22 | Kitchen
Chandelier (Hanging) | Halogen |  | PAR | 1 | 50 | Kitchen
Recessed Can | Compact Fluorescent |  | Twist | 1 | 22 | Laundry Room
Track | Halogen |  | PAR | 3 | 50 | Laundry Room
Recessed Can | Compact Fluorescent |  | Twist | 1 | 22 | Living Room
Track | Halogen |  | PAR | 3 | 50 | Living Room
Wall Mount | Halogen | 24 | Quartz Tube | 2 | 30 | Bathroom
Ceiling Fixture | Compact Fluorescent |  | Twist | 1 | 15 | Bathroom
Track | Halogen |  | PAR | 3 | 50 | Master Bedroom
Ceiling Fan | Compact Fluorescent |  | Circline (Screw Base) | 1 | 28 | Master Bedroom
Table | Incandescent |  | Decorative | 2 | 5 | Master Bedroom
Ceiling Fixture | Linear Fluorescent | 48 | T-8 | 2 | 20 | Master Bedroom
Recessed Can | Compact Fluorescent |  | Twist | 1 | 22 | Office
Ceiling Fixture | Incandescent |  | Decorative | 2 | 25 | Office
Low bay | Linear Fluorescent | 60 | T-12 | 2 | 40 | Garage
Ceiling Fixture | Compact Fluorescent |  | Twist | 1 | 22 | Garage
Chandelier (Hanging) | Compact Fluorescent |  | Twist | 1 | 22 | Bedroom
Ceiling Fixture | Halogen |  | PAR | 1 | 50 | Bedroom
Wall Mount | Linear Fluorescent | 24 | T-8 | 2 | 20 | Bathroom
Ceiling Fixture | Compact Fluorescent |  | Twist | 2 | 22 | Closet
Ceiling Fixture | Compact Fluorescent |  | Circline (Screw Base) | 1 | 22 | Family Room
Table | Incandescent |  | Standard A Lamp | 1 | 150 | Family Room
Wall Mount | Compact Fluorescent |  | Decorative | 1 | 13 | Family Room
Table | Linear Fluorescent | 24 | T-8 | 1 | 16 | Family Room
Ceiling Fixture | Compact Fluorescent |  | Twist | 1 | 22 | Other
Ceiling Fixture | Compact Fluorescent |  | Reflector | 1 | 15 | Other
Ceiling Fixture | Linear Fluorescent | 48 | T-12 | 1 | 40 | Other
Ceiling Fixture | Incandescent |  | Standard A Lamp | 2 | 60 | Bedroom
Table | Compact Fluorescent |  | Twist | 1 | 15 | Bedroom
Table | Incandescent |  | Standard A Lamp | 1 | 40 | Bedroom
Ceiling Fixture | Compact Fluorescent |  | Twist | 2 | 13 | Bedroom
Table | Compact Fluorescent |  | Pin base | 1 | 22 | Bedroom
Ceiling Fixture | Compact Fluorescent |  | Twist | 1 | 15 | Bedroom
Ceiling Fixture | Incandescent |  | Standard A Lamp | 2 | 60 | Bedroom
Wall Mount | Linear Fluorescent | 24 | T-12 | 1 | 20 | Bedroom
Ceiling Fixture | Compact Fluorescent |  | Twist | 1 | 15 | Hall
Chandelier (Hanging) | Compact Fluorescent |  | Twist | 5 | 15 | Kitchen
Ceiling Fixture | Incandescent |  | Standard A Lamp | 1 | 60 | Kitchen
Chandelier (Hanging) | Incandescent |  | Decorative | 4 | 40 | Living Room
Floor lamp | Incandescent |  | Standard A Lamp | 1 | 150 | Living Room
Table | Incandescent |  | Standard A Lamp | 1 | 60 | Living Room
Ceiling Fixture | Compact Fluorescent |  | Twist | 1 | 22 | Living Room
Wall Mount | Incandescent |  | Standard A Lamp | 2 | 40 | Bathroom
Table | Incandescent |  | Standard A Lamp | 1 | 60 | Bedroom
Ceiling Fixture | Incandescent |  | Standard A Lamp | 2 | 60 | Bedroom
Ceiling Fixture | Linear Fluorescent | 24 | T-8 | 2 | 20 | Bedroom
Ceiling Fixture | Incandescent |  | Standard A Lamp | 1 | 60 | Bathroom
Wall Mount | Linear Fluorescent | 24 | T-8 | 2 | 20 | Bathroom
Wall Mount | Compact Fluorescent |  | Twist | 1 | 15 | Bathroom
Ceiling Fixture | Compact Fluorescent |  | Twist | 2 | 15 | Bedroom
Floor lamp | Halogen |  | Quartz Tube | 1 | 100 | Bedroom
Ceiling Fixture | Compact Fluorescent |  | Twist | 1 | 22 | Hall
Wall Mount | Incandescent |  | Globe | 1 | 60 | Bathroom
Wall Mount | Incandescent |  | Globe | 3 | 40 | Bathroom
Wall Mount | Incandescent |  | Mini base | 1 | 4 | Bathroom
Ceiling Fixture | Incandescent |  | Standard A Lamp | 2 | 60 | Bedroom
Chandelier (Hanging) | Incandescent |  | Mini base | 4 | 40 | Dining Room
Recessed - other | Incandescent |  | Reflector | 1 | 65 | Hall
Other | Incandescent |  | Standard A Lamp | 1 | 60 | Kitchen
Chandelier (Hanging) | Incandescent |  | Mini base | 1 | 40 | Kitchen
Recessed Can | Incandescent |  | Reflector | 1 | 65 | Kitchen
Recessed Can | Incandescent |  | Reflector | 1 | 55 | Kitchen
Ceiling Fixture | Incandescent |  | Standard A Lamp | 2 | 60 | Laundry Room
Floor lamp | Incandescent |  | Standard A Lamp | 2 | 75 | Living Room
Table | Incandescent |  | Standard A Lamp | 1 | 75 | Living Room
Table | Incandescent |  | 3-Way Incandescent | 1 | 100 | Living Room
Ceiling Fixture | Halogen |  | MR | 4 | 50 | Master Bedroom
Ceiling Fixture | Incandescent |  | Standard A Lamp | 2 | 60 | Office
Table | Incandescent |  | Standard A Lamp | 1 | 40 | Office
Ceiling Fixture | Linear Fluorescent | 24 | T-8 | 1 | 32 | Closet
Wall Mount | Linear Fluorescent | 48 | T-8 | 1 | 32 | Closet
Wall Mount | Incandescent |  | Standard A Lamp | 1 | 40 | Bathroom
Recessed Can | Incandescent |  | Standard A Lamp | 1 | 60 | Bathroom
Recessed Can | Halogen |  | PAR | 1 | 50 | Bathroom
Wall Mount | Incandescent |  | Standard A Lamp | 2 | 60 | Bedroom
Ceiling Fan | Compact Fluorescent |  | Twist | 2 | 15 | Bedroom
Floor lamp | Halogen |  | MR | 1 | 150 | Bedroom
Ceiling Fan | Incandescent |  | Standard A Lamp | 4 | 60 | Bedroom
Table | Incandescent |  | Standard A Lamp | 1 | 100 | Bedroom
Ceiling Fixture | Incandescent |  | Standard A Lamp | 2 | 60 | Closet
Chandelier (Hanging) | Incandescent |  | Standard A Lamp | 3 | 100 | Hall
Wall Mount | Linear Fluorescent | 96 | T-4 | 1 | 20 | Closet
Ceiling Fixture | Linear Fluorescent | 48 | T-12 | 2 | 40 | Garage
Garage door opener | Incandescent |  | Standard A Lamp | 1 | 60 | Garage
Recessed - other | Incandescent |  | Standard A Lamp | 1 | 60 | Hall
Recessed Can | Compact Fluorescent |  | Reflector | 1 | 15 | Living Room
Recessed Can | Incandescent |  | Reflector | 1 | 65 | Living Room
Chandelier (Hanging) | Incandescent |  | Standard A Lamp | 5 | 100 | Living Room
Chandelier (Hanging) | Incandescent |  | Standard A Lamp | 1 | 100 | Living Room
Ceiling Fan | Incandescent |  | Standard A Lamp | 2 | 60 | Living Room
Table | Incandescent |  | Standard A Lamp | 1 | 100 | Living Room
Wall Mount | Halogen |  | Other | 2 | 30 | Living Room
Recessed Can | Halogen |  | Quartz Tube | 1 | 30 | Living Room
Wall Mount | Incandescent |  | Standard A Lamp | 3 | 60 | Bathroom
Recessed Can | Incandescent |  | Reflector | 1 | 65 | Bathroom
Recessed Can | Halogen |  | PAR | 1 | 50 | Bathroom
Recessed Can | Incandescent |  | Reflector | 1 | 65 | Bedroom
Table | Incandescent |  | 3-Way Incandescent | 1 | 75 | Bedroom
Ceiling Fixture | Incandescent |  | Standard A Lamp | 3 | 100 | Bedroom
Ceiling Fixture | Linear Fluorescent | 48 | T-8 | 2 | 40 | Other
Recessed Can | Compact Fluorescent |  | Reflector | 1 | 15 | Other
Floor lamp | Incandescent |  | Standard A Lamp | 3 | 60 | Other
Table | Incandescent |  | Standard A Lamp | 1 | 75 | Other
Wall Mount | Linear Fluorescent | 24 | T-4 | 1 | 20 | Closet
Ceiling Fixture | Linear Fluorescent | 48 | T-12 | 4 | 32 | Laundry Room
Ceiling Fixture | Linear Fluorescent | 48 | T-12 | 2 | 60 | Other
Ceiling Fixture | Incandescent |  | Standard A Lamp | 1 | 60 | Other
Wall Mount | Incandescent |  | Standard A Lamp | 2 | 60 | Bathroom
Ceiling Fixture | Incandescent |  | Standard A Lamp | 2 | 65 | Bedroom
Table | Incandescent |  | Standard A Lamp | 1 | 60 | Bedroom
Ceiling Fixture | Incandescent |  | Standard A Lamp | 2 | 60 | Bedroom
Ceiling Fan | Incandescent |  | Standard A Lamp | 1 | 60 | Kitchen
Garage door opener | Incandescent |  | Clear | 2 | 25 | Garage
Ceiling Fixture | Linear Fluorescent | 72 | T-12 | 2 | 100 | Garage
Wall Mount | Compact Fluorescent |  | Twist | 1 | 15 | Laundry Room
Ceiling Fixture | Compact Fluorescent |  | Circline (Screw Base) | 1 | 15 | Living Room
Floor lamp | Compact Fluorescent |  | Twist | 1 | 15 | Living Room
Wall Mount | Compact Fluorescent |  | Twist | 1 | 15 | Other
Ceiling Fixture | Incandescent |  | Standard A Lamp | 3 | 60 | Bedroom
Table | Incandescent |  | Standard A Lamp | 1 | 60 | Bedroom
Ceiling Fixture | Incandescent |  | Standard A Lamp | 3 | 40 | Bedroom
Table | Incandescent |  | Standard A Lamp | 1 | 100 | Bedroom
Torchiere | Compact Fluorescent |  | Straight Tube | 1 | 28 | Bedroom
Ceiling Fixture | Linear Fluorescent | 44 | T-12 | 2 | 32 | Bedroom
Wall Mount | Incandescent |  | Standard A Lamp | 1 | 60 | Bathroom
Ceiling Fixture | Incandescent |  | Standard A Lamp | 2 | 40 | Bathroom
Ceiling Fixture | Incandescent |  | Standard A Lamp | 1 | 60 | Closet
Ceiling Fixture | Compact Fluorescent |  | Twist | 1 | 15 | Closet
Chandelier (Hanging) | Incandescent |  | Globe | 6 | 40 | Dining Room
Recessed Can | Incandescent |  | Reflector | 1 | 65 | Hall
Recessed Can | Incandescent |  | Reflector | 1 | 65 | Garage
Garage door opener | Incandescent |  | Standard A Lamp | 1 | 60 | Garage
Ceiling Fixture | Linear Fluorescent | 96 | T-12 | 2 | 100 | Garage
Recessed Can | Incandescent |  | Reflector | 1 | 65 | Family Room
Torchiere | Incandescent |  | Standard A Lamp | 1 | 100 | Family Room
Table | Incandescent |  | Standard A Lamp | 1 | 90 | Family Room
Ceiling Fixture | Linear Fluorescent | 44 | T-12 | 2 | 32 | Garage
Garage door opener | Incandescent |  | Standard A Lamp | 2 | 60 | Garage
Recessed Can | Incandescent |  | Reflector | 1 | 65 | Other
Recessed Can | Incandescent |  | Reflector | 1 | 65 | Hall
Recessed Can | Incandescent |  | Reflector | 1 | 65 | Kitchen
Chandelier (Hanging) | Incandescent |  | Globe | 1 | 60 | Kitchen
Ceiling Fixture | Halogen |  | MR | 1 | 50 | Kitchen
Other | Incandescent |  | Reflector | 1 | 65 | Kitchen
Ceiling Fixture | Linear Fluorescent | 44 | Fluorescent Unknown | 2 | 32 | Laundry Room
Recessed Can | Incandescent |  | Reflector | 1 | 65 | Office
Table | Compact Fluorescent |  | Twist | 2 | 15 | Office
Torchiere | Compact Fluorescent |  | Twist | 1 | 15 | Office
Torchiere | Incandescent |  | Standard A Lamp | 1 | 60 | Other
Ceiling Fixture | Incandescent |  | Standard A Lamp | 3 | 40 | Bedroom
Table | Incandescent |  | Clear | 1 | 60 | Bedroom
Wall Mount | Incandescent |  | Standard A Lamp | 2 | 60 | Bathroom
Recessed Can | Incandescent |  | Reflector | 1 | 65 | Bathroom
Recessed Can | Incandescent |  | Reflector | 1 | 65 | Hall
Recessed Can | Incandescent |  | Reflector | 1 | 65 | Hall
Wall Mount | Compact Fluorescent |  | Twist | 5 | 15 | Bathroom
Recessed Can | Incandescent |  | Standard A Lamp | 1 | 60 | Bathroom
Ceiling Fixture | Incandescent |  | Standard A Lamp | 2 | 60 | Bedroom
Table | Incandescent |  | Standard A Lamp | 1 | 75 | Bedroom
Ceiling Fixture | Incandescent |  | Standard A Lamp | 3 | 60 | Bedroom
Floor lamp | Incandescent |  | Standard A Lamp | 1 | 75 | Bedroom
Ceiling Fixture | Incandescent |  | Standard A Lamp | 2 | 60 | Bedroom
Ceiling Fixture | Incandescent |  | Standard A Lamp | 2 | 60 | Bedroom
Table | Incandescent |  | Standard A Lamp | 1 | 60 | Bedroom
Ceiling Fixture | Incandescent |  | Mini base | 5 | 40 | Dining Room
Ceiling Fan | Incandescent |  | Standard A Lamp | 5 | 60 | Family Room
Table | Compact Fluorescent |  | Twist | 1 | 15 | Family Room
Table | Incandescent |  | Mini base | 2 | 5 | Family Room
Table | Incandescent |  | Standard A Lamp | 1 | 75 | Family Room
Other | Linear Fluorescent | 48 | T-12 | 2 | 32 | Garage
Ceiling Fixture | Incandescent |  | Standard A Lamp | 1 | 100 | Garage
Garage door opener | Incandescent |  | Standard A Lamp | 2 | 40 | Garage
Ceiling Fixture | Incandescent |  | Standard A Lamp | 2 | 60 | Hall
Ceiling Fixture | Incandescent |  | Standard A Lamp | 1 | 40 | Hall
Recessed Can | Incandescent |  | Reflector | 1 | 65 | Kitchen
Other | Incandescent |  | Clear | 1 | 40 | Kitchen
Ceiling Fixture | Incandescent |  | Standard A Lamp | 2 | 60 | Kitchen
Table | Compact Fluorescent |  | Twist | 1 | 15 | Living Room
Chandelier (Hanging) | Incandescent |  | Standard A Lamp | 1 | 60 | Living Room
Table | Incandescent |  | Standard A Lamp | 1 | 75 | Living Room
Wall Mount | Incandescent |  | Standard A Lamp | 5 | 60 | Bathroom
Ceiling Fan | Incandescent |  | Heat Lamp | 1 | 150 | Bathroom
Ceiling Fixture | Compact Fluorescent |  | Twist | 1 | 15 | Closet
Ceiling Fixture | Compact Fluorescent |  | Twist | 1 | 15 | Hall
Ceiling Fixture | Incandescent |  | Standard A Lamp | 3 | 100 | Bathroom
Wall Mount | Incandescent |  | Globe | 3 | 60 | Bathroom
Track | Compact Fluorescent |  | Twist | 1 | 15 | Bedroom
Wall Mount | Incandescent |  | Standard A Lamp | 2 | 100 | Bedroom
Table | Compact Fluorescent |  | Twist | 1 | 15 | Bedroom
Table | Incandescent |  | Standard A Lamp | 1 | 60 | Bedroom
Table | Compact Fluorescent |  | Twist | 1 | 15 | Bedroom
Floor lamp | Compact Fluorescent |  | Twist | 3 | 15 | Family Room
Track | Compact Fluorescent |  | Twist | 2 | 15 | Family Room
Ceiling Fan | Compact Fluorescent |  | Twist | 2 | 15 | Family Room
Ceiling Fixture | Incandescent |  | Standard A Lamp | 1 | 150 | Garage
Ceiling Fixture | Linear Fluorescent | 96 | Fluorescent Unknown | 2 | 60 | Garage
Ceiling Fixture | Incandescent |  | Decorative | 2 | 60 | Hall
Ceiling Fixture | Incandescent |  | Decorative | 4 | 60 | Hall
Recessed Can | Compact Fluorescent |  | Reflector | 1 | 15 | Laundry Room
Ceiling Fixture | Compact Fluorescent |  | Twist | 1 | 15 | Other
Ceiling Fixture | Incandescent |  | Standard A Lamp | 1 | 60 | Office
Ceiling Fixture | Compact Fluorescent |  | Twist | 1 | 15 | Office
Ceiling Fixture | Linear Fluorescent | 48 | T-12 | 4 | 32 | Office
Recessed Can | Compact Fluorescent |  | Reflector | 1 | 15 | Kitchen
Recessed - other | Incandescent |  | Reflector | 1 | 60 | Kitchen
Chandelier (Hanging) | Incandescent |  | Decorative | 6 | 60 | Dining Room
Table | Compact Fluorescent |  | Twist | 1 | 15 | Laundry Room
Wall Mount | Incandescent |  | Decorative | 1 | 60 | Laundry Room
Ceiling Fixture | Linear Fluorescent | 96 | Fluorescent Unknown | 1 | 60 | Other
Wall Mount | Incandescent |  | Clear | 3 | 60 | Bathroom
Ceiling Fixture | Incandescent |  | Standard A Lamp | 1 | 60 | Bedroom
Table | Incandescent |  | Decorative | 1 | 40 | Bedroom
Ceiling Fixture | Incandescent |  | Standard A Lamp | 1 | 65 | Bedroom
Wall Mount | Incandescent |  | Clear | 3 | 100 | Bathroom
Ceiling Fixture | Incandescent |  | Standard A Lamp | 1 | 60 | Bedroom
Ceiling Fixture | Incandescent |  | Standard A Lamp | 1 | 60 | Bedroom
Ceiling Fixture | Incandescent |  | Standard A Lamp | 1 | 60 | Family Room
Ceiling Fixture | Incandescent |  | Standard A Lamp | 1 | 60 | Hall
Ceiling Fixture | Incandescent |  | Standard A Lamp | 1 | 65 | Laundry Room
Chandelier (Hanging) | Incandescent |  | Standard A Lamp | 5 | 60 | Dining Room
Ceiling Fixture | Linear Fluorescent | 84 | T-12 | 2 | 40 | Garage
Garage door opener | Incandescent |  | Standard A Lamp | 1 | 65 | Garage
Ceiling Fixture | Incandescent |  | Standard A Lamp | 1 | 60 | Hall
Ceiling Fixture | Incandescent |  | Standard A Lamp | 1 | 60 | Hall
Ceiling Fixture | Incandescent |  | Standard A Lamp | 1 | 60 | Kitchen
Recessed Can | Incandescent |  | Reflector | 1 | 75 | Kitchen
Table | Compact Fluorescent |  | Twist | 1 | 22 | Living Room
Table | Incandescent |  | Decorative | 1 | 40 | Living Room
Ceiling Fixture | Incandescent |  | Standard A Lamp | 1 | 65 | Bathroom
Recessed Can | Incandescent |  | Reflector | 1 | 75 | Bathroom
Ceiling Fixture | Incandescent |  | Standard A Lamp | 1 | 60 | Master Bedroom
Table | Incandescent |  | Mini base | 2 | 40 | Master Bedroom
Chandelier (Hanging) | Incandescent |  | Standard A Lamp | 4 | 60 | Family Room
Table | Incandescent |  | Clear | 1 | 100 | Family Room
Ceiling Fixture | Incandescent |  | Standard A Lamp | 1 | 60 | Bathroom
Wall Mount | Incandescent |  | Standard A Lamp | 3 | 100 | Bathroom
Recessed Can | Incandescent |  | Reflector | 1 | 75 | Bathroom
Recessed Can | Incandescent |  | Reflector | 3 | 65 | Bathroom
Ceiling Fixture | Incandescent |  | Standard A Lamp | 2 | 40 | Bedroom
Table | Incandescent |  | Standard A Lamp | 1 | 100 | Bedroom
Ceiling Fixture | Incandescent |  | Standard A Lamp | 2 | 40 | Bedroom
Table | Incandescent |  | Standard A Lamp | 1 | 100 | Bedroom
Ceiling Fixture | Incandescent |  | Standard A Lamp | 3 | 60 | Bedroom
Table | Incandescent |  | Standard A Lamp | 1 | 75 | Bedroom
Floor lamp | Incandescent |  | Standard A Lamp | 1 | 60 | Family Room
Table | Incandescent |  | 3-Way Incandescent | 1 | 100 | Family Room
Ceiling Fixture | Incandescent |  | Standard A Lamp | 2 | 60 | Hall
Recessed Can | Incandescent |  | Reflector | 1 | 75 | Kitchen
Chandelier (Hanging) | Incandescent |  | Clear | 3 | 60 | Kitchen
Table | Incandescent |  | Standard A Lamp | 1 | 60 | Kitchen
Track | Incandescent |  | Standard A Lamp | 3 | 25 | Living Room
Table | Incandescent |  | Standard A Lamp | 1 | 100 | Living Room
Ceiling Fixture | Incandescent |  | Standard A Lamp | 2 | 60 | Office
Table | Incandescent |  | Standard A Lamp | 1 | 60 | Office
Ceiling Fixture | Incandescent |  | Standard A Lamp | 1 | 60 | Office
High bay | Incandescent |  | Clear | 3 | 60 | Bathroom
Ceiling Fixture | Compact Fluorescent |  | Twist | 1 | 15 | Bedroom
Table | Incandescent |  | Clear | 1 | 60 | Bedroom
Ceiling Fixture | Compact Fluorescent |  | Twist | 2 | 15 | Bedroom
Ceiling Fixture | Incandescent |  | Standard A Lamp | 1 | 75 | Garage
Ceiling Fixture | Compact Fluorescent |  | Twist | 1 | 22 | Garage
Garage door opener | Incandescent |  | Standard A Lamp | 2 | 60 | Garage
Ceiling Fixture | Compact Fluorescent |  | Twist | 1 | 15 | Hall
Recessed Can | Compact Fluorescent |  | Reflector | 1 | 15 | Kitchen
Chandelier (Hanging) | Compact Fluorescent |  | Twist | 3 | 15 | Kitchen
Ceiling Fixture | Compact Fluorescent |  | Twist | 1 | 15 | Kitchen
Table | Incandescent |  | Standard A Lamp | 1 | 60 | Kitchen
Ceiling Fixture | Compact Fluorescent |  | Twist | 1 | 15 | Laundry Room
Chandelier (Hanging) | Compact Fluorescent |  | Twist | 3 | 15 | Living Room
Ceiling Fan | Compact Fluorescent |  | Twist | 4 | 15 | Living Room
Floor lamp | Compact Fluorescent |  | Twist | 1 | 15 | Living Room
Ceiling Fixture | Compact Fluorescent |  | Twist | 1 | 15 | Bathroom
Wall Mount | Compact Fluorescent |  | Twist | 2 | 15 | Bathroom
Ceiling Fan | Compact Fluorescent |  | Twist | 3 | 15 | Master Bedroom
Table | Compact Fluorescent |  | Twist | 1 | 22 | Master Bedroom
Table | Incandescent |  | Clear | 1 | 60 | Master Bedroom
Ceiling Fixture | Compact Fluorescent |  | Twist | 1 | 15 | Hall
Wall Mount | Compact Fluorescent |  | Twist | 2 | 15 | Bathroom
Table | Compact Fluorescent |  | Twist | 1 | 15 | Office
Ceiling Fixture | Compact Fluorescent |  | Twist | 1 | 15 | Bedroom
Table | Compact Fluorescent |  | Twist | 2 | 15 | Bedroom
Ceiling Fixture | Compact Fluorescent |  | Twist | 2 | 13 | Laundry Room
Ceiling Fixture | Compact Fluorescent |  | Twist | 2 | 15 | Hall
Chandelier (Hanging) | Compact Fluorescent |  | Twist | 5 | 15 | Kitchen
Chandelier (Hanging) | Compact Fluorescent |  | Twist | 1 | 22 | Kitchen
Ceiling Fixture | Compact Fluorescent |  | Twist | 3 | 15 | Kitchen
Table | Compact Fluorescent |  | Twist | 1 | 15 | Living Room
Table | Incandescent |  | Standard A Lamp | 1 | 65 | Living Room
Floor lamp | Compact Fluorescent |  | Twist | 3 | 15 | Living Room
Ceiling Fixture | Incandescent |  | Standard A Lamp | 2 | 60 | Laundry Room
Wall Mount | Incandescent |  | Standard A Lamp | 1 | 60 | Laundry Room
Table | Incandescent |  | Standard A Lamp | 1 | 60 | Bedroom
Ceiling Fixture | Incandescent |  | Standard A Lamp | 2 | 60 | Bedroom
Ceiling Fixture | Incandescent |  | Mini base | 3 | 40 | Bedroom
Wall Mount | Incandescent |  | Standard A Lamp | 2 | 60 | Bedroom
Table | Incandescent |  | Standard A Lamp | 1 | 60 | Bedroom
Ceiling Fixture | Incandescent |  | Standard A Lamp | 1 | 60 | Bedroom
Ceiling Fixture | Incandescent |  | Standard A Lamp | 1 | 60 | Bedroom
Floor lamp | Incandescent |  | Standard A Lamp | 1 | 60 | Bedroom
Wall Mount | Incandescent |  | Standard A Lamp | 1 | 60 | Bedroom
Ceiling Fan | Incandescent |  | Standard A Lamp | 2 | 60 | Family Room
Table | Incandescent |  | Standard A Lamp | 1 | 60 | Family Room
Ceiling Fixture | Incandescent |  | Reflector | 1 | 40 | Family Room
Garage door opener | Incandescent |  | Clear | 2 | 40 | Garage
Ceiling Fixture | Compact Fluorescent |  | Straight Tube | 1 | 22 | Garage
Ceiling Fixture | Incandescent |  | Standard A Lamp | 1 | 60 | Kitchen
Floor lamp | Incandescent |  | Standard A Lamp | 1 | 60 | Kitchen
Ceiling Fixture | Incandescent |  | Standard A Lamp | 1 | 60 | Office
Table | Incandescent |  | Standard A Lamp | 1 | 60 | Office
Wall Mount | Incandescent |  | Globe | 6 | 60 | Bathroom
Wall Mount | Compact Fluorescent |  | Twist | 3 | 15 | Bathroom
Ceiling Fixture | Compact Fluorescent |  | Twist | 2 | 22 | Bedroom
Table | Compact Fluorescent |  | Twist | 1 | 15 | Bedroom
Ceiling Fixture | Compact Fluorescent |  | Twist | 2 | 15 | Bedroom
Ceiling Fixture | Compact Fluorescent |  | Twist | 2 | 15 | Family Room
Torchiere | Compact Fluorescent |  | Twist | 1 | 42 | Family Room
Table | Compact Fluorescent |  | Twist | 1 | 42 | Family Room
Floor lamp | Compact Fluorescent |  | Twist | 1 | 15 | Family Room
Ceiling Fixture | Compact Fluorescent |  | Twist | 2 | 15 | Hall
Ceiling Fixture | Compact Fluorescent |  | Twist | 1 | 15 | Hall
Wall Mount | Compact Fluorescent |  | Straight Tube | 1 | 15 | Hall
Ceiling Fixture | Linear Fluorescent | 48 | T-12 | 2 | 40 | Kitchen
Recessed Can | Compact Fluorescent |  | Twist | 1 | 15 | Kitchen
Architectural | Linear Fluorescent | 9 | T-5 | 1 | 60 | Kitchen
Other | Incandescent |  | Other | 8 | 100 | Kitchen
Wall Mount | Compact Fluorescent |  | Twist | 4 | 15 | Bathroom
Ceiling Fixture | Compact Fluorescent |  | Twist | 2 | 15 | Master Bedroom
Ceiling Fan | Compact Fluorescent |  | Twist | 4 | 22 | Master Bedroom
Table | Incandescent |  | Decorative | 1 | 40 | Master Bedroom
Table | Incandescent |  | Standard A Lamp | 1 | 60 | Master Bedroom
Ceiling Fan | Compact Fluorescent |  | Twist | 4 | 22 | Office
Table | Incandescent |  | Standard A Lamp | 1 | 60 | Office
Floor lamp | Incandescent |  | Standard A Lamp | 1 | 75 | Office
Ceiling Fan | Compact Fluorescent |  | Twist | 4 | 22 | Office
Table | Incandescent |  | Standard A Lamp | 1 | 60 | Office
Chandelier (Hanging) | Compact Fluorescent |  | Twist | 7 | 15 | Dining Room
Chandelier (Hanging) | Halogen |  | PAR | 1 | 50 | Dining Room
Table | Incandescent |  | Standard A Lamp | 1 | 60 | Living Room
Torchiere | Compact Fluorescent |  | Circline (Screw Base) | 1 | 42 | Living Room
Floor lamp | Compact Fluorescent |  | Twist | 1 | 15 | Living Room
Ceiling Fixture | Compact Fluorescent |  | Twist | 1 | 15 | Living Room
Ceiling Fixture | Incandescent |  | Standard A Lamp | 1 | 60 | Other
Ceiling Fixture | Compact Fluorescent |  | Twist | 1 | 15 | Other
Ceiling Fixture | Linear Fluorescent | 48 | T-8 | 2 | 32 | Other
Ceiling Fixture | Incandescent |  | Reflector | 1 | 100 | Bathroom
Wall Mount | Incandescent |  | Clear | 6 | 40 | Bathroom
Ceiling Fixture | Halogen |  | PAR | 1 | 75 | Bathroom
Ceiling Fixture | Incandescent |  | Clear | 3 | 60 | Bedroom
Table | Incandescent |  | Standard A Lamp | 1 | 60 | Bedroom
Table | Compact Fluorescent |  | Straight Tube | 1 | 27 | Bedroom
Ceiling Fixture | Incandescent |  | Clear | 3 | 60 | Master Bedroom
Table | Incandescent |  | Mini base | 2 | 40 | Master Bedroom
Ceiling Fixture | Linear Fluorescent | 48 | T-12 | 4 | 40 | Family Room
Ceiling Fixture | Incandescent |  | Clear | 3 | 60 | Bedroom
Ceiling Fixture | Incandescent |  | Standard A Lamp | 1 | 75 | Closet
Ceiling Fixture | Incandescent |  | Clear | 2 | 40 | Dining Room
Table | Incandescent |  | Standard A Lamp | 1 | 200 | Dining Room
Chandelier (Hanging) | Incandescent |  | Mini base | 6 | 40 | Dining Room
Floor lamp | Incandescent |  | Standard A Lamp | 2 | 100 | Dining Room
Chandelier (Hanging) | Incandescent |  | Decorative | 4 | 60 | Hall
Chandelier (Hanging) | Incandescent |  | Decorative | 8 | 40 | Dining Room
Ceiling Fixture | Linear Fluorescent | 48 | T-12 | 2 | 40 | Garage
Garage door opener | Incandescent |  | Standard A Lamp | 1 | 60 | Garage
Ceiling Fixture | Halogen |  | MR | 6 | 30 | Hall
Recessed - other | Halogen |  | PAR | 1 | 20 | Hall
Recessed Can | Halogen |  | PAR | 1 | 75 | Kitchen
Ceiling Fixture | Linear Fluorescent | 48 | T-12 | 2 | 40 | Laundry Room
Wall Mount | Linear Fluorescent | 48 | T-12 | 1 | 40 | Closet
Ceiling Fixture | Incandescent |  | Clear | 3 | 60 | Office
Floor lamp | Incandescent |  | Standard A Lamp | 2 | 60 | Office
Floor lamp | Halogen |  | Other | 1 | 35 | Office
Floor lamp | Incandescent |  | Standard A Lamp | 1 | 70 | Office
Wall Mount | Incandescent |  | Clear | 10 | 40 | Bathroom
Ceiling Fixture | Incandescent |  | Reflector | 1 | 65 | Bathroom
Wall Mount | Incandescent |  | Clear | 7 | 40 | Bathroom
Table | Incandescent |  | Standard A Lamp | 1 | 100 | Living Room
Ceiling Fixture | Incandescent |  | Mini base | 3 | 40 | Other
Wall Mount | Compact Fluorescent |  | Twist | 5 | 15 | Bathroom
Ceiling Fixture | Incandescent |  | Standard A Lamp | 1 | 75 | Bedroom
Table | Compact Fluorescent |  | Twist | 1 | 15 | Bedroom
Ceiling Fan | Compact Fluorescent |  | Twist | 3 | 15 | Bedroom
Table | Compact Fluorescent |  | Twist | 1 | 15 | Bedroom
Chandelier (Hanging) | Incandescent |  | Decorative | 5 | 60 | Dining Room
Ceiling Fixture | Compact Fluorescent |  | Twist | 2 | 15 | Hall
Floor lamp | Compact Fluorescent |  | Twist | 1 | 15 | Family Room
Ceiling Fixture | Linear Fluorescent | 48 | T-12 | 2 | 60 | Garage
Ceiling Fixture | Incandescent |  | Standard A Lamp | 2 | 60 | Hall
Recessed - other | Linear Fluorescent | 48 | T-12 | 2 | 60 | Kitchen
Ceiling Fixture | Incandescent |  | Standard A Lamp | 2 | 60 | Laundry Room
Table | Compact Fluorescent |  | Twist | 2 | 15 | Living Room
Wall Mount | Incandescent |  | 3-Way Incandescent | 1 | 100 | Living Room
Torchiere | Compact Fluorescent |  | Twist | 1 | 15 | Living Room
Table | Compact Fluorescent |  | Twist | 1 | 15 | Master Bedroom
Ceiling Fixture | Compact Fluorescent |  | Twist | 1 | 15 | Bathroom
Wall Mount | Compact Fluorescent |  | Twist | 2 | 15 | Bathroom
Ceiling Fixture | Compact Fluorescent |  | Twist | 1 | 15 | Other
Ceiling Fixture | Incandescent |  | Standard A Lamp | 2 | 40 | Bathroom
Wall Mount | Incandescent |  | Standard A Lamp | 4 | 40 | Bathroom
Ceiling Fixture | Incandescent |  | Standard A Lamp | 1 | 40 | Closet
Ceiling Fixture | Incandescent |  | Standard A Lamp | 1 | 40 | Closet
Chandelier (Hanging) | Incandescent |  | Standard A Lamp | 1 | 67 | Dining Room
Ceiling Fixture | Incandescent |  | Standard A Lamp | 1 | 60 | Bathroom
Ceiling Fixture | Incandescent |  | Globe | 1 | 75 | Bedroom
Table | Compact Fluorescent |  | Twist | 1 | 15 | Bedroom
Ceiling Fixture | Compact Fluorescent |  | Twist | 1 | 15 | Bedroom
Table | Incandescent |  | Standard A Lamp | 1 | 67 | Bedroom
Ceiling Fixture | Incandescent |  | Standard A Lamp | 1 | 75 | Closet
Ceiling Fixture | Linear Fluorescent | 48 | T-12 | 2 | 40 | Family Room
Ceiling Fixture | Incandescent |  | Standard A Lamp | 1 | 75 | Family Room
Floor lamp | Incandescent |  | Standard A Lamp | 1 | 100 | Family Room
Floor lamp | Incandescent |  | Standard A Lamp | 1 | 60 | Family Room
Ceiling Fixture | Incandescent |  | Standard A Lamp | 2 | 40 | Kitchen
Ceiling Fixture | Incandescent |  | Standard A Lamp | 1 | 65 | Other
Ceiling Fixture | Incandescent |  | Standard A Lamp | 1 | 75 | Hall
Ceiling Fixture | Linear Fluorescent | 48 | T-12 | 2 | 40 | Kitchen
Floor lamp | Incandescent |  | 3-Way Incandescent | 1 | 100 | Living Room
Table | Incandescent |  | 3-Way Incandescent | 1 | 200 | Living Room
Ceiling Fixture | Incandescent |  | Standard A Lamp | 1 | 40 | Bedroom
Table | Incandescent |  | Clear | 1 | 75 | Bedroom
Ceiling Fixture | Compact Fluorescent |  | Twist | 1 | 15 | Bedroom
Ceiling Fixture | Incandescent |  | Standard A Lamp | 2 | 75 | Bedroom
Ceiling Fixture | Incandescent |  | Standard A Lamp | 2 | 75 | Bedroom
Table | Compact Fluorescent |  | Twist | 1 | 15 | Bedroom
Ceiling Fixture | Compact Fluorescent |  | Twist | 1 | 15 | Living Room
Chandelier (Hanging) | Incandescent |  | Standard A Lamp | 3 | 75 | Living Room
Floor lamp | Incandescent |  | Standard A Lamp | 1 | 75 | Living Room
Table | Incandescent |  | Standard A Lamp | 1 | 40 | Living Room
Wall Mount | Incandescent |  | Globe | 3 | 40 | Bathroom
Wall Mount | Incandescent |  | Globe | 4 | 40 | Bathroom
Recessed Can | Incandescent |  | Heat Lamp | 1 | 250 | Bathroom
Ceiling Fan | Compact Fluorescent |  | Twist | 4 | 13 | Bedroom
Table | Compact Fluorescent |  | Twist | 1 | 10 | Bedroom
Floor lamp | Halogen |  | Other | 1 | 75 | Bedroom
Ceiling Fixture | Incandescent |  | Standard A Lamp | 3 | 65 | Dining Room
Ceiling Fixture | Incandescent |  | Standard A Lamp | 1 | 83 | Hall
Ceiling Fixture | Linear Fluorescent | 48 | T-12 | 2 | 40 | Kitchen
Ceiling Fixture | Linear Fluorescent | 48 | T-12 | 2 | 40 | Laundry Room
Table | Incandescent |  | 3-Way Incandescent | 1 | 100 | Living Room
Table | Incandescent |  | Mini base | 1 | 40 | Living Room
Ceiling Fixture | Incandescent |  | Standard A Lamp | 3 | 60 | Living Room
Wall Mount | Incandescent |  | Standard A Lamp | 3 | 60 | Bathroom
Ceiling Fixture | Incandescent |  | Mini base | 2 | 60 | Bathroom
Ceiling Fan | Incandescent |  | Standard A Lamp | 3 | 40 | Master Bedroom
Table | Incandescent |  | Standard A Lamp | 1 | 60 | Master Bedroom
Ceiling Fan | Incandescent |  | Standard A Lamp | 1 | 60 | Office
Table | Incandescent |  | 3-Way Incandescent | 1 | 100 | Office
Ceiling Fixture | Incandescent |  | Standard A Lamp | 1 | 60 | Other
Ceiling Fan | Incandescent |  | Mini base | 4 | 40 | Living Room
Recessed Can | Compact Fluorescent |  | Flood | 1 | 22 | Living Room
Wall Mount | Compact Fluorescent |  | Twist | 1 | 15 | Living Room
Ceiling Fixture | Compact Fluorescent |  | Twist | 1 | 28 | Bedroom
Ceiling Fixture | Compact Fluorescent |  | Pin base | 1 | 28 | Kitchen
Chandelier (Hanging) | Incandescent |  | Standard A Lamp | 1 | 60 | Kitchen
Ceiling Fixture | Compact Fluorescent |  | Pin base | 1 | 28 | Office
Ceiling Fan | Compact Fluorescent |  | Twist | 4 | 15 | Office
Ceiling Fixture | Compact Fluorescent |  | Twist | 1 | 22 | Office
Table | Compact Fluorescent |  | Twist | 1 | 15 | Office
Wall Mount | Compact Fluorescent |  | Twist | 3 | 15 | Bathroom
Ceiling Fixture | Compact Fluorescent |  | Twist | 1 | 15 | Bathroom
Ceiling Fixture | Compact Fluorescent |  | Twist | 1 | 22 | Hall
Ceiling Fixture | Linear Fluorescent | 48 | T-12 | 4 | 40 | Other
Ceiling Fixture | Compact Fluorescent |  | Twist | 1 | 22 | Bedroom
Ceiling Fixture | Linear Fluorescent | 48 | T-12 | 4 | 40 | Other
Wall Mount | Compact Fluorescent |  | Twist | 1 | 28 | Other
Ceiling Fixture | Compact Fluorescent |  | Twist | 1 | 28 | Bathroom
Wall Mount | Compact Fluorescent |  | Twist | 1 | 22 | Bathroom
Ceiling Fan | Compact Fluorescent |  | Twist | 1 | 22 | Bedroom
Ceiling Fan | Compact Fluorescent |  | Twist | 1 | 22 | Bedroom
Ceiling Fan | Compact Fluorescent |  | Twist | 1 | 22 | Living Room
Ceiling Fan | Incandescent |  | Standard A Lamp | 1 | 100 | Kitchen
Ceiling Fixture | Compact Fluorescent |  | Twist | 1 | 22 | Laundry Room
Ceiling Fan | Incandescent |  | Standard A Lamp | 1 | 65 | Living Room
Floor lamp | Compact Fluorescent |  | Twist | 3 | 15 | Living Room
Ceiling Fixture | Compact Fluorescent |  | Twist | 2 | 23 | Bathroom
Ceiling Fixture | Compact Fluorescent |  | Twist | 2 | 23 | Bedroom
Ceiling Fixture | Compact Fluorescent |  | Twist | 2 | 23 | Bedroom
Wall Mount | Compact Fluorescent |  | Twist | 1 | 13 | Garage
Ceiling Fixture | Linear Fluorescent | 48 | T-12 | 2 | 32 | Garage
Floor lamp | Halogen |  | Quartz Tube | 1 | 100 | Garage
Ceiling Fixture | Compact Fluorescent |  | Twist | 1 | 23 | Kitchen
Ceiling Fixture | Other |  | LED Interior | 2 | 3 | Living Room
Floor lamp | Halogen |  | Quartz Tube | 1 | 100 | Living Room
Ceiling Fixture | Incandescent |  | Standard A Lamp | 1 | 75 | Bathroom
Wall Mount | Linear Fluorescent | 48 | T-8 | 1 | 40 | Bathroom
Ceiling Fixture | Compact Fluorescent |  | Twist | 2 | 15 | Bedroom
Ceiling Fixture | Compact Fluorescent |  | Twist | 1 | 15 | Bedroom
Table | Compact Fluorescent |  | Twist | 1 | 15 | Bedroom
Ceiling Fixture | Compact Fluorescent |  | Twist | 1 | 15 | Bedroom
Chandelier (Hanging) | Incandescent |  | Decorative | 6 | 60 | Dining Room
Ceiling Fixture | Incandescent |  | Standard A Lamp | 1 | 75 | Closet
Ceiling Fixture | Incandescent |  | Decorative | 2 | 60 | Kitchen
Chandelier (Hanging) | Incandescent |  | Standard A Lamp | 1 | 75 | Kitchen
Ceiling Fixture | Incandescent |  | Standard A Lamp | 1 | 75 | Kitchen
Ceiling Fixture | Compact Fluorescent |  | Twist | 2 | 15 | Laundry Room
Table | Compact Fluorescent |  | Twist | 1 | 15 | Living Room
Floor lamp | Compact Fluorescent |  | Twist | 1 | 15 | Living Room
Ceiling Fixture | Compact Fluorescent |  | Twist | 2 | 15 | Master Bedroom
Table | Incandescent |  | Standard A Lamp | 1 | 60 | Master Bedroom
Ceiling Fixture | Incandescent |  | Standard A Lamp | 1 | 75 | Other
Table | Incandescent |  | Decorative | 1 | 75 | Other
Wall Mount | Compact Fluorescent |  | Twist | 1 | 15 | Other
Ceiling Fixture | Linear Fluorescent |  | T-4 | 1 | 60 | Other
Chandelier (Hanging) | Incandescent |  | Decorative | 4 | 60 | Other
Ceiling Fixture | Incandescent |  | Standard A Lamp | 1 | 75 | Other
Wall Mount | Compact Fluorescent |  | Twist | 1 | 15 | Bathroom
Chandelier (Hanging) | Compact Fluorescent |  | Twist | 2 | 15 | Other
Ceiling Fixture | Incandescent |  | Standard A Lamp | 1 | 100 | Other
Ceiling Fixture | Halogen |  | MR | 3 | 50 | Bathroom
Ceiling Fixture | Compact Fluorescent |  | Twist | 2 | 15 | Bathroom
Ceiling Fixture | Incandescent |  | Standard A Lamp | 3 | 60 | Bedroom
Ceiling Fixture | Compact Fluorescent |  | Twist | 1 | 15 | Bedroom
Table | Incandescent |  | Standard A Lamp | 1 | 40 | Bedroom
Ceiling Fixture | Incandescent |  | Standard A Lamp | 2 | 60 | Bedroom
Other | Incandescent |  | Mini base | 1 | 25 | Bedroom
Table | Compact Fluorescent |  | A shape bulb | 1 | 15 | Bedroom
Ceiling Fixture | Incandescent |  | Standard A Lamp | 1 | 100 | Garage
Garage door opener | Incandescent |  | Standard A Lamp | 1 | 100 | Garage
Ceiling Fixture | Compact Fluorescent |  | Twist | 1 | 15 | Hall
Chandelier (Hanging) | Incandescent |  | Standard A Lamp | 5 | 60 | Kitchen
Ceiling Fixture | Compact Fluorescent |  | Twist | 2 | 15 | Kitchen
Architectural | Incandescent |  | Clear | 4 | 40 | Living Room
Ceiling Fixture | Compact Fluorescent |  | Twist | 1 | 15 | Living Room
Ceiling Fixture | Incandescent |  | Standard A Lamp | 1 | 60 | Living Room
Ceiling Fixture | Incandescent |  | Standard A Lamp | 3 | 60 | Bedroom
Wall Mount | Incandescent |  | Standard A Lamp | 2 | 100 | Bathroom
Wall Mount | Incandescent |  | Globe | 8 | 40 | Bathroom
Recessed Can | Incandescent |  | Reflector | 1 | 75 | Bathroom
Wall Mount | Incandescent |  | Globe | 8 | 40 | Bathroom
Recessed Can | Incandescent |  | Reflector | 1 | 75 | Bathroom
Ceiling Fixture | Incandescent |  | Standard A Lamp | 1 | 60 | Bathroom
Ceiling Fixture | Compact Fluorescent |  | Twist | 2 | 15 | Bedroom
Table | Incandescent |  | Standard A Lamp | 1 | 60 | Bedroom
Ceiling Fixture | Compact Fluorescent |  | Twist | 1 | 22 | Bedroom
Chandelier (Hanging) | Compact Fluorescent |  | Twist | 1 | 22 | Bedroom
Chandelier (Hanging) | Halogen |  | MR | 4 | 30 | Bedroom
Chandelier (Hanging) | Incandescent |  | Decorative | 1 | 75 | Bedroom
Ceiling Fixture | Compact Fluorescent |  | Twist | 2 | 22 | Master Bedroom
Ceiling Fixture | Compact Fluorescent |  | Twist | 1 | 22 | Closet
Chandelier (Hanging) | Incandescent |  | Standard A Lamp | 4 | 40 | Dining Room
Chandelier (Hanging) | Incandescent |  | Decorative | 5 | 60 | Family Room
Table | Compact Fluorescent |  | Twist | 1 | 22 | Family Room
Floor lamp | Compact Fluorescent |  | Twist | 1 | 22 | Family Room
Ceiling Fixture | Compact Fluorescent |  | Twist | 1 | 22 | Garage
Garage door opener | Incandescent |  | Standard A Lamp | 2 | 60 | Garage
Chandelier (Hanging) | Compact Fluorescent |  | Twist | 9 | 15 | Hall
Ceiling Fan | Incandescent |  | Mini base | 5 | 25 | Hall
Recessed Can | Incandescent |  | Reflector | 1 | 75 | Hall
Recessed Can | Incandescent |  | Reflector | 1 | 75 | Kitchen
Architectural | Halogen |  | MR | 1 | 20 | Kitchen
Ceiling Fixture | Incandescent |  | Standard A Lamp | 1 | 75 | Laundry Room
Table | Incandescent |  | Standard A Lamp | 1 | 75 | Living Room
Ceiling Fixture | Compact Fluorescent |  | Twist | 1 | 22 | Family Room
Wall Mount | Compact Fluorescent |  | Twist | 2 | 15 | Bedroom
Table | Compact Fluorescent |  | Twist | 1 | 15 | Bedroom
Wall Mount | Incandescent |  | Standard A Lamp | 2 | 60 | Bathroom
Wall Mount | Incandescent |  | Mini base | 1 | 5 | Bathroom
Track | Compact Fluorescent |  | Reflector | 4 | 22 | Kitchen
Chandelier (Hanging) | Incandescent |  | Standard A Lamp | 1 | 60 | Kitchen
Wall Mount | Incandescent |  | Standard A Lamp | 1 | 40 | Master Bedroom
Wall Mount | Incandescent |  | Standard A Lamp | 2 | 60 | Bathroom
Wall Mount | Compact Fluorescent |  | Twist | 2 | 15 | Bathroom
Track | Incandescent |  | Reflector | 3 | 60 | Office
Ceiling Fixture | Incandescent |  | Standard A Lamp | 2 | 60 | Office
Chandelier (Hanging) | Incandescent |  | Standard A Lamp | 3 | 40 | Office
Ceiling Fixture | Incandescent |  | Standard A Lamp | 1 | 100 | Office
Ceiling Fan | Incandescent |  | Standard A Lamp | 4 | 60 | Living Room
Table | Incandescent |  | Standard A Lamp | 1 | 100 | Living Room
Table | Compact Fluorescent |  | Twist | 1 | 15 | Living Room
Floor lamp | Compact Fluorescent |  | Straight Tube | 1 | 28 | Living Room
Ceiling Fixture | Incandescent |  | Standard A Lamp | 1 | 60 | Hall
Ceiling Fixture | Incandescent |  | Standard A Lamp | 2 | 60 | Bedroom
Table | Incandescent |  | Standard A Lamp | 1 | 100 | Bedroom
Chandelier (Hanging) | Incandescent |  | Decorative | 5 | 60 | Dining Room
Ceiling Fixture | Incandescent |  | Standard A Lamp | 2 | 60 | Dining Room
Ceiling Fixture | Incandescent |  | Standard A Lamp | 1 | 75 | Laundry Room
Ceiling Fixture | Incandescent |  | Standard A Lamp | 1 | 100 | Garage
Garage door opener | Incandescent |  | Standard A Lamp | 1 | 40 | Garage
Ceiling Fixture | Incandescent |  | Standard A Lamp | 2 | 60 | Bedroom
Floor lamp | Incandescent |  | Standard A Lamp | 1 | 75 | Bedroom
Wall Mount | Incandescent |  | Decorative | 4 | 60 | Bathroom
Recessed - other | Incandescent |  | Reflector | 1 | 40 | Bathroom
Ceiling Fixture | Incandescent |  | Standard A Lamp | 1 | 60 | Closet
Wall Mount | Incandescent |  | Globe | 8 | 60 | Bathroom
Recessed Can | Incandescent |  | Reflector | 1 | 75 | Bathroom
Ceiling Fixture | Incandescent |  | Standard A Lamp | 3 | 60 | Master Bedroom
Table | Incandescent |  | Standard A Lamp | 1 | 60 | Master Bedroom
Table | Incandescent |  | Standard A Lamp | 1 | 60 | Living Room
Table | Incandescent |  | 3-Way Incandescent | 1 | 100 | Living Room
Table | Incandescent |  | 3-Way Incandescent | 1 | 200 | Living Room
Floor lamp | Incandescent |  | 3-Way Incandescent | 1 | 100 | Living Room
Wall Mount | Incandescent |  | Standard A Lamp | 1 | 60 | Hall
Recessed Can | Incandescent |  | Reflector | 1 | 75 | Kitchen
Recessed Can | Compact Fluorescent |  | Reflector | 1 | 22 | Kitchen
Architectural | Incandescent |  | Mini base | 1 | 40 | Kitchen
Ceiling Fixture | Incandescent |  | Standard A Lamp | 1 | 60 | Bathroom
Ceiling Fixture | Incandescent |  | Standard A Lamp | 1 | 60 | Bedroom
Table | Incandescent |  | Standard A Lamp | 1 | 40 | Bedroom
Ceiling Fixture | Incandescent |  | Standard A Lamp | 2 | 60 | Bedroom
Ceiling Fixture | Linear Fluorescent | 48 | T-12 | 2 | 40 | Bedroom
Other | Incandescent |  | Standard A Lamp | 1 | 60 | Bedroom
Ceiling Fixture | Incandescent |  | Standard A Lamp | 1 | 60 | Garage
Ceiling Fixture | Compact Fluorescent |  | 3-Way CFL | 1 | 7 | Kitchen
Ceiling Fixture | Incandescent |  | Standard A Lamp | 1 | 60 | Kitchen
Floor lamp | Incandescent |  | Standard A Lamp | 1 | 60 | Living Room
Ceiling Fixture | Incandescent |  | Standard A Lamp | 1 | 60 | Living Room
Table | Halogen |  | Quartz Tube | 1 | 50 | Living Room
Wall Mount | Incandescent |  | Decorative | 3 | 40 | Bathroom
Ceiling Fixture | Incandescent |  | Reflector | 1 | 60 | Bathroom
Ceiling Fixture | Incandescent |  | Heat Lamp | 1 | 60 | Bathroom
Wall Mount | Incandescent |  | Standard A Lamp | 3 | 100 | Bathroom
Ceiling Fixture | Incandescent |  | Standard A Lamp | 1 | 60 | Bathroom
Ceiling Fixture | Incandescent |  | Standard A Lamp | 1 | 60 | Bedroom
Table | Incandescent |  | Standard A Lamp | 1 | 40 | Bedroom
Ceiling Fixture | Incandescent |  | Standard A Lamp | 1 | 60 | Bedroom
Table | Incandescent |  | Standard A Lamp | 1 | 40 | Bedroom
Recessed Can | Incandescent |  | Reflector | 1 | 60 | Bedroom
Wall Mount | Incandescent |  | Standard A Lamp | 1 | 60 | Bedroom
Ceiling Fixture | Incandescent |  | Standard A Lamp | 2 | 40 | Closet
Recessed Can | Incandescent |  | Reflector | 1 | 90 | Family Room
Chandelier (Hanging) | Incandescent |  | Globe | 1 | 65 | Family Room
Ceiling Fixture | Compact Fluorescent |  | Twist | 1 | 15 | Garage
Wall Mount | Incandescent |  | Reflector | 2 | 90 | Garage
Recessed Can | Incandescent |  | Reflector | 1 | 90 | Hall
Recessed Can | Incandescent |  | Reflector | 1 | 90 | Office
Table | Incandescent |  | Standard A Lamp | 1 | 60 | Office
Ceiling Fixture | Incandescent |  | Standard A Lamp | 1 | 60 | Other
Ceiling Fixture | Incandescent |  | Clear | 1 | 60 | Bedroom
Floor lamp | Incandescent |  | Standard A Lamp | 1 | 60 | Bedroom
Ceiling Fixture | Incandescent |  | Standard A Lamp | 1 | 75 | Hall
Ceiling Fixture | Compact Fluorescent |  | Twist | 1 | 15 | Laundry Room
Ceiling Fixture | Incandescent |  | Standard A Lamp | 1 | 60 | Laundry Room
Ceiling Fixture | Compact Fluorescent |  | Straight Tube | 1 | 22 | Laundry Room
Ceiling Fixture | Incandescent |  | Standard A Lamp | 1 | 60 | Office
Table | Incandescent |  | Standard A Lamp | 1 | 40 | Office
Ceiling Fixture | Incandescent |  | Standard A Lamp | 1 | 40 | Family Room
Table | Incandescent |  | 3-Way Incandescent | 1 | 100 | Family Room
Floor lamp | Incandescent |  | Standard A Lamp | 1 | 25 | Family Room
Ceiling Fixture | Incandescent |  | Standard A Lamp | 1 | 40 | Hall
Wall Mount | Incandescent |  | Standard A Lamp | 3 | 40 | Bathroom
Chandelier (Hanging) | Incandescent |  | Standard A Lamp | 1 | 25 | Master Bedroom
Table | Incandescent |  | Standard A Lamp | 1 | 75 | Master Bedroom
Recessed Can | Compact Fluorescent |  | Flood | 1 | 15 | Closet
Table | Incandescent |  | Standard A Lamp | 1 | 40 | Living Room
Table | Incandescent |  | 3-Way Incandescent | 1 | 100 | Living Room
Ceiling Fixture | Incandescent |  | Standard A Lamp | 1 | 40 | Hall
Chandelier (Hanging) | Halogen |  | Other | 5 | 50 | Dining Room
Ceiling Fixture | Incandescent |  | Standard A Lamp | 1 | 75 | Kitchen
Track | Incandescent |  | Reflector | 3 | 40 | Kitchen
Ceiling Fan | Compact Fluorescent |  | Twist | 1 | 13 | Other
Ceiling Fixture | Compact Fluorescent |  | Twist | 1 | 13 | Other
Wall Mount | Linear Fluorescent | 36 | T-12 | 1 | 40 | Other
Chandelier (Hanging) | Incandescent |  | Standard A Lamp | 1 | 65 | Bathroom
Ceiling Fan | Compact Fluorescent |  | Twist | 1 | 13 | Bedroom
Ceiling Fan | Compact Fluorescent |  | Twist | 1 | 13 | Master Bedroom
Chandelier (Hanging) | Incandescent |  | Mini base | 6 | 20 | Dining Room
Ceiling Fixture | Incandescent |  | Standard A Lamp | 1 | 65 | Other
Ceiling Fixture | Halogen |  | PAR | 1 | 50 | Other
Ceiling Fixture | Compact Fluorescent |  | Twist | 1 | 22 | Bathroom
Ceiling Fixture | Compact Fluorescent |  | Twist | 1 | 13 | Hall
Ceiling Fixture | Compact Fluorescent |  | Twist | 1 | 28 | Kitchen
Recessed Can | Halogen |  | PAR | 1 | 50 | Living Room
Track | Other |  | LED Interior | 4 | 1 | Other
Ceiling Fixture | Incandescent |  | Globe | 1 | 40 | Bedroom
Ceiling Fixture | Incandescent |  | Standard A Lamp | 1 | 60 | Other
Wall Mount | Incandescent |  | Globe | 3 | 40 | Bathroom
Ceiling Fixture | Incandescent |  | Standard A Lamp | 1 | 60 | Bathroom
Ceiling Fixture | Incandescent |  | Standard A Lamp | 2 | 60 | Bedroom
Ceiling Fixture | Incandescent |  | Standard A Lamp | 1 | 60 | Bedroom
Ceiling Fixture | Incandescent |  | Standard A Lamp | 1 | 75 | Other
Ceiling Fan | Compact Fluorescent |  | Twist | 2 | 15 | Family Room
Torchiere | Incandescent |  | Standard A Lamp | 1 | 60 | Family Room
High bay | Incandescent |  | Globe | 2 | 40 | Family Room
Recessed Can | Incandescent |  | Reflector | 1 | 65 | Family Room
Recessed Can | Incandescent |  | Reflector | 1 | 75 | Hall
Recessed Can | Incandescent |  | Reflector | 1 | 75 | Kitchen
Architectural | Incandescent |  | Mini base | 1 | 5 | Kitchen
Ceiling Fixture | Compact Fluorescent |  | Twist | 1 | 22 | Laundry Room
Ceiling Fixture | Incandescent |  | Reflector | 1 | 75 | Living Room
Ceiling Fixture | Incandescent |  | Standard A Lamp | 2 | 60 | Living Room
Chandelier (Hanging) | Incandescent |  | Standard A Lamp | 1 | 60 | Bathroom
Chandelier (Hanging) | Compact Fluorescent |  | Twist | 1 | 15 | Bathroom
Ceiling Fixture | Incandescent |  | Standard A Lamp | 1 | 60 | Bedroom
Table | Incandescent |  | Standard A Lamp | 1 | 25 | Bedroom
Ceiling Fixture | Compact Fluorescent |  | Twist | 1 | 15 | Bedroom
Table | Incandescent |  | Decorative | 1 | 25 | Bedroom
Table | Halogen |  | Quartz Tube | 1 | 50 | Bedroom
Ceiling Fixture | Compact Fluorescent |  | Twist | 2 | 15 | Bedroom
Chandelier (Hanging) | Incandescent |  | Standard A Lamp | 3 | 65 | Dining Room
Chandelier (Hanging) | Compact Fluorescent |  | Twist | 2 | 15 | Dining Room
Ceiling Fixture | Linear Fluorescent | 48 | T-12 | 2 | 40 | Family Room
Ceiling Fixture | Incandescent |  | Standard A Lamp | 1 | 60 | Family Room
Floor lamp | Compact Fluorescent |  | Twist | 3 | 15 | Family Room
Ceiling Fixture | Compact Fluorescent |  | Twist | 1 | 15 | Family Room
Ceiling Fixture | Incandescent |  | Standard A Lamp | 1 | 60 | Hall
Ceiling Fixture | Incandescent |  | Standard A Lamp | 1 | 60 | Hall
Ceiling Fixture | Compact Fluorescent |  | Twist | 1 | 15 | Hall
Chandelier (Hanging) | Compact Fluorescent |  | Twist | 3 | 15 | Kitchen
Ceiling Fixture | Incandescent |  | Standard A Lamp | 1 | 60 | Kitchen
Wall Mount | Compact Fluorescent |  | Twist | 4 | 15 | Laundry Room
Ceiling Fixture | Compact Fluorescent |  | Twist | 1 | 15 | Laundry Room
Ceiling Fixture | Incandescent |  | Standard A Lamp | 1 | 75 | Living Room
Table | Compact Fluorescent |  | Twist | 1 | 15 | Living Room
Track | Incandescent |  | Standard A Lamp | 2 | 60 | Living Room
Wall Mount | Incandescent |  | Globe | 4 | 40 | Bathroom
Ceiling Fixture | Compact Fluorescent |  | Twist | 1 | 15 | Bathroom
Ceiling Fixture | Incandescent |  | Standard A Lamp | 1 | 75 | Master Bedroom
Table | Incandescent |  | Standard A Lamp | 1 | 60 | Master Bedroom
Recessed - other | Incandescent |  | Reflector | 1 | 45 | Master Bedroom
Ceiling Fixture | Linear Fluorescent | 48 | T-12 | 2 | 40 | Garage
Garage door opener | Incandescent |  | Standard A Lamp | 1 | 60 | Garage
Ceiling Fixture | Linear Fluorescent | 48 | T-12 | 2 | 40 | Other
Ceiling Fixture | Incandescent |  | Standard A Lamp | 1 | 60 | Bathroom
Recessed Can | Incandescent |  | Standard A Lamp | 1 | 60 | Bathroom
Ceiling Fixture | Incandescent |  | Standard A Lamp | 1 | 60 | Bathroom
Wall Mount | Incandescent |  | Standard A Lamp | 3 | 40 | Bathroom
Ceiling Fixture | Incandescent |  | Standard A Lamp | 1 | 40 | Bedroom
Track | Compact Fluorescent |  | Twist | 1 | 7 | Bedroom
Ceiling Fixture | Incandescent |  | Standard A Lamp | 2 | 40 | Bedroom
Chandelier (Hanging) | Incandescent |  | Standard A Lamp | 1 | 75 | Dining Room
Ceiling Fixture | Incandescent |  | Standard A Lamp | 1 | 60 | Closet
Ceiling Fixture | Incandescent |  | Standard A Lamp | 1 | 60 | Hall
Recessed Can | Incandescent |  | Reflector | 3 | 65 | Kitchen
Recessed Can | Compact Fluorescent |  | Reflector | 1 | 22 | Kitchen
Ceiling Fixture | Incandescent |  | Standard A Lamp | 1 | 60 | Kitchen
Ceiling Fan | Compact Fluorescent |  | A shape bulb | 4 | 15 | Living Room
Table | Compact Fluorescent |  | Globe | 3 | 14 | Living Room
Ceiling Fixture | Incandescent |  | Standard A Lamp | 2 | 60 | Closet
Ceiling Fixture | Incandescent |  | Standard A Lamp | 1 | 60 | Master Bedroom
Ceiling Fan | Compact Fluorescent |  | A shape bulb | 1 | 15 | Master Bedroom
Table | Incandescent |  | Standard A Lamp | 1 | 60 | Master Bedroom
Ceiling Fan | Compact Fluorescent |  | A shape bulb | 4 | 15 | Other
Ceiling Fixture | Incandescent |  | Standard A Lamp | 1 | 60 | Other
Chandelier (Hanging) | Incandescent |  | Standard A Lamp | 3 | 100 | Family Room
Wall Mount | Incandescent |  | Globe | 4 | 60 | Bathroom
Wall Mount | Incandescent |  | Globe | 4 | 60 | Bathroom
Ceiling Fixture | Incandescent |  | Reflector | 1 | 65 | Bathroom
Ceiling Fixture | Compact Fluorescent |  | Twist | 2 | 15 | Bedroom
Ceiling Fixture | Compact Fluorescent |  | Twist | 1 | 15 | Bedroom
Table | Incandescent |  | Standard A Lamp | 1 | 60 | Bedroom
Ceiling Fixture | Incandescent |  | Standard A Lamp | 2 | 60 | Bedroom
Table | Compact Fluorescent |  | Twist | 1 | 22 | Bedroom
Ceiling Fixture | Incandescent |  | Standard A Lamp | 1 | 60 | Closet
Ceiling Fixture | Linear Fluorescent | 48 | T-12 | 2 | 40 | Garage
Ceiling Fixture | Compact Fluorescent |  | Twist | 1 | 22 | Garage
Garage door opener | Compact Fluorescent |  | Twist | 2 | 15 | Garage
Ceiling Fixture | Compact Fluorescent |  | Twist | 1 | 15 | Hall
Recessed Can | Compact Fluorescent |  | Twist | 1 | 15 | Kitchen
Ceiling Fixture | Compact Fluorescent |  | Twist | 1 | 15 | Kitchen
Chandelier (Hanging) | Compact Fluorescent |  | Twist | 1 | 15 | Kitchen
Ceiling Fixture | Incandescent |  | Standard A Lamp | 1 | 60 | Laundry Room
Table | Compact Fluorescent |  | Twist | 1 | 15 | Living Room
Ceiling Fixture | Compact Fluorescent |  | Twist | 1 | 15 | Living Room
Ceiling Fan | Compact Fluorescent |  | Twist | 2 | 15 | Office
Ceiling Fixture | Incandescent |  | Standard A Lamp | 2 | 60 | Bedroom
Table | Incandescent |  | Standard A Lamp | 1 | 60 | Bedroom
Ceiling Fixture | Linear Fluorescent | 48 | T-12 | 2 | 40 | Other
Ceiling Fixture | Compact Fluorescent |  | Twist | 1 | 22 | Other
Recessed Can | Incandescent |  | Reflector | 1 | 25 | Bathroom
Ceiling Fixture | Compact Fluorescent |  | Twist | 1 | 15 | Bathroom
Track | Incandescent |  | Reflector | 4 | 25 | Bathroom
Recessed Can | Incandescent |  | Standard A Lamp | 1 | 60 | Bedroom
Floor lamp | Compact Fluorescent |  | Twist | 1 | 15 | Bedroom
Table | Incandescent |  | Mini base | 1 | 40 | Bedroom
Ceiling Fixture | Incandescent |  | Reflector | 4 | 25 | Bedroom
Table | Incandescent |  | Standard A Lamp | 1 | 40 | Bedroom
Ceiling Fixture | Incandescent |  | Standard A Lamp | 1 | 60 | Bedroom
Chandelier (Hanging) | Compact Fluorescent |  | Twist | 1 | 15 | Dining Room
Ceiling Fixture | Compact Fluorescent |  | Twist | 2 | 15 | Family Room
Ceiling Fixture | Incandescent |  | Reflector | 3 | 25 | Family Room
Floor lamp | Compact Fluorescent |  | Twist | 1 | 15 | Family Room
Floor lamp | Compact Fluorescent |  | Twist | 1 | 22 | Family Room
Table | Incandescent |  | Mini base | 1 | 25 | Family Room
Ceiling Fixture | Compact Fluorescent |  | Twist | 1 | 15 | Hall
Ceiling Fixture | Incandescent |  | Standard A Lamp | 1 | 60 | Kitchen
Ceiling Fixture | Compact Fluorescent |  | Twist | 1 | 15 | Kitchen
Ceiling Fixture | Linear Fluorescent | 48 | T-12 | 2 | 40 | Laundry Room
Chandelier (Hanging) | Compact Fluorescent |  | Decorative | 3 | 7 | Living Room
Floor lamp | Compact Fluorescent |  | Twist | 3 | 22 | Living Room
Floor lamp | Incandescent |  | Standard A Lamp | 3 | 60 | Living Room
Floor lamp | Compact Fluorescent |  | Pin base | 1 | 7 | Living Room
Wall Mount | Incandescent |  | Clear | 2 | 60 | Bathroom
Ceiling Fixture | Compact Fluorescent |  | A shape bulb | 2 | 22 | Bedroom
Table | Incandescent |  | Standard A Lamp | 1 | 65 | Bedroom
Ceiling Fan | Incandescent |  | Standard A Lamp | 2 | 60 | Master Bedroom
Table | Incandescent |  | Standard A Lamp | 1 | 60 | Master Bedroom
Chandelier (Hanging) | Incandescent |  | Decorative | 5 | 40 | Dining Room
Ceiling Fixture | Incandescent |  | Standard A Lamp | 2 | 60 | Hall
Floor lamp | Incandescent |  | Standard A Lamp | 1 | 60 | Family Room
Low bay | Linear Fluorescent | 48 | T-12 | 2 | 40 | Garage
Garage door opener | Incandescent |  | Standard A Lamp | 1 | 60 | Garage
Ceiling Fixture | Compact Fluorescent |  | Twist | 2 | 22 | Kitchen
Chandelier (Hanging) | Incandescent |  | Standard A Lamp | 1 | 60 | Kitchen
Ceiling Fixture | Incandescent |  | Standard A Lamp | 2 | 60 | Living Room
Floor lamp | Incandescent |  | Standard A Lamp | 2 | 60 | Living Room
Chandelier (Hanging) | Incandescent |  | Decorative | 3 | 40 | Bathroom
Ceiling Fixture | Compact Fluorescent |  | Twist | 2 | 22 | Bedroom
Ceiling Fixture | Linear Fluorescent | 48 | T-12 | 3 | 40 | Bedroom
Ceiling Fixture | Linear Fluorescent | 48 | T-12 | 3 | 40 | Family Room
Floor lamp | Incandescent |  | Globe | 1 | 40 | Family Room
Ceiling Fixture | Linear Fluorescent | 48 | T-12 | 2 | 32 | Laundry Room
Wall Mount | Incandescent |  | Standard A Lamp | 1 | 40 | Hall
Wall Mount | Compact Fluorescent |  | Twist | 3 | 13 | Bathroom
Ceiling Fixture | Incandescent |  | Standard A Lamp | 1 | 40 | Bathroom
Chandelier (Hanging) | Incandescent |  | Standard A Lamp | 5 | 75 | Dining Room
Ceiling Fixture | Incandescent |  | Decorative | 4 | 60 | Other
Ceiling Fixture | Incandescent |  | Standard A Lamp | 3 | 60 | Hall
Wall Mount | Incandescent |  | Standard A Lamp | 1 | 40 | Hall
Wall Mount | Incandescent |  | Standard A Lamp | 1 | 75 | Kitchen
Ceiling Fixture | Incandescent |  | Standard A Lamp | 1 | 40 | Kitchen
Chandelier (Hanging) | Incandescent |  | Standard A Lamp | 1 | 40 | Kitchen
Floor lamp | Compact Fluorescent |  | 3-Way CFL | 1 | 29 | Living Room
Ceiling Fan | Incandescent |  | Standard A Lamp | 2 | 60 | Living Room
Wall Mount | Halogen |  | PAR | 3 | 25 | Bathroom
Ceiling Fan | Incandescent |  | Standard A Lamp | 1 | 60 | Master Bedroom
Floor lamp | Halogen |  | PAR | 1 | 50 | Master Bedroom
Floor lamp | Compact Fluorescent |  | Twist | 1 | 14 | Master Bedroom
Ceiling Fan | Incandescent |  | Standard A Lamp | 3 | 60 | Office
Ceiling Fixture | Linear Fluorescent | 48 | T-12 | 2 | 40 | Other
Ceiling Fixture | Linear Fluorescent | 12 | T-8 | 1 | 40 | Other
Wall Mount | Incandescent |  | Standard A Lamp | 1 | 40 | Other
Recessed Can | Compact Fluorescent |  | Twist | 1 | 13 | Bedroom
Recessed Can | Incandescent |  | Reflector | 1 | 60 | Bedroom
Recessed Can | Incandescent |  | Reflector | 1 | 65 | Bedroom
Floor lamp | Halogen |  | Quartz Tube | 1 | 100 | Bedroom
Ceiling Fixture | Incandescent |  | Standard A Lamp | 1 | 40 | Closet
Track | Halogen |  | PAR | 6 | 50 | Hall
Wall Mount | Compact Fluorescent |  | Twist | 6 | 15 | Bathroom
Ceiling Fixture | Incandescent |  | Standard A Lamp | 1 | 60 | Bathroom
Ceiling Fan | Compact Fluorescent |  | Twist | 2 | 22 | Bedroom
Floor lamp | Compact Fluorescent |  | Twist | 1 | 15 | Bedroom
Table | Compact Fluorescent |  | Twist | 1 | 7 | Bedroom
Wall Mount | Compact Fluorescent |  | Twist | 3 | 15 | Bedroom
Ceiling Fixture | Compact Fluorescent |  | Twist | 1 | 15 | Closet
Ceiling Fan | Compact Fluorescent |  | Twist | 1 | 7 | Hall
Ceiling Fan | Compact Fluorescent |  | Twist | 3 | 15 | Kitchen
Track | Halogen |  | PAR | 3 | 50 | Kitchen
Table | Compact Fluorescent |  | Twist | 1 | 15 | Living Room
Wall Mount | Compact Fluorescent |  | Twist | 2 | 15 | Office
Torchiere | Compact Fluorescent |  | Twist | 1 | 15 | Office
Chandelier (Hanging) | Compact Fluorescent |  | Twist | 2 | 22 | Hall
Wall Mount | Incandescent |  | Globe | 3 | 60 | Bathroom
Ceiling Fixture | Compact Fluorescent |  | Twist | 1 | 13 | Closet
Ceiling Fixture | Compact Fluorescent |  | Twist | 1 | 20 | Closet
Ceiling Fixture | Incandescent |  | Standard A Lamp | 2 | 60 | Bedroom
Table | Compact Fluorescent |  | Twist | 1 | 13 | Bedroom
Ceiling Fixture | Compact Fluorescent |  | Twist | 2 | 13 | Bedroom
Garage door opener | Incandescent |  | Standard A Lamp | 1 | 60 | Garage
Ceiling Fixture | Compact Fluorescent |  | Twist | 1 | 22 | Garage
Ceiling Fixture | Compact Fluorescent |  | Twist | 1 | 20 | Hall
Ceiling Fixture | Compact Fluorescent |  | Twist | 2 | 20 | Kitchen
Recessed Can | Incandescent |  | Reflector | 1 | 45 | Kitchen
Architectural | Other |  | LED Interior | 4 | 2 | Kitchen
Ceiling Fixture | Incandescent |  | Standard A Lamp | 1 | 100 | Laundry Room
Ceiling Fixture | Compact Fluorescent |  | Twist | 1 | 13 | Laundry Room
Floor lamp | Compact Fluorescent |  | Twist | 1 | 26 | Living Room
Floor lamp | Compact Fluorescent |  | Straight Tube | 1 | 27 | Living Room
Table | Compact Fluorescent |  | Twist | 1 | 23 | Living Room
Ceiling Fixture | Incandescent |  | Standard A Lamp | 1 | 40 | Closet
Ceiling Fixture | Compact Fluorescent |  | Twist | 1 | 20 | Hall
Wall Mount | Incandescent |  | Globe | 5 | 40 | Bathroom
Ceiling Fixture | Incandescent |  | Standard A Lamp | 1 | 65 | Bedroom
Table | Incandescent |  | Standard A Lamp | 1 | 40 | Bedroom
Ceiling Fixture | Incandescent |  | Standard A Lamp | 1 | 60 | Bedroom
Table | Incandescent |  | Standard A Lamp | 1 | 60 | Bedroom
Low bay | Linear Fluorescent | 48 | T-12 | 2 | 32 | Garage
Ceiling Fixture | Compact Fluorescent |  | Circline (Screw Base) | 1 | 22 | Hall
Ceiling Fixture | Compact Fluorescent |  | Twist | 5 | 15 | Kitchen
Ceiling Fixture | Linear Fluorescent | 48 | T-8 | 2 | 32 | Kitchen
Recessed Can | Incandescent |  | Reflector | 1 | 65 | Kitchen
Ceiling Fan | Incandescent |  | Standard A Lamp | 3 | 60 | Living Room
Table | Incandescent |  | Standard A Lamp | 1 | 150 | Living Room
Floor lamp | Incandescent |  | Standard A Lamp | 1 | 150 | Living Room
Wall Mount | Incandescent |  | Globe | 4 | 40 | Bathroom
Ceiling Fixture | Incandescent |  | Decorative | 3 | 40 | Bedroom
Table | Incandescent |  | Standard A Lamp | 1 | 60 | Bedroom
Ceiling Fixture | Incandescent |  | Standard A Lamp | 1 | 60 | Closet
Ceiling Fixture | Linear Fluorescent | 48 | T-8 | 2 | 32 | Office
Table | Incandescent |  | Standard A Lamp | 1 | 40 | Office
Wall Mount | Incandescent |  | Globe | 6 | 40 | Bathroom
Wall Mount | Linear Fluorescent | 18 | T-12 | 1 | 16 | Bathroom
Ceiling Fixture | Incandescent |  | Standard A Lamp | 1 | 60 | Bedroom
Table | Incandescent |  | Standard A Lamp | 1 | 60 | Bedroom
Chandelier (Hanging) | Incandescent |  | Decorative | 8 | 25 | Dining Room
Ceiling Fixture | Incandescent |  | Standard A Lamp | 1 | 60 | Hall
Ceiling Fixture | Incandescent |  | Standard A Lamp | 1 | 75 | Hall
Ceiling Fixture | Incandescent |  | Standard A Lamp | 2 | 60 | Kitchen
Table | Incandescent |  | Standard A Lamp | 1 | 100 | Living Room
Torchiere | Halogen |  | Quartz Tube | 1 | 150 | Living Room
Chandelier (Hanging) | Incandescent |  | Standard A Lamp | 1 | 100 | Living Room
Ceiling Fixture | Incandescent |  | Standard A Lamp | 2 | 75 | Master Bedroom
Table | Incandescent |  | Standard A Lamp | 1 | 60 | Master Bedroom
Ceiling Fixture | Incandescent |  | Standard A Lamp | 1 | 60 | Other
Ceiling Fixture | Incandescent |  | Standard A Lamp | 2 | 60 | Bedroom
Table | Incandescent |  | Standard A Lamp | 1 | 60 | Bedroom
Low bay | Linear Fluorescent | 48 | T-12 | 2 | 32 | Other
Ceiling Fixture | Incandescent |  | Reflector | 1 | 150 | Other
Ceiling Fixture | Compact Fluorescent |  | Straight Tube | 1 | 15 | Other
Ceiling Fixture | Incandescent |  | Standard A Lamp | 1 | 60 | Other
Ceiling Fixture | Compact Fluorescent |  | Twist | 1 | 15 | Other
Ceiling Fixture | Linear Fluorescent | 48 | T-8 | 2 | 40 | Bathroom
Ceiling Fan | Compact Fluorescent |  | Twist | 1 | 15 | Bedroom
Table | Compact Fluorescent |  | Twist | 1 | 15 | Bedroom
Ceiling Fan | Compact Fluorescent |  | Twist | 1 | 15 | Dining Room
Table | Incandescent |  | Decorative | 1 | 25 | Dining Room
Ceiling Fan | Compact Fluorescent |  | Twist | 1 | 15 | Family Room
Floor lamp | Incandescent |  | Standard A Lamp | 1 | 60 | Family Room
Table | Compact Fluorescent |  | Twist | 1 | 15 | Family Room
Ceiling Fixture | Linear Fluorescent | 48 | T-8 | 2 | 40 | Kitchen
Wall Mount | Incandescent |  | Mini base | 1 | 25 | Kitchen
Ceiling Fixture | Linear Fluorescent | 48 | T-8 | 2 | 40 | Laundry Room
Ceiling Fixture | Compact Fluorescent |  | Twist | 1 | 15 | Bedroom
Wall Mount | Incandescent |  | Standard A Lamp | 2 | 60 | Bathroom
Wall Mount | Incandescent |  | Globe | 4 | 40 | Bathroom
Ceiling Fixture | Incandescent |  | Standard A Lamp | 1 | 60 | Bedroom
Ceiling Fixture | Incandescent |  | Standard A Lamp | 1 | 65 | Bedroom
Floor lamp | Incandescent |  | Globe | 5 | 25 | Bedroom
Table | Incandescent |  | 3-Way Incandescent | 1 | 75 | Bedroom
Table | Incandescent |  | 3-Way Incandescent | 1 | 100 | Family Room
Table | Incandescent |  | Decorative | 1 | 25 | Family Room
Floor lamp | Incandescent |  | Standard A Lamp | 1 | 40 | Family Room
Torchiere | Incandescent |  | 3-Way Incandescent | 1 | 150 | Hall
Ceiling Fixture | Incandescent |  | Standard A Lamp | 1 | 60 | Garage
Ceiling Fixture | Incandescent |  | Standard A Lamp | 1 | 65 | Hall
Table | Incandescent |  | Decorative | 1 | 40 | Hall
Chandelier (Hanging) | Incandescent |  | Standard A Lamp | 5 | 60 | Kitchen
Chandelier (Hanging) | Incandescent |  | Standard A Lamp | 2 | 60 | Kitchen
Table | Incandescent |  | Decorative | 2 | 25 | Kitchen
Recessed Can | Incandescent |  | Standard A Lamp | 1 | 60 | Kitchen
Ceiling Fixture | Incandescent |  | Standard A Lamp | 1 | 65 | Laundry Room
Ceiling Fixture | Linear Fluorescent | 36 | T-12 | 1 | 32 | Laundry Room
Ceiling Fan | Incandescent |  | Standard A Lamp | 4 | 60 | Living Room
Track | Halogen |  | MR | 4 | 20 | Living Room
Wall Mount | Incandescent |  | Standard A Lamp | 1 | 60 | Living Room
Table | Incandescent |  | 3-Way Incandescent | 3 | 75 | Living Room
Floor lamp | Incandescent |  | Decorative | 1 | 40 | Living Room
Wall Mount | Incandescent |  | Standard A Lamp | 2 | 60 | Bathroom
Ceiling Fixture | Incandescent |  | Standard A Lamp | 1 | 60 | Bathroom
Table | Incandescent |  | 3-Way Incandescent | 1 | 100 | Master Bedroom
Torchiere | Incandescent |  | Standard A Lamp | 2 | 60 | Master Bedroom
Ceiling Fan | Incandescent |  | Standard A Lamp | 4 | 60 | Master Bedroom
Ceiling Fixture | Incandescent |  | Standard A Lamp | 3 | 60 | Office
Floor lamp | Incandescent |  | Standard A Lamp | 1 | 60 | Office
Ceiling Fixture | Incandescent |  | Standard A Lamp | 3 | 60 | Closet
Wall Mount | Incandescent |  | Globe | 6 | 60 | Bathroom
Wall Mount | Incandescent |  | Globe | 8 | 60 | Bathroom
Table | Compact Fluorescent |  | Twist | 1 | 22 | Bedroom
Table | Incandescent |  | Standard A Lamp | 1 | 60 | Bedroom
Recessed Can | Compact Fluorescent |  | Twist | 1 | 15 | Bedroom
Table | Compact Fluorescent |  | Twist | 1 | 15 | Bedroom
Ceiling Fixture | Incandescent |  | Mini base | 4 | 25 | Dining Room
Floor lamp | Incandescent |  | Standard A Lamp | 1 | 60 | Family Room
Floor lamp | Incandescent |  | Standard A Lamp | 4 | 60 | Family Room
Ceiling Fixture | Linear Fluorescent | 48 | T-12 | 2 | 40 | Garage
Garage door opener | Incandescent |  | Standard A Lamp | 1 | 60 | Garage
Ceiling Fixture | Linear Fluorescent | 96 | T-12 | 2 | 110 | Garage
Wall Mount | Incandescent |  | Decorative | 2 | 60 | Hall
Ceiling Fixture | Incandescent |  | Reflector | 1 | 65 | Other
Ceiling Fixture | Linear Fluorescent | 48 | T-12 | 2 | 40 | Other
Exterior | Incandescent |  | Standard A Lamp | 1 | 100 | Other
Recessed Can | Incandescent |  | Reflector | 1 | 65 | Kitchen
Chandelier (Hanging) | Incandescent |  | Decorative | 8 | 40 | Kitchen
Recessed Can | Compact Fluorescent |  | Reflector | 1 | 15 | Laundry Room
Floor lamp | Incandescent |  | Standard A Lamp | 1 | 60 | Living Room
Ceiling Fan | Incandescent |  | Standard A Lamp | 3 | 60 | Living Room
Wall Mount | Incandescent |  | Clear | 6 | 40 | Bathroom
Ceiling Fan | Incandescent |  | Reflector | 2 | 125 | Bathroom
Ceiling Fixture | Incandescent |  | Standard A Lamp | 2 | 60 | Bedroom
Chandelier (Hanging) | Incandescent |  | Mini base | 6 | 25 | Bedroom
Chandelier (Hanging) | Halogen |  | PAR | 1 | 75 | Bedroom
Table | Compact Fluorescent |  | Twist | 1 | 15 | Bedroom
Table | Incandescent |  | Globe | 1 | 60 | Bedroom
Ceiling Fixture | Incandescent |  | Standard A Lamp | 2 | 60 | Bedroom
Table | Incandescent |  | Standard A Lamp | 1 | 100 | Bedroom
Table | Compact Fluorescent |  | Twist | 1 | 15 | Bedroom
Ceiling Fixture | Linear Fluorescent | 48 | T-8 | 2 | 32 | Bedroom
Ceiling Fixture | Incandescent |  | Standard A Lamp | 2 | 60 | Bedroom
Table | Incandescent |  | Decorative | 1 | 40 | Bedroom
Wall Mount | Compact Fluorescent |  | Twist | 2 | 15 | Bedroom
Wall Mount | Incandescent |  | Globe | 3 | 60 | Bathroom
Ceiling Fan | Incandescent |  | Reflector | 2 | 150 | Bathroom
Ceiling Fixture | Linear Fluorescent | 48 | T-12 | 2 | 32 | Closet
Chandelier (Hanging) | Incandescent |  | Standard A Lamp | 1 | 75 | Dining Room
Chandelier (Hanging) | Incandescent |  | Standard A Lamp | 5 | 60 | Dining Room
Wall Mount | Incandescent |  | Standard A Lamp | 1 | 40 | Dining Room
Ceiling Fixture | Linear Fluorescent | 96 | T-12 | 2 | 100 | Garage
Recessed Can | Incandescent |  | Reflector | 1 | 65 | Hall
Recessed Can | Incandescent |  | Reflector | 1 | 65 | Kitchen
Chandelier (Hanging) | Incandescent |  | Standard A Lamp | 1 | 60 | Kitchen
Chandelier (Hanging) | Compact Fluorescent |  | Twist | 1 | 15 | Kitchen
Other | Linear Fluorescent | 36 | T-8 | 1 | 20 | Kitchen
Other | Linear Fluorescent | 24 | T-8 | 1 | 16 | Kitchen
Ceiling Fixture | Linear Fluorescent | 48 | T-12 | 4 | 32 | Laundry Room
Chandelier (Hanging) | Incandescent |  | Standard A Lamp | 3 | 60 | Living Room
Recessed Can | Incandescent |  | Reflector | 1 | 65 | Living Room
Table | Incandescent |  | Standard A Lamp | 1 | 60 | Living Room
Wall Mount | Incandescent |  | Standard A Lamp | 5 | 75 | Bathroom
Recessed Can | Incandescent |  | Reflector | 1 | 65 | Bathroom
Ceiling Fan | Incandescent |  | Reflector | 2 | 150 | Bathroom
Ceiling Fixture | Incandescent |  | Standard A Lamp | 2 | 60 | Office
Ceiling Fixture | Linear Fluorescent | 48 | T-12 | 2 | 32 | Office
Table | Incandescent |  | Clear | 1 | 40 | Office
Ceiling Fixture | Linear Fluorescent | 48 | T-12 | 4 | 32 | Closet
Wall Mount | Incandescent |  | Standard A Lamp | 4 | 60 | Bathroom
Ceiling Fixture | Incandescent |  | Standard A Lamp | 1 | 100 | Bathroom
Wall Mount | Incandescent |  | Decorative | 5 | 40 | Bathroom
Ceiling Fixture | Incandescent |  | Standard A Lamp | 2 | 60 | Bedroom
Table | Incandescent |  | Standard A Lamp | 1 | 60 | Bedroom
Ceiling Fixture | Incandescent |  | Standard A Lamp | 1 | 60 | Bedroom
Wall Mount | Incandescent |  | Standard A Lamp | 1 | 60 | Bedroom
Floor lamp | Incandescent |  | Standard A Lamp | 6 | 60 | Family Room
Ceiling Fan | Incandescent |  | Standard A Lamp | 5 | 60 | Family Room
Ceiling Fixture | Incandescent |  | Standard A Lamp | 1 | 100 | Other
Garage door opener | Incandescent |  | Standard A Lamp | 1 | 60 | Garage
Ceiling Fixture | Linear Fluorescent | 48 | T-5 | 2 | 32 | Garage
Ceiling Fixture | Incandescent |  | Standard A Lamp | 2 | 60 | Bathroom
Ceiling Fixture | Incandescent |  | Standard A Lamp | 2 | 60 | Hall
Ceiling Fixture | Incandescent |  | Standard A Lamp | 2 | 60 | Kitchen
Ceiling Fan | Incandescent |  | Standard A Lamp | 2 | 60 | Living Room
Floor lamp | Incandescent |  | Standard A Lamp | 2 | 60 | Living Room
Wall Mount | Incandescent |  | Globe | 6 | 40 | Bathroom
Wall Mount | Incandescent |  | Standard A Lamp | 5 | 100 | Bathroom
Recessed Can | Incandescent |  | Reflector | 1 | 60 | Bathroom
Ceiling Fixture | Incandescent |  | Globe | 6 | 40 | Bathroom
Recessed Can | Incandescent |  | Standard A Lamp | 1 | 60 | Bathroom
Wall Mount | Incandescent |  | Globe | 3 | 40 | Bathroom
Ceiling Fan | Incandescent |  | Standard A Lamp | 4 | 40 | Bedroom
Torchiere | Compact Fluorescent |  | Twist | 1 | 22 | Bedroom
Recessed Can | Incandescent |  | Reflector |  | 65 | Bedroom
Ceiling Fixture | Incandescent |  | Standard A Lamp | 2 | 60 | Bedroom
Chandelier (Hanging) | Incandescent |  | Decorative | 16 | 25 | Hall
Wall Mount | Incandescent |  | Decorative | 2 | 25 | Hall
Track | Incandescent |  | Reflector | 4 | 60 | Hall
Recessed Can | Incandescent |  | Reflector | 1 | 65 | Hall
Ceiling Fixture | Incandescent |  | Standard A Lamp | 1 | 60 | Garage
Ceiling Fixture | Linear Fluorescent | 48 | T-12 | 2 | 40 | Kitchen
Recessed Can | Incandescent |  | Reflector | 1 | 65 | Kitchen
Architectural | Linear Fluorescent | 48 | T-12 | 1 | 40 | Kitchen
Recessed Can | Incandescent |  | Reflector | 1 | 65 | Laundry Room
Recessed - other | Incandescent |  | Standard A Lamp | 1 | 60 | Laundry Room
Recessed Can | Incandescent |  | Reflector | 1 | 65 | Other
Chandelier (Hanging) | Incandescent |  | Globe | 5 | 65 | Living Room
Torchiere | Compact Fluorescent |  | Twist | 1 | 15 | Living Room
Recessed Can | Incandescent |  | Reflector | 1 | 65 | Living Room
Ceiling Fixture | Linear Fluorescent | 48 | T-12 | 2 | 40 | Other
Track | Incandescent |  | Reflector | 4 | 60 | Other
Recessed Can | Incandescent |  | Reflector | 1 | 65 | Family Room
Architectural | Linear Fluorescent | 48 | T-12 | 2 | 40 | Family Room
Torchiere | Incandescent |  | Standard A Lamp | 1 | 75 | Family Room
Ceiling Fixture | Compact Fluorescent |  | Twist | 1 | 22 | Bathroom
Ceiling Fixture | Incandescent |  | Standard A Lamp | 2 | 60 | Bedroom
Table | Compact Fluorescent |  | Twist | 1 | 28 | Bedroom
Ceiling Fixture | Linear Fluorescent | 24 | T-12 | 2 | 32 | Other
Ceiling Fixture | Linear Fluorescent | 48 | T-8 | 2 | 40 | Kitchen
Ceiling Fixture | Compact Fluorescent |  | A shape bulb | 1 | 22 | Laundry Room
Ceiling Fixture | Compact Fluorescent |  | Twist | 1 | 15 | Living Room
Ceiling Fixture | Compact Fluorescent |  | Twist | 2 | 22 | Living Room
Ceiling Fan | Incandescent |  | Clear | 3 | 40 | Living Room
Table | Incandescent |  | 3-Way Incandescent | 1 | 75 | Living Room
Floor lamp | Incandescent |  | Standard A Lamp | 1 | 60 | Living Room
Wall Mount | Incandescent |  | Standard A Lamp | 1 | 60 | Living Room
Ceiling Fixture | Incandescent |  | Standard A Lamp | 1 | 60 | Hall
Ceiling Fixture | Incandescent |  | Standard A Lamp | 1 | 40 | Office
Table | Linear Fluorescent | 24 | T-5 | 2 | 20 | Office
Ceiling Fixture | Linear Fluorescent | 24 | T-12 | 2 | 20 | Other
Wall Mount | Incandescent |  | Globe | 5 | 40 | Bathroom
Ceiling Fixture | Incandescent |  | Standard A Lamp | 1 | 100 | Dining Room
Ceiling Fixture | Linear Fluorescent | 48 | T-12 | 2 | 40 | Other
Chandelier (Hanging) | Incandescent |  | Standard A Lamp | 4 | 60 | Family Room
Ceiling Fixture | Linear Fluorescent | 48 | T-12 | 2 | 32 | Garage
Wall Mount | Incandescent |  | Standard A Lamp | 1 | 60 | Bathroom
Wall Mount | Incandescent |  | Standard A Lamp | 1 | 60 | Kitchen
Recessed Can | Incandescent |  | Reflector | 1 | 65 | Kitchen
Recessed Can | Incandescent |  | Reflector | 1 | 65 | Kitchen
Chandelier (Hanging) | Incandescent |  | Decorative | 12 | 40 | Living Room
Table | Incandescent |  | Standard A Lamp | 1 | 90 | Living Room
Table | Incandescent |  | Decorative | 3 | 25 | Living Room
Wall Mount | Incandescent |  | Decorative | 2 | 25 | Living Room
Wall Mount | Incandescent |  | Standard A Lamp | 1 | 60 | Laundry Room
Recessed Can | Incandescent |  | Reflector | 1 | 65 | Laundry Room
Wall Mount | Incandescent |  | Globe | 5 | 40 | Bathroom
Wall Mount | Incandescent |  | Standard A Lamp | 1 | 60 | Bathroom
Ceiling Fixture | Incandescent |  | Standard A Lamp | 2 | 60 | Bathroom
Ceiling Fixture | Incandescent |  | Decorative | 2 | 60 | Master Bedroom
Architectural | Incandescent |  | Decorative | 1 | 40 | Master Bedroom
Recessed Can | Incandescent |  | Reflector | 1 | 65 | Closet
Ceiling Fixture | Incandescent |  | Standard A Lamp | 1 | 60 | Office
Table | Halogen |  | Quartz Tube | 1 | 20 | Office
Recessed Can | Incandescent |  | Reflector | 1 | 65 | Office
Ceiling Fixture | Incandescent |  | Standard A Lamp | 2 | 60 | Office
Table | Incandescent |  | Standard A Lamp | 1 | 100 | Office
Ceiling Fixture | Incandescent |  | Standard A Lamp | 1 | 60 | Closet
Recessed Can | Incandescent |  | Reflector | 1 | 65 | Bedroom
Table | Incandescent |  | Standard A Lamp | 1 | 60 | Bedroom
Wall Mount | Incandescent |  | Globe | 4 | 40 | Bathroom
Ceiling Fixture | Incandescent |  | Standard A Lamp | 1 | 100 | Bathroom
Ceiling Fixture | Compact Fluorescent |  | Twist | 2 | 13 | Bedroom
Floor lamp | Incandescent |  | Decorative | 5 | 40 | Bedroom
Ceiling Fixture | Compact Fluorescent |  | Twist | 1 | 13 | Hall
Ceiling Fixture | Linear Fluorescent | 48 | T-12 | 4 | 40 | Kitchen
Wall Mount | Compact Fluorescent |  | Twist | 2 | 13 | Kitchen
Floor lamp | Incandescent |  | Standard A Lamp | 1 | 70 | Living Room
Ceiling Fixture | Compact Fluorescent |  | Twist | 3 | 13 | Living Room
Wall Mount | Incandescent |  | Globe | 4 | 40 | Bathroom
Ceiling Fixture | Incandescent |  | Clear | 1 | 100 | Bathroom
Table | Compact Fluorescent |  | Twist | 1 | 13 | Master Bedroom
Ceiling Fixture | Compact Fluorescent |  | Twist | 2 | 13 | Master Bedroom
Ceiling Fixture | Compact Fluorescent |  | Twist | 1 | 15 | Bathroom
Ceiling Fixture | Linear Fluorescent | 48 | T-8 | 2 | 32 | Bathroom
Wall Mount | Incandescent |  | Standard A Lamp | 1 | 60 | Bathroom
Ceiling Fixture | Compact Fluorescent |  | Twist | 1 | 15 | Bedroom
Ceiling Fan | Compact Fluorescent |  | Twist | 1 | 22 | Bedroom
Table | Compact Fluorescent |  | Twist | 1 | 22 | Bedroom
Wall Mount | Compact Fluorescent |  | Twist | 1 | 22 | Bedroom
Ceiling Fixture | Linear Fluorescent | 48 | T-8 | 1 | 32 | Bedroom
Ceiling Fixture | Compact Fluorescent |  | Twist | 2 | 22 | Bedroom
Ceiling Fixture | Compact Fluorescent |  | Twist | 1 | 15 | Bedroom
Ceiling Fixture | Linear Fluorescent | 48 | T-8 | 2 | 32 | Hall
Ceiling Fixture | Incandescent |  | Standard A Lamp | 1 | 60 | Hall
Ceiling Fixture | Compact Fluorescent |  | Twist | 1 | 15 | Hall
Ceiling Fixture | Compact Fluorescent |  | Twist | 3 | 15 | Kitchen
Ceiling Fan | Compact Fluorescent |  | Twist | 1 | 22 | Kitchen
Ceiling Fixture | Compact Fluorescent |  | Twist | 1 | 15 | Laundry Room
Ceiling Fixture | Compact Fluorescent |  | Twist | 1 | 15 | Living Room
Chandelier (Hanging) | Incandescent |  | Decorative | 1 | 40 | Living Room
Ceiling Fixture | Compact Fluorescent |  | Twist | 3 | 15 | Living Room
Ceiling Fan | Compact Fluorescent |  | Twist | 1 | 22 | Living Room
Ceiling Fixture | Linear Fluorescent | 48 | T-12 | 2 | 40 | Other
Wall Mount | Incandescent |  | Decorative | 5 | 40 | Bathroom
Wall Mount | Incandescent |  | Standard A Lamp | 2 | 60 | Bedroom
Floor lamp | Compact Fluorescent |  | Twist | 1 | 15 | Bedroom
Chandelier (Hanging) | Incandescent |  | Decorative | 5 | 25 | Dining Room
Ceiling Fixture | Incandescent |  | Standard A Lamp | 1 | 60 | Hall
Track | Halogen |  | MR | 4 | 50 | Kitchen
Ceiling Fixture | Incandescent |  | Standard A Lamp | 1 | 60 | Kitchen
Ceiling Fan | Incandescent |  | Standard A Lamp | 4 | 60 | Living Room
Table | Incandescent |  | Standard A Lamp | 1 | 60 | Living Room
Table | Incandescent |  | Reflector | 1 | 65 | Living Room
Torchiere | Compact Fluorescent |  | Twist | 1 | 15 | Living Room
Wall Mount | Incandescent |  | Standard A Lamp | 2 | 60 | Bedroom
Wall Mount | Compact Fluorescent |  | Twist | 1 | 42 | Bathroom
Ceiling Fixture | Incandescent |  | Standard A Lamp | 2 | 60 | Bedroom
Ceiling Fixture | Compact Fluorescent |  | Twist | 2 | 42 | Bedroom
Ceiling Fixture | Incandescent |  | Standard A Lamp | 2 | 60 | Bedroom
Ceiling Fixture | Compact Fluorescent |  | Twist | 2 | 42 | Family Room
Chandelier (Hanging) | Compact Fluorescent |  | Twist | 1 | 22 | Kitchen
Ceiling Fixture | Compact Fluorescent |  | Twist | 1 | 22 | Kitchen
Ceiling Fixture | Incandescent |  | Standard A Lamp | 1 | 60 | Other
Ceiling Fixture | Incandescent |  | Standard A Lamp | 1 | 60 | Other
Ceiling Fixture | Compact Fluorescent |  | Twist | 1 | 22 | Bathroom
Ceiling Fixture | Linear Fluorescent | 48 | T-4 | 2 | 40 | Bedroom
Ceiling Fixture | Compact Fluorescent |  | Twist | 2 | 22 | Bedroom
Wall Mount | Linear Fluorescent | 24 | T-4 | 1 | 20 | Bedroom
Table | Incandescent |  | Decorative | 2 | 25 | Bedroom
Ceiling Fixture | Compact Fluorescent |  | Twist | 1 | 22 | Bedroom
Ceiling Fixture | Compact Fluorescent |  | Twist | 2 | 22 | Family Room
Table | Compact Fluorescent |  | Twist | 1 | 22 | Family Room
Ceiling Fixture | Compact Fluorescent |  | Twist | 1 | 22 | Kitchen
Wall Mount | Incandescent |  | Standard A Lamp | 3 | 60 | Bathroom
Table | Incandescent |  | Standard A Lamp | 1 | 60 | Bedroom
Table | Incandescent |  | Mini base | 3 | 40 | Bedroom
Ceiling Fixture | Incandescent |  | Standard A Lamp | 2 | 60 | Bedroom
Chandelier (Hanging) | Incandescent |  | Mini base | 5 | 40 | Dining Room
Ceiling Fixture | Incandescent |  | Standard A Lamp | 1 | 60 | Garage
Garage door opener | Incandescent |  | Standard A Lamp | 2 | 60 | Garage
Ceiling Fixture | Incandescent |  | Standard A Lamp | 1 | 60 | Hall
Recessed Can | Compact Fluorescent |  | Reflector | 1 | 23 | Kitchen
Ceiling Fixture | Incandescent |  | Standard A Lamp | 2 | 60 | Laundry Room
Table | Compact Fluorescent |  | Twist | 3 | 13 | Living Room
Ceiling Fan | Compact Fluorescent |  | Twist | 2 | 13 | Living Room
Ceiling Fixture | Compact Fluorescent |  | Twist | 1 | 13 | Living Room
Wall Mount | Compact Fluorescent |  | Twist | 3 | 20 | Bathroom
Table | Incandescent |  | Standard A Lamp | 1 | 100 | Master Bedroom
Table | Incandescent |  | Standard A Lamp | 1 | 40 | Master Bedroom
Ceiling Fan | Incandescent |  | Mini base | 3 | 40 | Master Bedroom
Ceiling Fixture | Incandescent |  | Standard A Lamp | 2 | 60 | Closet
Table | Compact Fluorescent |  | Twist | 1 | 20 | Office
Ceiling Fixture | Incandescent |  | Standard A Lamp | 2 | 60 | Office
Ceiling Fixture | Compact Fluorescent |  | Twist | 1 | 13 | Hall
Wall Mount | Incandescent |  | Mini base | 3 | 75 | Bathroom
Ceiling Fixture | Compact Fluorescent |  | Twist | 2 | 14 | Bathroom
Ceiling Fan | Incandescent |  | Standard A Lamp | 4 | 75 | Bedroom
Ceiling Fan | Incandescent |  | Standard A Lamp | 2 | 60 | Bedroom
Ceiling Fan | Incandescent |  | Standard A Lamp | 3 | 60 | Bedroom
Ceiling Fixture | Linear Fluorescent | 48 | T-12 | 2 | 40 | Closet
Recessed Can | Incandescent |  | Reflector | 1 | 75 | Office
Ceiling Fan | Incandescent |  | Standard A Lamp | 4 | 60 | Dining Room
Ceiling Fixture | Halogen |  | PAR | 2 | 100 | Dining Room
Wall Mount | Compact Fluorescent |  | Twist | 3 | 23 | Other
Ceiling Fixture | Compact Fluorescent |  | Twist | 2 | 23 | Family Room
Ceiling Fan | Compact Fluorescent |  | Twist | 2 | 23 | Family Room
Ceiling Fixture | Compact Fluorescent |  | Twist | 2 | 23 | Garage
Ceiling Fixture | Compact Fluorescent |  | Twist | 1 | 23 | Hall
Recessed Can | Incandescent |  | Reflector | 1 | 65 | Kitchen
Track | Halogen |  | PAR | 4 | 100 | Laundry Room
Ceiling Fan | Incandescent |  | Standard A Lamp | 8 | 60 | Office
Wall Mount | Compact Fluorescent |  | Twist | 3 | 23 | Bathroom
Wall Mount | Incandescent |  | Globe | 4 | 40 | Bathroom
Ceiling Fixture | Compact Fluorescent |  | Twist | 1 | 23 | Bathroom
Ceiling Fan | Compact Fluorescent |  | Twist | 3 | 23 | Master Bedroom
Ceiling Fixture | Linear Fluorescent | 36 | T-12 | 2 | 40 | Office
Ceiling Fixture | Incandescent |  | Standard A Lamp | 2 | 60 | Other
Wall Mount | Compact Fluorescent |  | Twist | 1 | 23 | Hall
Chandelier (Hanging) | Incandescent |  | Globe | 18 | 40 | Hall
Ceiling Fixture | Incandescent |  | Standard A Lamp | 1 | 60 | Bathroom
Wall Mount | Incandescent |  | Globe | 4 | 49 | Bathroom
Ceiling Fixture | Incandescent |  | Standard A Lamp | 2 | 60 | Bedroom
Chandelier (Hanging) | Incandescent |  | Clear | 5 | 60 | Dining Room
Recessed Can | Incandescent |  | Standard A Lamp | 1 | 60 | Dining Room
Ceiling Fixture | Incandescent |  | Standard A Lamp | 1 | 60 | Garage
Ceiling Fixture | Incandescent |  | Standard A Lamp | 1 | 60 | Hall
Ceiling Fixture | Linear Fluorescent | 48 | T-12 | 2 | 32 | Kitchen
Wall Mount | Linear Fluorescent | 36 | T-12 | 1 | 20 | Kitchen
Wall Mount | Linear Fluorescent | 24 | T-12 | 1 | 20 | Kitchen
Table | Compact Fluorescent |  | Twist | 1 | 22 | Living Room
Table | Compact Fluorescent |  | Twist | 1 | 15 | Living Room
Recessed Can | Incandescent |  | Reflector | 1 | 60 | Living Room
Ceiling Fixture | Incandescent |  | Standard A Lamp | 1 | 60 | Hall
Ceiling Fixture | Incandescent |  | Standard A Lamp | 1 | 60 | Bathroom
Wall Mount | Incandescent |  | Globe | 4 | 60 | Bathroom
Ceiling Fixture | Incandescent |  | Standard A Lamp | 1 | 60 | Bedroom
Floor lamp | Compact Fluorescent |  | Pin base | 1 | 15 | Bedroom
Ceiling Fixture | Incandescent |  | Standard A Lamp | 1 | 60 | Hall
Ceiling Fixture | Incandescent |  | Standard A Lamp | 1 | 60 | Bathroom
Wall Mount | Incandescent |  | Globe | 6 | 60 | Bathroom
Ceiling Fixture | Incandescent |  | Standard A Lamp | 1 | 60 | Bathroom
Ceiling Fixture | Compact Fluorescent |  | Twist | 1 | 22 | Master Bedroom
Table | Compact Fluorescent |  | Twist | 1 | 15 | Master Bedroom
Table | Compact Fluorescent |  | Pin base | 1 | 22 | Master Bedroom
Ceiling Fixture | Linear Fluorescent | 96 | T-12 | 2 | 100 | Other
Ceiling Fixture | Incandescent |  | Heat Lamp | 1 | 150 | Bathroom
Ceiling Fixture | Incandescent |  | Reflector | 1 | 75 | Bathroom
Ceiling Fixture | Incandescent |  | Standard A Lamp | 1 | 100 | Closet
Wall Mount | Incandescent |  | Standard A Lamp | 1 | 60 | Bedroom
Table | Compact Fluorescent |  | Circline (Screw Base) | 1 | 22 | Family Room
Torchiere | Incandescent |  | Standard A Lamp | 1 | 25 | Family Room
Table | Incandescent |  | Standard A Lamp | 1 | 60 | Family Room
Ceiling Fixture | Compact Fluorescent |  | Straight Tube | 1 | 28 | Bedroom
Table | Incandescent |  | Standard A Lamp | 1 | 75 | Bedroom
Ceiling Fixture | Compact Fluorescent |  | Twist | 1 | 15 | Hall
Ceiling Fixture | Incandescent |  | Standard A Lamp | 1 | 60 | Kitchen
Ceiling Fan | Incandescent |  | Standard A Lamp | 1 | 60 | Kitchen
Table | Compact Fluorescent |  | Twist | 1 | 22 | Living Room
Torchiere | Incandescent |  | Standard A Lamp | 2 | 60 | Living Room
Torchiere | Compact Fluorescent |  | Twist | 1 | 15 | Living Room
Table | Incandescent |  | Standard A Lamp | 1 | 60 | Living Room
Table | Compact Fluorescent |  | Circline (Screw Base) | 1 | 22 | Living Room
Chandelier (Hanging) | Incandescent |  | Decorative | 5 | 40 | Living Room
Ceiling Fixture | Incandescent |  | Standard A Lamp | 2 | 75 | Master Bedroom
Chandelier (Hanging) | Incandescent |  | Standard A Lamp | 1 | 60 | Master Bedroom
Table | Incandescent |  | Mini base | 1 | 40 | Master Bedroom
Ceiling Fixture | Compact Fluorescent |  | Straight Tube | 1 | 28 | Office
Table | Compact Fluorescent |  | Twist | 1 | 15 | Office
Table | Incandescent |  | Standard A Lamp | 2 | 60 | Office
Ceiling Fixture | Incandescent |  | Standard A Lamp | 1 | 100 | Laundry Room
Wall Mount | Incandescent |  | Standard A Lamp | 2 | 40 | Bathroom
Ceiling Fixture | Incandescent |  | Standard A Lamp | 3 | 40 | Bathroom
Ceiling Fixture | Linear Fluorescent | 36 | T-4 | 2 | 40 | Bathroom
Ceiling Fixture | Incandescent |  | Standard A Lamp | 2 | 40 | Bedroom
Ceiling Fixture | Incandescent |  | Standard A Lamp | 2 | 40 | Bedroom
Ceiling Fixture | Incandescent |  | Standard A Lamp | 2 | 40 | Bedroom
Floor lamp | Incandescent |  | Standard A Lamp | 1 | 40 | Bedroom
Ceiling Fixture | Linear Fluorescent | 36 | T-4 | 2 | 40 | Garage
Garage door opener | Incandescent |  | Clear | 2 | 40 | Garage
Chandelier (Hanging) | Incandescent |  | Standard A Lamp | 9 | 40 | Dining Room
Ceiling Fixture | Linear Fluorescent | 36 | T-4 | 2 | 40 | Dining Room
Ceiling Fixture | Incandescent |  | Standard A Lamp | 2 | 40 | Living Room
Wall Mount | Incandescent |  | Standard A Lamp | 1 | 40 | Living Room
Table | Incandescent |  | Standard A Lamp | 1 | 40 | Living Room
Floor lamp | Incandescent |  | Standard A Lamp | 1 | 40 | Living Room
Ceiling Fixture | Incandescent |  | Standard A Lamp | 3 | 40 | Other
Ceiling Fan | Incandescent |  | Standard A Lamp | 3 | 40 | Other
Table | Compact Fluorescent |  | Twist | 4 | 15 | Kitchen
Ceiling Fixture | Compact Fluorescent |  | Twist | 2 | 22 | Kitchen
Ceiling Fixture | Incandescent |  | Reflector | 1 | 65 | Kitchen
Table | Incandescent |  | Decorative | 1 | 25 | Master Bedroom
Ceiling Fan | Incandescent |  | Clear | 3 | 60 | Master Bedroom
Track | Incandescent |  | Globe | 4 | 60 | Master Bedroom
Ceiling Fixture | Incandescent |  | Standard A Lamp | 2 | 65 | Master Bedroom
Ceiling Fixture | Compact Fluorescent |  | Twist | 2 | 22 | Master Bedroom
Ceiling Fixture | Compact Fluorescent |  | Twist | 1 | 15 | Garage
Ceiling Fixture | Compact Fluorescent |  | Twist | 3 | 15 | Hall
Wall Mount | Incandescent |  | Globe | 1 | 65 | Bathroom
Ceiling Fixture | Compact Fluorescent |  | Twist | 3 | 22 | Bedroom
Ceiling Fixture | Compact Fluorescent |  | Twist | 3 | 22 | Bedroom
Ceiling Fixture | Compact Fluorescent |  | Twist | 2 | 15 | Laundry Room
Ceiling Fixture | Compact Fluorescent |  | Twist | 2 | 15 | Hall
Ceiling Fixture | Compact Fluorescent |  | Twist | 1 | 15 | Bathroom
Wall Mount | Incandescent |  | Globe | 4 | 40 | Bathroom
Wall Mount | Incandescent |  | Mini base | 1 | 4 | Bathroom
Ceiling Fixture | Compact Fluorescent |  | Twist | 1 | 15 | Bedroom
Table | Incandescent |  | Standard A Lamp | 1 | 25 | Bedroom
Table | Incandescent |  | Standard A Lamp | 1 | 60 | Bedroom
Chandelier (Hanging) | Compact Fluorescent |  | Twist | 1 | 15 | Dining Room
Table | Compact Fluorescent |  | Twist | 1 | 15 | Dining Room
Ceiling Fixture | Incandescent |  | Standard A Lamp | 1 | 60 | Other
Recessed Can | Incandescent |  | Reflector | 1 | 60 | Family Room
Table | Incandescent |  | Standard A Lamp | 1 | 60 | Family Room
Ceiling Fixture | Compact Fluorescent |  | Twist | 1 | 15 | Hall
Ceiling Fixture | Incandescent |  | Standard A Lamp | 1 | 60 | Hall
Ceiling Fixture | Incandescent |  | Standard A Lamp | 1 | 60 | Hall
Ceiling Fixture | Compact Fluorescent |  | Twist | 2 | 15 | Hall
Ceiling Fixture | Linear Fluorescent | 48 | T-12 | 2 | 32 | Kitchen
Wall Mount | Compact Fluorescent |  | Twist | 1 | 15 | Kitchen
Ceiling Fixture | Incandescent |  | Standard A Lamp | 1 | 100 | Kitchen
Table | Incandescent |  | Standard A Lamp | 2 | 60 | Living Room
Table | Halogen |  | Quartz Tube | 1 | 50 | Living Room
Table | Compact Fluorescent |  | A shape bulb | 1 | 15 | Living Room
Ceiling Fixture | Incandescent |  | Heat Lamp | 1 | 100 | Bathroom
Wall Mount | Incandescent |  | Globe | 5 | 40 | Bathroom
Ceiling Fixture | Incandescent |  | Standard A Lamp | 1 | 40 | Bathroom
Ceiling Fan | Incandescent |  | Decorative | 1 | 60 | Master Bedroom
Recessed Can | Incandescent |  | Reflector | 1 | 50 | Master Bedroom
Recessed Can | Incandescent |  | Reflector | 1 | 60 | Master Bedroom
Table | Incandescent |  | Clear | 1 | 40 | Master Bedroom
Ceiling Fixture | Incandescent |  | Standard A Lamp | 1 | 60 | Other
Table | Incandescent |  | Standard A Lamp | 1 | 60 | Bedroom
Wall Mount | Incandescent |  | Standard A Lamp | 1 | 60 | Bedroom
Wall Mount | Incandescent |  | Standard A Lamp | 2 | 60 | Bedroom
Wall Mount | Incandescent |  | Standard A Lamp | 1 | 60 | Bedroom
Chandelier (Hanging) | Compact Fluorescent |  | A shape bulb | 2 | 15 | Hall
Ceiling Fixture | Compact Fluorescent |  | Twist | 3 | 15 | Laundry Room
Ceiling Fan | Compact Fluorescent |  | A shape bulb | 3 | 15 | Laundry Room
Ceiling Fixture | Compact Fluorescent |  | Twist | 2 | 15 | Laundry Room
Wall Mount | Incandescent |  | Standard A Lamp | 2 | 60 | Bathroom
Wall Mount | Compact Fluorescent |  | Twist | 1 | 9 | Bathroom
Wall Mount | Compact Fluorescent |  | Twist | 2 | 9 | Bathroom
Ceiling Fixture | Incandescent |  | Standard A Lamp | 2 | 60 | Bedroom
Ceiling Fixture | Compact Fluorescent |  | Twist | 2 | 11 | Bedroom
Table | Compact Fluorescent |  | Twist | 1 | 9 | Bedroom
Other | Compact Fluorescent |  | Twist | 1 | 9 | Bedroom
Ceiling Fixture | Incandescent |  | Standard A Lamp | 2 | 60 | Hall
Chandelier (Hanging) | Incandescent |  | Standard A Lamp | 1 | 60 | Hall
Ceiling Fixture | Compact Fluorescent |  | Twist | 2 | 11 | Hall
Recessed Can | Incandescent |  | Reflector | 1 | 65 | Kitchen
Ceiling Fan | Incandescent |  | Standard A Lamp | 4 | 60 | Kitchen
Recessed Can | Compact Fluorescent |  | Flood | 1 | 15 | Kitchen
Ceiling Fixture | Compact Fluorescent |  | Twist | 2 | 9 | Laundry Room
Floor lamp | Incandescent |  | 3-Way Incandescent | 1 | 100 | Living Room
Wall Mount | Compact Fluorescent |  | Twist | 2 | 9 | Bathroom
Wall Mount | Compact Fluorescent |  | Twist | 1 | 18 | Bathroom
Recessed Can | Incandescent |  | Reflector | 1 | 65 | Bathroom
Chandelier (Hanging) | Incandescent |  | Mini base | 3 | 60 | Master Bedroom
Table | Incandescent |  | Standard A Lamp | 1 | 100 | Master Bedroom
Ceiling Fixture | Incandescent |  | Standard A Lamp | 1 | 60 | Closet
Ceiling Fixture | Compact Fluorescent |  | Twist | 1 | 26 | Garage
Wall Mount | Incandescent |  | Globe | 1 | 60 | Bathroom
Ceiling Fixture | Incandescent |  | Standard A Lamp | 3 | 60 | Bathroom
Recessed Can | Incandescent |  | Reflector | 1 | 60 | Bathroom
Ceiling Fixture | Linear Fluorescent | 48 | T-8 | 2 | 60 | Closet
Recessed - other | Halogen |  | PAR | 1 | 50 | Hall
Ceiling Fixture | Incandescent |  | Standard A Lamp | 2 | 60 | Hall
Wall Mount | Incandescent |  | Globe | 1 | 40 | Hall
Wall Mount | Incandescent |  | Globe | 2 | 40 | Hall
Wall Mount | Incandescent |  | Standard A Lamp | 1 | 60 | Bathroom
Chandelier (Hanging) | Incandescent |  | Standard A Lamp | 3 | 65 | Bathroom
Recessed Can | Incandescent |  | Reflector | 1 | 40 | Bathroom
Table | Incandescent |  | 3-Way Incandescent | 1 | 100 | Bedroom
Ceiling Fan | Incandescent |  | Standard A Lamp | 2 | 60 | Bedroom
Wall Mount | Incandescent |  | Standard A Lamp | 1 | 100 | Bedroom
Chandelier (Hanging) | Incandescent |  | Standard A Lamp | 1 | 100 | Kitchen
Recessed Can | Incandescent |  | Reflector | 1 | 65 | Kitchen
Recessed Can | Incandescent |  | Reflector | 1 | 65 | Laundry Room
Other | Incandescent |  |  | 10 | 5 | Laundry Room
Chandelier (Hanging) | Incandescent |  | Standard A Lamp | 5 | 100 | Living Room
Chandelier (Hanging) | Incandescent |  | Standard A Lamp | 7 | 100 | Living Room
Recessed - other | Halogen |  | PAR | 1 | 50 | Living Room
Table | Incandescent |  | Mini base | 1 | 40 | Living Room
Table | Halogen |  | Other | 2 | 100 | Living Room
Floor lamp | Incandescent |  | Standard A Lamp | 1 | 60 | Living Room
Wall Mount | Incandescent |  | Standard A Lamp | 1 | 100 | Bathroom
Chandelier (Hanging) | Incandescent |  | Standard A Lamp | 3 | 100 | Bathroom
Recessed - other | Halogen |  | MR | 1 | 50 | Bathroom
Chandelier (Hanging) | Incandescent |  | Standard A Lamp | 1 | 100 | Bathroom
Table | Incandescent |  | Standard A Lamp | 1 | 60 | Master Bedroom
Ceiling Fan | Incandescent |  | Standard A Lamp | 1 | 100 | Master Bedroom
Recessed - other | Halogen |  | MR | 2 | 50 | Master Bedroom
Ceiling Fixture | Incandescent |  | Standard A Lamp | 1 | 100 | Closet
Recessed - other | Halogen |  | MR | 1 | 50 | Office
Chandelier (Hanging) | Incandescent |  | Standard A Lamp | 3 | 100 | Office
Wall Mount | Incandescent |  | Standard A Lamp | 2 | 60 | Office
Table | Incandescent |  | Standard A Lamp | 2 | 25 | Office
Table | Incandescent |  | 3-Way Incandescent | 1 | 100 | Office
Ceiling Fan | Incandescent |  | Standard A Lamp | 2 | 60 | Office
Other | Incandescent |  |  | 10 | 5 | Other
Ceiling Fixture | Incandescent |  | Standard A Lamp | 1 | 100 | Other
Wall Mount | Incandescent |  | Standard A Lamp | 2 | 100 | Hall
Recessed - other | Halogen |  | MR | 1 | 50 | Hall
Chandelier (Hanging) | Incandescent |  | Standard A Lamp | 2 | 100 | Closet
Ceiling Fixture | Incandescent |  | Standard A Lamp | 2 | 60 | Bathroom
Wall Mount | Incandescent |  | Standard A Lamp | 2 | 60 | Bathroom
Ceiling Fixture | Incandescent |  | Standard A Lamp | 2 | 60 | Bathroom
Ceiling Fixture | Incandescent |  | Heat Lamp | 1 | 100 | Bathroom
Table | Incandescent |  | Standard A Lamp | 1 | 75 | Bedroom
Ceiling Fan | Incandescent |  | Decorative | 3 | 40 | Bedroom
Table | Incandescent |  | Standard A Lamp | 1 | 40 | Bedroom
Ceiling Fan | Incandescent |  | Decorative | 3 | 40 | Bedroom
Ceiling Fixture | Incandescent |  | Standard A Lamp | 2 | 60 | Bedroom
Wall Mount | Incandescent |  | Standard A Lamp | 1 | 60 | Bedroom
Table | Incandescent |  | Standard A Lamp | 1 | 60 | Bedroom
Ceiling Fixture | Incandescent |  | Mini base | 4 | 25 | Closet
Ceiling Fixture | Incandescent |  | Standard A Lamp | 2 | 60 | Dining Room
Ceiling Fixture | Linear Fluorescent | 48 | T-12 | 2 | 40 | Garage
Ceiling Fixture | Linear Fluorescent | 48 | T-12 | 1 | 40 | Garage
Garage door opener | Incandescent |  | Standard A Lamp | 2 | 60 | Garage
Ceiling Fixture | Incandescent |  | Standard A Lamp | 2 | 60 | Hall
Recessed Can | Incandescent |  | Reflector | 1 | 65 | Hall
Ceiling Fixture | Incandescent |  | Standard A Lamp | 1 | 60 | Kitchen
Track | Halogen |  | PAR | 3 | 30 | Kitchen
Recessed - other | Incandescent |  | Standard A Lamp | 1 | 60 | Kitchen
Ceiling Fixture | Incandescent |  | Standard A Lamp | 1 | 60 | Laundry Room
Table | Incandescent |  | Standard A Lamp | 1 | 75 | Living Room
Floor lamp | Incandescent |  | Decorative | 4 | 40 | Living Room
Table | Incandescent |  | Standard A Lamp | 1 | 65 | Family Room
Wall Mount | Linear Fluorescent | 24 | T-12 | 1 | 20 | Bathroom
Ceiling Fixture | Incandescent |  | Standard A Lamp | 2 | 75 | Bedroom
Ceiling Fixture | Incandescent |  | Standard A Lamp | 1 | 75 | Bedroom
Ceiling Fixture | Compact Fluorescent |  | Twist | 1 | 22 | Hall
Ceiling Fixture | Incandescent |  | Standard A Lamp | 1 | 75 | Garage
Ceiling Fixture | Linear Fluorescent | 48 | T-8 | 2 | 32 | Garage
Ceiling Fixture | Incandescent |  | Heat Lamp | 1 | 150 | Garage
Recessed - other | Incandescent |  | Standard A Lamp | 1 | 75 | Hall
Recessed - other | Incandescent |  | Standard A Lamp | 2 | 75 | Kitchen
Ceiling Fixture | Incandescent |  | Standard A Lamp | 1 | 75 | Laundry Room
Chandelier (Hanging) | Incandescent |  | Standard A Lamp | 1 | 75 | Living Room
Wall Mount | Compact Fluorescent |  | Twist | 1 | 22 | Living Room
Table | Incandescent |  | Standard A Lamp | 1 | 75 | Living Room
Chandelier (Hanging) | Incandescent |  | Mini base | 3 | 40 | Office
Wall Mount | Linear Fluorescent | 24 | T-12 | 1 | 20 | Bathroom
Ceiling Fixture | Linear Fluorescent | 20 | T-8 | 2 | 20 | Bathroom
Wall Mount | Incandescent |  | Clear | 4 | 40 | Bathroom
Ceiling Fixture | Linear Fluorescent | 22 | T-8 | 2 | 16 | Hall
Ceiling Fixture | Incandescent |  | Standard A Lamp | 2 | 60 | Bedroom
Table | Incandescent |  | Standard A Lamp | 1 | 60 | Bedroom
Ceiling Fixture | Incandescent |  | Standard A Lamp | 2 | 60 | Bedroom
Table | Incandescent |  | Standard A Lamp | 1 | 100 | Bedroom
Recessed - other | Incandescent |  | Standard A Lamp | 1 | 100 | Bedroom
Ceiling Fixture | Incandescent |  | Standard A Lamp | 1 | 60 | Bedroom
Table | Incandescent |  | Standard A Lamp | 1 | 100 | Bedroom
Ceiling Fixture | Incandescent |  | Standard A Lamp | 2 | 60 | Closet
Ceiling Fan | Incandescent |  | Standard A Lamp | 3 | 60 | Dining Room
Ceiling Fixture | Compact Fluorescent |  | Twist | 3 | 22 | Dining Room
Ceiling Fixture | Incandescent |  | Standard A Lamp | 1 | 100 | Garage
Track | Other |  | Mercury Vapor | 1 | 150 | Garage
Ceiling Fixture | Compact Fluorescent |  | Twist | 2 | 15 | Kitchen
Ceiling Fan | Compact Fluorescent |  | Straight Tube | 2 | 28 | Kitchen
Ceiling Fixture | Compact Fluorescent |  | Twist | 1 | 15 | Kitchen
Ceiling Fixture | Compact Fluorescent |  | Twist | 1 | 15 | Laundry Room
Chandelier (Hanging) | Compact Fluorescent |  | Twist | 1 | 15 | Living Room
Table | Incandescent |  | Standard A Lamp | 1 | 100 | Living Room
Table | Compact Fluorescent |  | Twist | 1 | 15 | Living Room
Other | Linear Fluorescent |  | Fluorescent Other | 1 | 20 | Living Room
Low bay | Linear Fluorescent | 96 | T-12 | 2 | 100 | Other
Ceiling Fixture | Linear Fluorescent | 44 | T-12 | 2 | 32 | Other
Ceiling Fixture | Linear Fluorescent | 48 | T-8 | 2 | 32 | Bathroom
Wall Mount | Compact Fluorescent |  | Twist | 4 | 15 | Bathroom
Ceiling Fixture | Incandescent |  | Standard A Lamp | 2 | 60 | Bathroom
Floor lamp | Incandescent |  | Standard A Lamp | 1 | 60 | Bedroom
Ceiling Fixture | Incandescent |  | Standard A Lamp | 1 | 60 | Bedroom
Architectural | Incandescent |  | Decorative | 1 | 40 | Kitchen
Ceiling Fixture | Compact Fluorescent |  | Twist | 1 | 22 | Kitchen
Ceiling Fixture | Compact Fluorescent |  | Twist | 1 | 15 | Kitchen
Recessed - other | Linear Fluorescent | 16 | T-8 | 1 | 16 | Kitchen
Track | Halogen |  | PAR | 4 | 35 | Living Room
Chandelier (Hanging) | Incandescent |  | Standard A Lamp | 1 | 60 | Living Room
Other | Incandescent |  | Standard A Lamp | 1 | 40 | Living Room
Table | Incandescent |  | Standard A Lamp | 1 | 60 | Master Bedroom
Ceiling Fixture | Incandescent |  | Standard A Lamp | 2 | 60 | Master Bedroom
Table | Incandescent |  | Standard A Lamp | 1 | 60 | Office
Wall Mount | Compact Fluorescent |  | Twist | 1 | 15 | Office
Table | Linear Fluorescent | 16 | T-8 | 1 | 16 | Office
Table | Halogen |  | MR | 1 | 20 | Office
Wall Mount | Compact Fluorescent |  | Twist | 2 | 15 | Bathroom
Ceiling Fixture | Compact Fluorescent |  | Pin base | 1 | 22 | Bedroom
Table | Compact Fluorescent |  | Twist | 1 | 15 | Bedroom
Ceiling Fixture | Compact Fluorescent |  | Twist | 1 | 15 | Hall
Ceiling Fixture | Incandescent |  | Standard A Lamp | 1 | 40 | Kitchen
Recessed Can | Incandescent |  | Standard A Lamp | 1 | 60 | Kitchen
Wall Mount | Incandescent |  | Standard A Lamp | 1 | 60 | Kitchen
Ceiling Fixture | Compact Fluorescent |  | Twist | 1 | 26 | Laundry Room
Ceiling Fixture | Compact Fluorescent |  | Twist | 2 | 15 | Living Room
Ceiling Fixture | Compact Fluorescent |  | Twist | 1 | 15 | Office
Wall Mount | Compact Fluorescent |  | Twist | 2 | 15 | Bathroom
Ceiling Fixture | Compact Fluorescent |  | Twist | 1 | 15 | Bedroom
Ceiling Fixture | Compact Fluorescent |  | Twist | 1 | 15 | Bedroom
Table | Incandescent |  | Standard A Lamp | 1 | 60 | Bedroom
Ceiling Fixture | Compact Fluorescent |  | Twist | 1 | 15 | Hall
Recessed Can | Incandescent |  | Reflector | 1 | 65 | Kitchen
Ceiling Fixture | Incandescent |  | Standard A Lamp | 1 | 40 | Hall
Wall Mount | Incandescent |  | Globe | 6 | 60 | Bathroom
Wall Mount | Incandescent |  | Standard A Lamp | 1 | 40 | Bathroom
Recessed - other | Incandescent |  | Heat Lamp | 1 | 250 | Bathroom
Ceiling Fixture | Compact Fluorescent |  | Twist | 2 | 15 | Bathroom
Wall Mount | Incandescent |  | Decorative | 1 | 40 | Bedroom
Table | Incandescent |  | Standard A Lamp | 1 | 75 | Bedroom
Ceiling Fixture | Compact Fluorescent |  | Twist | 2 | 15 | Bedroom
Ceiling Fixture | Incandescent |  | Standard A Lamp | 1 | 60 | Living Room
Floor lamp | Incandescent |  | Standard A Lamp | 1 | 75 | Living Room
Table | Incandescent |  | 3-Way Incandescent | 1 | 75 | Living Room
Ceiling Fixture | Incandescent |  | Standard A Lamp | 1 | 60 | Bedroom
Ceiling Fixture | Compact Fluorescent |  | Twist | 1 | 15 | Bedroom
Ceiling Fixture | Incandescent |  | Standard A Lamp | 1 | 60 | Family Room
Table | Incandescent |  | Standard A Lamp | 1 | 75 | Family Room
Floor lamp | Incandescent |  | Standard A Lamp | 1 | 75 | Family Room
Ceiling Fixture | Incandescent |  | Standard A Lamp | 2 | 60 | Laundry Room
Ceiling Fixture | Incandescent |  | Standard A Lamp | 4 | 60 | Bedroom
Ceiling Fixture | Incandescent |  | Standard A Lamp | 1 | 60 | Bathroom
Wall Mount | Incandescent |  | Globe | 7 | 60 | Bathroom
Ceiling Fixture | Incandescent |  | Reflector | 1 | 65 | Bathroom
Wall Mount | Incandescent |  | Decorative | 1 | 60 | Bathroom
Wall Mount | Incandescent |  | Standard A Lamp | 1 | 60 | Bathroom
Ceiling Fixture | Incandescent |  | Reflector | 2 | 65 | Bathroom
Chandelier (Hanging) | Incandescent |  | Standard A Lamp | 2 | 60 | Bedroom
Chandelier (Hanging) | Incandescent |  | Standard A Lamp | 1 | 60 | Bedroom
Table | Incandescent |  | Standard A Lamp | 1 | 60 | Bedroom
Chandelier (Hanging) | Compact Fluorescent |  | Twist | 1 | 15 | Bedroom
Table | Compact Fluorescent |  | 3-Way CFL | 1 | 11 | Bedroom
Ceiling Fixture | Compact Fluorescent |  | Circline (Screw Base) | 1 | 22 | Closet
Ceiling Fixture | Incandescent |  | Standard A Lamp | 1 | 60 | Closet
Ceiling Fixture | Incandescent |  | Globe | 2 | 75 | Family Room
Chandelier (Hanging) | Incandescent |  | Standard A Lamp | 3 | 60 | Family Room
Table | Incandescent |  | Standard A Lamp | 1 | 60 | Family Room
Ceiling Fixture | Incandescent |  | Decorative | 1 | 40 | Family Room
Ceiling Fixture | Incandescent |  | Standard A Lamp | 2 | 60 | Hall
Chandelier (Hanging) | Incandescent |  | Decorative | 6 | 60 | Hall
Wall Mount | Incandescent |  | Standard A Lamp | 1 | 60 | Hall
Ceiling Fan | Compact Fluorescent |  | Twist | 6 | 15 | Kitchen
Chandelier (Hanging) | Incandescent |  | Decorative | 6 | 40 | Kitchen
Ceiling Fixture | Compact Fluorescent |  | Circline (Screw Base) | 1 | 28 | Living Room
Table | Compact Fluorescent |  | Twist | 1 | 15 | Living Room
Ceiling Fixture | Incandescent |  | Standard A Lamp | 1 | 60 | Living Room
Ceiling Fixture | Incandescent |  | Standard A Lamp | 1 | 40 | Other
Ceiling Fixture | Linear Fluorescent | 48 | T-12 | 3 | 40 | Other
Ceiling Fixture | Linear Fluorescent | 48 | T-12 | 2 | 40 | Other
Ceiling Fixture | Incandescent |  | Standard A Lamp | 1 | 60 | Other
Ceiling Fixture | Linear Fluorescent | 24 | T-12 | 2 | 20 | Other
Ceiling Fixture | Incandescent |  | Standard A Lamp | 1 | 60 | Bedroom
Ceiling Fixture | Incandescent |  | Standard A Lamp | 1 | 60 | Bedroom
Ceiling Fixture | Incandescent |  | Standard A Lamp | 1 | 100 | Garage
Garage door opener | Incandescent |  | Standard A Lamp | 1 | 60 | Garage
Wall Mount | Incandescent |  | Globe | 4 | 40 | Bathroom
Ceiling Fixture | Incandescent |  | Standard A Lamp | 1 | 60 | Hall
Ceiling Fixture | Incandescent |  | Standard A Lamp | 1 | 60 | Hall
Chandelier (Hanging) | Incandescent |  | Standard A Lamp | 5 | 60 | Kitchen
Ceiling Fixture | Linear Fluorescent | 48 | T-12 | 4 | 40 | Kitchen
Recessed Can | Incandescent |  | Reflector | 1 | 65 | Kitchen
Ceiling Fixture | Linear Fluorescent | 48 | T-12 | 2 | 40 | Laundry Room
Ceiling Fan | Incandescent |  | Standard A Lamp | 3 | 60 | Living Room
Table | Incandescent |  | Standard A Lamp | 1 | 60 | Living Room
Recessed Can | Incandescent |  | Reflector | 1 | 65 | Living Room
Wall Mount | Incandescent |  | Globe | 4 | 40 | Bathroom
Ceiling Fixture | Incandescent |  | Standard A Lamp | 2 | 60 | Master Bedroom
Ceiling Fixture | Linear Fluorescent | 48 | T-12 | 2 | 40 | Closet
Wall Mount | Compact Fluorescent |  | Twist | 5 | 15 | Bathroom
Ceiling Fixture | Compact Fluorescent |  | Twist | 2 | 23 | Bedroom
Table | Incandescent |  | Standard A Lamp | 1 | 100 | Bedroom
Wall Mount | Compact Fluorescent |  | Twist | 1 | 23 | Closet
Wall Mount | Compact Fluorescent |  | Twist | 1 | 23 | Closet
Ceiling Fixture | Compact Fluorescent |  | Pin base | 2 | 15 | Dining Room
Ceiling Fixture | Compact Fluorescent |  | Twist | 1 | 23 | Hall
High bay | Linear Fluorescent | 48 | T-12 | 2 | 40 | Garage
Ceiling Fan | Compact Fluorescent |  | Twist | 3 | 23 | Garage
Ceiling Fixture | Compact Fluorescent |  | Twist | 1 | 23 | Garage
Ceiling Fixture | Compact Fluorescent |  | Twist | 1 | 13 | Hall
Recessed Can | Compact Fluorescent |  | Twist | 1 | 15 | Kitchen
Recessed Can | Compact Fluorescent |  | Twist | 1 | 27 | Kitchen
Table | Compact Fluorescent |  | Twist | 1 | 17 | Kitchen
Low bay | Linear Fluorescent | 12 | T-5 | 1 | 13 | Kitchen
Ceiling Fixture | Compact Fluorescent |  | Twist | 1 | 27 | Laundry Room
Table | Compact Fluorescent |  | Twist | 1 | 23 | Living Room
Recessed - other | Incandescent |  | Reflector | 1 | 40 | Living Room
Wall Mount | Compact Fluorescent |  | Twist | 4 | 13 | Bathroom
Recessed - other | Compact Fluorescent |  | Twist | 1 | 15 | Bathroom
Ceiling Fixture | Compact Fluorescent |  | Twist | 2 | 23 | Master Bedroom
Table | Compact Fluorescent |  | Twist | 1 | 23 | Master Bedroom
Wall Mount | Compact Fluorescent |  | Twist | 1 | 27 | Closet
Ceiling Fixture | Compact Fluorescent |  | Twist | 2 | 23 | Office
Table | Compact Fluorescent |  | Twist | 1 | 23 | Office
Wall Mount | Incandescent |  | Standard A Lamp | 1 | 100 | Bathroom
Ceiling Fixture | Incandescent |  | Standard A Lamp | 1 | 100 | Bedroom
Table | Incandescent |  | Standard A Lamp | 1 | 60 | Bedroom
Ceiling Fixture | Incandescent |  | Standard A Lamp | 1 | 100 | Bedroom
Table | Incandescent |  | Standard A Lamp | 1 | 60 | Bedroom
Wall Mount | Incandescent |  | Standard A Lamp | 1 | 100 | Bathroom
Ceiling Fixture | Incandescent |  | Standard A Lamp | 1 | 100 | Bedroom
Ceiling Fixture | Incandescent |  | Standard A Lamp | 1 | 75 | Bedroom
Wall Mount | Incandescent |  | Standard A Lamp | 1 | 100 | Bedroom
Ceiling Fixture | Incandescent |  | Standard A Lamp | 1 | 100 | Closet
Ceiling Fixture | Incandescent |  | Standard A Lamp | 1 | 60 | Closet
Ceiling Fixture | Incandescent |  | Standard A Lamp | 1 | 40 | Closet
Ceiling Fixture | Incandescent |  | Standard A Lamp | 1 | 100 | Closet
Wall Mount | Incandescent |  | Standard A Lamp | 1 | 100 | Hall
Ceiling Fixture | Incandescent |  | Standard A Lamp | 1 | 60 | Kitchen
Ceiling Fixture | Incandescent |  | Standard A Lamp | 1 | 125 | Other
Ceiling Fixture | Incandescent |  | Standard A Lamp | 1 | 100 | Closet
Ceiling Fixture | Incandescent |  | Standard A Lamp | 1 | 100 | Closet
Ceiling Fixture | Incandescent |  | Standard A Lamp | 1 | 100 | Closet
Ceiling Fixture | Incandescent |  | Standard A Lamp | 3 | 100 | Family Room
Ceiling Fixture | Linear Fluorescent | 48 | T-12 | 2 | 60 | Kitchen
Wall Mount | Linear Fluorescent | 12 | T-12 | 1 | 20 | Kitchen
Wall Mount | Incandescent |  | Standard A Lamp | 1 | 100 | Kitchen
Ceiling Fixture | Incandescent |  | Standard A Lamp | 1 | 90 | Laundry Room
Ceiling Fixture | Incandescent |  | Standard A Lamp | 1 | 90 | Living Room
Ceiling Fixture | Incandescent |  | Standard A Lamp | 1 | 100 | Hall
Ceiling Fixture | Incandescent |  | Standard A Lamp | 1 | 100 | Hall
Ceiling Fixture | Incandescent |  | Standard A Lamp | 4 | 40 | Dining Room
Ceiling Fixture | Linear Fluorescent | 96 | T-12 | 4 | 60 | Kitchen
Ceiling Fixture | Incandescent |  | Standard A Lamp | 4 | 60 | Laundry Room
Ceiling Fixture | Linear Fluorescent | 96 | Fluorescent Other | 2 | 110 | Garage
Garage door opener | Incandescent |  | Standard A Lamp | 2 | 100 | Garage
Table | Incandescent |  | Standard A Lamp | 1 | 60 | Living Room
Table | Incandescent |  | 3-Way Incandescent | 1 | 100 | Living Room
Ceiling Fixture | Incandescent |  | Standard A Lamp | 1 | 60 | Hall
Ceiling Fixture | Linear Fluorescent | 48 | T-12 | 1 | 40 | Bathroom
Ceiling Fixture | Incandescent |  | Standard A Lamp | 1 | 60 | Bathroom
Ceiling Fixture | Incandescent |  | Standard A Lamp | 2 | 75 | Office
Ceiling Fixture | Incandescent |  | Standard A Lamp | 2 | 75 | Bedroom
Table | Incandescent |  | Standard A Lamp | 1 | 75 | Bedroom
Table | Incandescent |  | Decorative | 1 | 7 | Master Bedroom
Table | Incandescent |  | Standard A Lamp | 1 | 60 | Master Bedroom
Ceiling Fixture | Incandescent |  | Standard A Lamp | 2 | 75 | Master Bedroom
Wall Mount | Incandescent |  | Globe | 3 | 60 | Bathroom
Ceiling Fixture | Compact Fluorescent |  | Twist | 1 | 22 | Bathroom
Wall Mount | Incandescent |  | Standard A Lamp | 3 | 60 | Bathroom
Ceiling Fan | Incandescent |  | Globe | 3 | 40 | Bedroom
Wall Mount | Incandescent |  | Standard A Lamp | 1 | 60 | Bathroom
Ceiling Fixture | Compact Fluorescent |  | Twist | 1 | 22 | Bedroom
Ceiling Fixture | Incandescent |  | Standard A Lamp | 1 | 60 | Hall
Ceiling Fixture | Compact Fluorescent |  | Circline (Screw Base) | 1 | 36 | Laundry Room
Recessed Can | Incandescent |  | Standard A Lamp | 1 | 75 | Family Room
Ceiling Fixture | Linear Fluorescent | 48 | T-8 | 2 | 40 | Other
Ceiling Fixture | Linear Fluorescent | 48 | T-12 | 2 | 40 | Garage
Garage door opener | Incandescent |  | Standard A Lamp | 2 | 60 | Garage
Ceiling Fixture | Compact Fluorescent |  | Twist | 1 | 28 | Hall
Chandelier (Hanging) | Incandescent |  | Mini base | 5 | 25 | Kitchen
Ceiling Fixture | Linear Fluorescent | 48 | T-12 | 2 | 32 | Kitchen
Torchiere | Compact Fluorescent |  | Circline (Screw Base) | 1 | 28 | Living Room
Ceiling Fan | Compact Fluorescent |  | Twist | 4 | 22 | Master Bedroom
Table | Incandescent |  | Mini base | 1 | 25 | Master Bedroom
Ceiling Fan | Incandescent |  | Clear | 3 | 40 | Hall
Wall Mount | Incandescent |  | Standard A Lamp | 3 | 60 | Bathroom
Ceiling Fixture | Incandescent |  | Standard A Lamp | 2 | 60 | Bedroom
Ceiling Fixture | Incandescent |  | Standard A Lamp | 2 | 60 | Bedroom
Ceiling Fixture | Incandescent |  | Standard A Lamp | 2 | 60 | Bedroom
Torchiere | Incandescent |  | Standard A Lamp | 1 | 150 | Bedroom
Torchiere | Incandescent |  | Standard A Lamp | 1 | 60 | Bedroom
Table | Compact Fluorescent |  | Mini base | 1 | 7 | Bedroom
Ceiling Fixture | Incandescent |  | Standard A Lamp | 2 | 60 | Family Room
Ceiling Fixture | Compact Fluorescent |  | Twist | 2 | 15 | Family Room
Torchiere | Incandescent |  | Standard A Lamp | 1 | 60 | Family Room
Wall Mount | Incandescent |  | Standard A Lamp | 2 | 60 | Bathroom
Ceiling Fixture | Incandescent |  | Standard A Lamp | 2 | 60 | Bedroom
Ceiling Fixture | Incandescent |  | Standard A Lamp | 2 | 60 | Bedroom
Other | Incandescent |  | Mini base | 1 | 7 | Bedroom
Wall Mount | Compact Fluorescent |  | Twist | 1 | 15 | Other
Ceiling Fixture | Incandescent |  | Reflector | 1 | 125 | Garage
Ceiling Fixture | Incandescent |  | Standard A Lamp | 1 | 100 | Garage
Garage door opener | Incandescent |  | Standard A Lamp | 1 | 60 | Garage
Chandelier (Hanging) | Incandescent |  | Standard A Lamp | 5 | 60 | Kitchen
Recessed Can | Incandescent |  | Reflector | 1 | 65 | Kitchen
Recessed Can | Compact Fluorescent |  | Reflector | 1 | 15 | Kitchen
Ceiling Fixture | Incandescent |  | Standard A Lamp | 2 | 60 | Laundry Room
Ceiling Fixture | Incandescent |  | Standard A Lamp | 2 | 60 | Bathroom
Wall Mount | Incandescent |  | Standard A Lamp | 4 | 60 | Bathroom
Ceiling Fixture | Incandescent |  | Standard A Lamp | 1 | 60 | Master Bedroom
Ceiling Fan | Incandescent |  | Standard A Lamp | 2 | 60 | Master Bedroom
Wall Mount | Incandescent |  | Standard A Lamp | 1 | 60 | Other
Ceiling Fan | Incandescent |  | Standard A Lamp | 4 | 60 | Family Room
Table | Compact Fluorescent |  | Twist | 1 | 15 | Family Room
Ceiling Fixture | Incandescent |  | Standard A Lamp | 1 | 60 | Family Room
Recessed Can | Incandescent |  | Reflector | 1 | 50 | Bathroom
Wall Mount | Incandescent |  | Mini base | 1 | 7 | Bathroom
Wall Mount | Compact Fluorescent |  | Globe | 5 | 15 | Bathroom
Wall Mount | Incandescent |  | Other | 1 | 5 | Bathroom
Table | Compact Fluorescent |  | Twist | 1 | 15 | Bedroom
Wall Mount | Compact Fluorescent |  | Twist | 1 | 15 | Closet
Recessed Can | Compact Fluorescent |  | Twist | 1 | 15 | Closet
Recessed - other | Compact Fluorescent |  | Reflector | 1 | 15 | Closet
Recessed - other | Compact Fluorescent |  | Reflector | 1 | 15 | Closet
Chandelier (Hanging) | Incandescent |  | Mini base | 6 | 60 | Dining Room
Recessed Can | Compact Fluorescent |  | Twist | 1 | 15 | Hall
Other | Incandescent |  | Other | 9 | 40 | Hall
Table | Incandescent |  | Mini base | 1 | 25 | Hall
Wall Mount | Incandescent |  | Mini base | 1 | 7 | Hall
Recessed Can | Incandescent |  | Reflector | 1 | 65 | Family Room
Torchiere | Compact Fluorescent |  | Twist | 1 | 15 | Family Room
Ceiling Fixture | Linear Fluorescent | 48 | T-12 | 4 | 40 | Garage
Ceiling Fixture | Halogen |  | Quartz Tube | 1 | 300 | Garage
Wall Mount | Linear Fluorescent | 12 | T-5 | 1 | 12 | Garage
Table | Linear Fluorescent | 12 | T-12 | 1 | 15 | Garage
Garage door opener | Compact Fluorescent |  | Twist | 1 | 15 | Garage
Recessed Can | Compact Fluorescent |  | Reflector | 1 | 15 | Family Room
Torchiere | Incandescent |  | 3-Way Incandescent | 1 | 150 | Family Room
Floor lamp | Compact Fluorescent |  | Twist | 1 | 15 | Family Room
Recessed Can | Compact Fluorescent |  | Reflector | 1 | 15 | Hall
Recessed Can | Incandescent |  | Reflector | 1 | 65 | Hall
Recessed Can | Compact Fluorescent |  | Reflector | 1 | 15 | Kitchen
Ceiling Fixture | Incandescent |  | Reflector | 1 | 45 | Dining Room
Wall Mount | Linear Fluorescent | 18 | T-8 | 1 | 15 | Dining Room
Recessed Can | Incandescent |  | Reflector | 1 | 65 | Dining Room
Recessed Can | Compact Fluorescent |  | Reflector | 1 | 15 | Hall
Chandelier (Hanging) | Incandescent |  | Mini base | 1 | 60 | Hall
Ceiling Fixture | Linear Fluorescent | 48 | T-12 | 4 | 40 | Laundry Room
Torchiere | Compact Fluorescent |  | Twist | 1 | 15 | Living Room
Recessed Can | Compact Fluorescent |  | Reflector | 1 | 15 | Living Room
Recessed - other | Compact Fluorescent |  | Reflector | 2 | 15 | Living Room
Wall Mount | Incandescent |  | Standard A Lamp | 1 | 40 | Living Room
Recessed Can | Incandescent |  | Reflector | 1 | 50 | Bathroom
Table | Compact Fluorescent |  | Twist | 1 | 15 | Master Bedroom
Table | Compact Fluorescent |  | Twist | 1 | 15 | Master Bedroom
Recessed Can | Incandescent |  | Reflector | 1 | 65 | Office
Table | Compact Fluorescent |  | Twist | 1 | 15 | Office
Floor lamp | Incandescent |  | Standard A Lamp | 3 | 60 | Office
Floor lamp | Incandescent |  | 3-Way Incandescent | 1 | 150 | Office
Recessed - other | Compact Fluorescent |  | Reflector | 1 | 15 | Bathroom
Ceiling Fixture | Compact Fluorescent |  | Twist | 1 | 15 | Bathroom
Wall Mount | Compact Fluorescent |  | Globe | 6 | 11 | Bathroom
Ceiling Fixture | Incandescent |  | Standard A Lamp | 2 | 40 | Bedroom
Table | Incandescent |  | Standard A Lamp | 1 | 40 | Bedroom
Ceiling Fixture | Incandescent |  | Standard A Lamp | 2 | 60 | Bedroom
Ceiling Fixture | Incandescent |  | Standard A Lamp | 2 | 60 | Bedroom
Recessed Can | Incandescent |  | Reflector | 1 | 65 | Family Room
Ceiling Fixture | Incandescent |  | Standard A Lamp | 1 | 60 | Garage
Garage door opener | Incandescent |  | Standard A Lamp | 1 | 40 | Garage
Wall Mount | Incandescent |  | Globe | 4 | 40 | Bathroom
Chandelier (Hanging) | Incandescent |  | Decorative | 3 | 25 | Hall
Ceiling Fan | Compact Fluorescent |  | Twist | 2 | 15 | Hall
Ceiling Fixture | Compact Fluorescent |  | Twist | 2 | 22 | Hall
Recessed Can | Compact Fluorescent |  | Reflector | 1 | 22 | Kitchen
Chandelier (Hanging) | Incandescent |  | Clear | 1 | 100 | Kitchen
Ceiling Fixture | Incandescent |  | Standard A Lamp | 2 | 40 | Laundry Room
Chandelier (Hanging) | Incandescent |  | Decorative | 5 | 25 | Living Room
Table | Incandescent |  | Standard A Lamp | 1 | 40 | Living Room
Table | Incandescent |  | Standard A Lamp | 1 | 100 | Living Room
Wall Mount | Incandescent |  | Globe | 5 | 40 | Bathroom
Ceiling Fixture | Incandescent |  | Standard A Lamp | 1 | 60 | Bathroom
Table | Incandescent |  | Standard A Lamp | 1 | 100 | Bedroom
Ceiling Fixture | Incandescent |  | Standard A Lamp | 1 | 60 | Closet
Ceiling Fixture | Incandescent |  | Standard A Lamp | 1 | 60 | Bedroom
Ceiling Fixture | Incandescent |  | Decorative | 2 | 40 | Family Room
Wall Mount | Compact Fluorescent |  | Twist | 1 | 15 | Bathroom
Ceiling Fan | Incandescent |  | Standard A Lamp | 1 | 60 | Bathroom
Ceiling Fixture | Incandescent |  | Standard A Lamp | 1 | 60 | Bedroom
Ceiling Fixture | Compact Fluorescent |  | Twist | 1 | 15 | Bedroom
Ceiling Fan | Compact Fluorescent |  | Twist | 3 | 15 | Dining Room
Ceiling Fan | Compact Fluorescent |  | Twist | 1 | 15 | Dining Room
Recessed Can | Compact Fluorescent |  | A shape bulb | 1 | 15 | Dining Room
Ceiling Fixture | Compact Fluorescent |  | Twist | 2 | 15 | Dining Room
Ceiling Fixture | Incandescent |  | Standard A Lamp | 2 | 60 | Garage
Ceiling Fixture | Compact Fluorescent |  | Twist | 1 | 15 | Garage
Garage door opener | Incandescent |  | Standard A Lamp | 2 | 60 | Garage
Ceiling Fixture | Linear Fluorescent | 48 | T-12 | 4 | 40 | Kitchen
Ceiling Fixture | Compact Fluorescent |  | Twist | 1 | 15 | Kitchen
Recessed Can | Compact Fluorescent |  | A shape bulb | 1 | 15 | Laundry Room
Ceiling Fixture | Linear Fluorescent | 48 | T-12 | 4 | 40 | Laundry Room
Recessed Can | Compact Fluorescent |  | A shape bulb | 1 | 15 | Living Room
Floor lamp | Compact Fluorescent |  | Twist | 1 | 15 | Living Room
Ceiling Fan | Incandescent |  | Standard A Lamp | 1 | 60 | Master Bedroom
Table | Compact Fluorescent |  | Twist | 1 | 15 | Master Bedroom
Wall Mount | Incandescent |  | Globe | 2 | 40 | Bathroom
Wall Mount | Compact Fluorescent |  | Twist | 2 | 15 | Bathroom
Wall Mount | Incandescent |  | Standard A Lamp | 3 | 60 | Bathroom
Table | Incandescent |  | Standard A Lamp | 1 | 75 | Bedroom
Table | Compact Fluorescent |  | Twist | 1 | 22 | Bedroom
Torchiere | Incandescent |  | Standard A Lamp | 2 | 75 | Other
Table | Incandescent |  | Standard A Lamp | 1 | 75 | Bedroom
Ceiling Fan | Compact Fluorescent |  | Twist | 1 | 22 | Living Room
Ceiling Fixture | Incandescent |  | Standard A Lamp | 1 | 60 | Hall
Ceiling Fixture | Incandescent |  | Standard A Lamp | 2 | 40 | Kitchen
Ceiling Fixture | Incandescent |  | Standard A Lamp | 1 | 40 | Laundry Room
Torchiere | Incandescent |  | Standard A Lamp | 1 | 100 | Family Room
Floor lamp | Compact Fluorescent |  | Twist | 1 | 15 | Family Room
Floor lamp | Incandescent |  | Standard A Lamp | 1 | 100 | Family Room
Chandelier (Hanging) | Incandescent |  | Standard A Lamp | 1 | 60 | Family Room
Ceiling Fixture | Linear Fluorescent | 48 | T-12 | 2 | 40 | Other
Ceiling Fixture | Incandescent |  | Standard A Lamp | 1 | 60 | Other
Wall Mount | Compact Fluorescent |  | Twist | 3 | 15 | Bathroom
Ceiling Fixture | Compact Fluorescent |  | Twist | 1 | 15 | Bedroom
Table | Compact Fluorescent |  | Twist | 1 | 15 | Bedroom
Recessed Can | Compact Fluorescent |  | Reflector | 1 | 15 | Garage
Ceiling Fixture | Compact Fluorescent |  | Twist | 1 | 15 | Garage
Garage door opener | Incandescent |  | Standard A Lamp | 2 | 60 | Garage
Ceiling Fixture | Compact Fluorescent |  | Twist | 1 | 15 | Hall
Ceiling Fixture | Halogen |  | MR | 4 | 50 | Kitchen
Recessed Can | Compact Fluorescent |  | Twist | 1 | 15 | Kitchen
Ceiling Fixture | Compact Fluorescent |  | Twist | 1 | 15 | Laundry Room
Recessed Can | Compact Fluorescent |  | Reflector | 1 | 15 | Living Room
Table | Compact Fluorescent |  | Twist | 1 | 15 | Living Room
Ceiling Fixture | Compact Fluorescent |  | Twist | 1 | 15 | Master Bedroom
Table | Compact Fluorescent |  | Twist | 1 | 15 | Master Bedroom
Ceiling Fixture | Compact Fluorescent |  | Twist | 1 | 15 | Bathroom
Ceiling Fixture | Compact Fluorescent |  | Twist | 1 | 15 | Closet
Ceiling Fixture | Compact Fluorescent |  | Twist | 1 | 15 | Office
Table | Halogen |  | Quartz Tube | 1 | 30 | Office
Recessed Can | Incandescent |  | Reflector | 1 | 60 | Other
Wall Mount | Incandescent |  | Standard A Lamp | 4 | 40 | Bathroom
Wall Mount | Compact Fluorescent |  | Twist | 3 | 15 | Bathroom
Ceiling Fan | Incandescent |  | Standard A Lamp | 3 | 60 | Bedroom
Ceiling Fan | Incandescent |  | Standard A Lamp | 2 | 60 | Bedroom
Floor lamp | Compact Fluorescent |  | Straight Tube | 1 | 15 | Bedroom
Ceiling Fixture | Linear Fluorescent | 48 | T-8 | 2 | 40 | Bedroom
Table | Incandescent |  | Standard A Lamp | 1 | 60 | Bedroom
Ceiling Fixture | Linear Fluorescent | 48 | T-8 | 2 | 40 | Bedroom
Ceiling Fixture | Compact Fluorescent |  | Twist | 2 | 15 | Other
Table | Compact Fluorescent |  | Twist | 1 | 15 | Family Room
Ceiling Fixture | Linear Fluorescent | 60 | T-12 | 2 | 100 | Garage
Ceiling Fixture | Compact Fluorescent |  | Twist | 2 | 15 | Hall
Chandelier (Hanging) | Compact Fluorescent |  | Twist | 6 | 15 | Kitchen
Ceiling Fixture | Linear Fluorescent | 48 | T-8 | 2 | 40 | Kitchen
Ceiling Fixture | Linear Fluorescent | 48 | T-8 | 2 | 60 | Laundry Room
Ceiling Fixture | Linear Fluorescent | 48 | T-8 | 2 | 40 | Other
Floor lamp | Incandescent |  | Standard A Lamp | 2 | 60 | Other
Table | Compact Fluorescent |  | Twist | 1 | 15 | Other
Wall Mount | Incandescent |  | Globe | 6 | 40 | Bathroom
Wall Mount | Incandescent |  | Globe | 4 | 40 | Bathroom
Recessed - other | Incandescent |  | Heat Lamp | 1 | 150 | Bathroom
Wall Mount | Incandescent |  | Mini base | 6 | 60 | Bathroom
Wall Mount | Compact Fluorescent |  | Twist | 1 | 22 | Bedroom
Ceiling Fixture | Compact Fluorescent |  | Twist | 3 | 22 | Bedroom
Wall Mount | Compact Fluorescent |  | Twist | 1 | 15 | Bedroom
Floor lamp | Incandescent |  | Standard A Lamp | 1 | 75 | Bedroom
Ceiling Fixture | Linear Fluorescent | 24 | T-8 | 2 | 20 | Family Room
Floor lamp | Incandescent |  | Standard A Lamp | 2 | 60 | Family Room
Table | Incandescent |  | Decorative | 2 | 40 | Family Room
Chandelier (Hanging) | Incandescent |  | Mini base | 8 | 40 | Family Room
Floor lamp | Compact Fluorescent |  | Twist | 2 | 22 | Family Room
Recessed Can | Compact Fluorescent |  | Flood | 1 | 22 | Family Room
Table | Halogen |  | Quartz Tube | 1 | 30 | Family Room
Recessed Can | Halogen |  | PAR | 1 | 50 | Kitchen
Recessed Can | Halogen |  | PAR | 1 | 50 | Kitchen
Track | Compact Fluorescent |  | Flood | 2 | 22 | Master Bedroom
Wall Mount | Compact Fluorescent |  | Twist | 1 | 15 | Master Bedroom
Wall Mount | Incandescent |  | Standard A Lamp | 2 | 65 | Master Bedroom
Track | Incandescent |  | Reflector | 2 | 65 | Office
Recessed Can | Incandescent |  | Reflector | 1 | 65 | Hall
Wall Mount | Halogen |  | Quartz Tube | 1 | 50 | Hall
Exterior | Compact Fluorescent |  | Flood | 2 | 22 | Other
Ceiling Fixture | Linear Fluorescent | 96 | T-12 | 2 | 100 | Laundry Room
Ceiling Fixture | Compact Fluorescent |  | Twist | 1 | 22 | Bathroom
Ceiling Fixture | Compact Fluorescent |  | Twist | 1 | 22 | Bedroom
Ceiling Fixture | Other |  | LED Interior | 1 | 2 | Bedroom
Table | Compact Fluorescent |  | Twist | 1 | 15 | Bedroom
Ceiling Fixture | Compact Fluorescent |  | Twist | 1 | 28 | Other
Ceiling Fixture | Incandescent |  | Standard A Lamp | 1 | 60 | Kitchen
Ceiling Fixture | Compact Fluorescent |  | 3-Way CFL | 1 | 15 | Laundry Room
Floor lamp | Compact Fluorescent |  | Twist | 1 | 22 | Living Room
Ceiling Fan | Compact Fluorescent |  | Twist | 3 | 15 | Living Room
Ceiling Fixture | Other |  | LED Interior | 1 | 2 | Living Room
Ceiling Fixture | Compact Fluorescent |  | Twist | 1 | 15 | Living Room
Ceiling Fixture | Incandescent |  | Standard A Lamp | 1 | 60 | Other
Wall Mount | Compact Fluorescent |  | Twist | 5 | 15 | Bathroom
Recessed - other | Incandescent |  | Heat Lamp | 1 | 250 | Bathroom
Recessed Can | Compact Fluorescent |  | Reflector | 1 | 22 | Master Bedroom
Table | Incandescent |  | 3-Way Incandescent | 1 | 150 | Master Bedroom
Ceiling Fixture | Linear Fluorescent | 48 | T-12 | 2 | 40 | Garage
Chandelier (Hanging) | Compact Fluorescent |  | Twist | 1 | 15 | Bedroom
Chandelier (Hanging) | Compact Fluorescent |  | Twist | 1 | 15 | Hall
Recessed Can | Compact Fluorescent |  | Reflector | 1 | 22 | Hall
Recessed Can | Compact Fluorescent |  | Reflector | 1 | 22 | Kitchen
Chandelier (Hanging) | Compact Fluorescent |  | Twist | 1 | 15 | Laundry Room
Floor lamp | Incandescent |  | 3-Way Incandescent | 1 | 150 | Living Room
Table | Incandescent |  | Standard A Lamp | 1 | 60 | Living Room
Wall Mount | Compact Fluorescent |  | Globe | 5 | 15 | Bathroom
Recessed Can | Compact Fluorescent |  | Reflector | 1 | 22 | Closet
Wall Mount | Compact Fluorescent |  | Globe | 6 | 15 | Bathroom
Recessed Can | Compact Fluorescent |  | Reflector | 1 | 22 | Bedroom
Table | Incandescent |  | Standard A Lamp | 1 | 60 | Bedroom
Track | Compact Fluorescent |  | Reflector | 3 | 22 | Office
Chandelier (Hanging) | Compact Fluorescent |  | Twist | 1 | 15 | Hall
Chandelier (Hanging) | Incandescent |  | Standard A Lamp | 1 | 100 | Bathroom
Ceiling Fixture | Incandescent |  | Standard A Lamp | 1 | 100 | Bedroom
Ceiling Fixture | Incandescent |  | Standard A Lamp | 1 | 100 | Bedroom
Ceiling Fan | Incandescent |  | Standard A Lamp | 1 | 100 | Bedroom
Table | Linear Fluorescent | 18 | T-8 | 1 | 15 | Bedroom
Ceiling Fixture | Incandescent |  | Standard A Lamp | 1 | 100 | Hall
Ceiling Fixture | Incandescent |  | Standard A Lamp | 1 | 90 | Kitchen
Architectural | Compact Fluorescent |  | Twist | 1 | 26 | Kitchen
Ceiling Fan | Incandescent |  | Standard A Lamp | 1 | 100 | Kitchen
Table | Incandescent |  | Standard A Lamp | 1 | 100 | Kitchen
Ceiling Fan | Incandescent |  | Standard A Lamp | 3 | 60 | Living Room
Ceiling Fixture | Incandescent |  | Standard A Lamp | 2 | 60 | Living Room
Table | Incandescent |  | Standard A Lamp | 1 | 100 | Living Room
Ceiling Fixture | Compact Fluorescent |  | Twist | 1 | 28 | Closet
Ceiling Fixture | Compact Fluorescent |  | Twist | 1 | 22 | Dining Room
Ceiling Fixture | Halogen |  | MR | 1 | 30 | Dining Room
Ceiling Fixture | Incandescent |  | Reflector | 1 | 65 | Dining Room
Ceiling Fixture | Incandescent |  | Reflector | 1 | 65 | Living Room
Table | Incandescent |  | Standard A Lamp | 1 | 40 | Living Room
Table | Incandescent |  | 3-Way Incandescent | 2 | 100 | Master Bedroom
Ceiling Fixture | Incandescent |  | Reflector | 1 | 65 | Master Bedroom
Ceiling Fixture | Incandescent |  | Reflector | 1 | 65 | Bathroom
Track | Incandescent |  | Standard A Lamp | 3 | 60 | Bathroom
Ceiling Fixture | Incandescent |  | Reflector | 1 | 65 | Other
Ceiling Fixture | Incandescent |  | Reflector | 1 | 65 | Hall
Ceiling Fixture | Compact Fluorescent |  | Twist | 3 | 22 | Hall
Recessed Can | Compact Fluorescent |  | Twist | 1 | 22 | Living Room
Table | Incandescent |  | Standard A Lamp | 1 | 40 | Living Room
Ceiling Fixture | Incandescent |  | Standard A Lamp | 3 | 60 | Living Room
Table | Incandescent |  | Standard A Lamp | 1 | 40 | Bedroom
Ceiling Fixture | Incandescent |  | Reflector | 1 | 65 | Bedroom
Ceiling Fixture | Compact Fluorescent |  | Twist | 3 | 22 | Bedroom
Ceiling Fixture | Incandescent |  | Reflector | 1 | 60 | Other
Recessed Can | Halogen |  | PAR | 1 | 65 | Family Room
Table | Incandescent |  | Standard A Lamp | 1 | 60 | Family Room
Ceiling Fixture | Incandescent |  | Decorative | 1 | 60 | Other
Ceiling Fixture | Incandescent |  | Standard A Lamp | 1 | 60 | Other
Ceiling Fixture | Incandescent |  | Standard A Lamp | 2 | 40 | Other
Ceiling Fixture | Incandescent |  | Reflector | 3 | 65 | Hall
Ceiling Fixture | Incandescent |  | Reflector | 1 | 65 | Bedroom
Ceiling Fixture | Incandescent |  | Standard A Lamp | 5 | 65 | Bathroom
Chandelier (Hanging) | Compact Fluorescent |  | Twist | 1 | 22 | Bathroom
Ceiling Fixture | Incandescent |  | Standard A Lamp | 1 | 65 | Bathroom
Ceiling Fixture | Incandescent |  | Reflector | 1 | 65 | Bedroom
Ceiling Fixture | Incandescent |  | Standard A Lamp | 3 | 65 | Bedroom
Table | Incandescent |  | 3-Way Incandescent | 1 | 100 | Bedroom
Ceiling Fixture | Incandescent |  | Standard A Lamp | 3 | 65 | Hall
Ceiling Fixture | Incandescent |  | Standard A Lamp | 1 | 65 | Other
Ceiling Fixture | Incandescent |  | Standard A Lamp | 2 | 60 | Hall
Ceiling Fixture | Incandescent |  | Reflector | 1 | 65 | Other
Table | Incandescent |  | Standard A Lamp | 1 | 40 | Other
Ceiling Fixture | Incandescent |  | Standard A Lamp | 2 | 65 | Laundry Room
Chandelier (Hanging) | Incandescent |  | Globe | 3 | 60 | Hall
Ceiling Fixture | Incandescent |  | Standard A Lamp | 2 | 65 | Other
Ceiling Fixture | Incandescent |  | Reflector | 1 | 60 | Other
Chandelier (Hanging) | Incandescent |  | Standard A Lamp | 3 | 65 | Hall
Recessed Can | Incandescent |  | Reflector | 1 | 65 | Hall
Ceiling Fixture | Incandescent |  | Standard A Lamp | 2 | 65 | Bedroom
Track | Halogen |  | MR | 5 | 30 | Bathroom
Ceiling Fixture | Incandescent |  | Standard A Lamp | 3 | 65 | Bathroom
Ceiling Fixture | Incandescent |  | Reflector | 1 | 65 | Bedroom
Ceiling Fixture | Linear Fluorescent | 96 | T-12 | 2 | 100 | Garage
Ceiling Fixture | Incandescent |  | Reflector | 1 | 65 | Hall
Recessed Can | Incandescent |  | Reflector | 1 | 65 | Bedroom
Ceiling Fixture | Incandescent |  | Reflector | 1 | 65 | Bathroom
Track | Incandescent |  | Standard A Lamp | 3 | 40 | Bathroom
Ceiling Fixture | Compact Fluorescent |  | Twist | 1 | 22 | Hall
Ceiling Fixture | Incandescent |  | Standard A Lamp | 3 | 40 | Other
Ceiling Fixture | Compact Fluorescent |  | Twist | 1 | 22 | Kitchen
Ceiling Fixture | Incandescent |  | Reflector | 1 | 65 | Kitchen
Wall Mount | Compact Fluorescent |  | Twist | 3 | 13 | Bathroom
Ceiling Fixture | Incandescent |  | Standard A Lamp | 2 | 60 | Bathroom
Ceiling Fixture | Incandescent |  | Standard A Lamp | 1 | 60 | Bathroom
Ceiling Fixture | Compact Fluorescent |  | Twist | 2 | 13 | Bedroom
Table | Compact Fluorescent |  | Twist | 1 | 14 | Bedroom
Ceiling Fixture | Incandescent |  | Standard A Lamp | 2 | 60 | Bedroom
Table | Compact Fluorescent |  | Twist | 1 | 13 | Bedroom
Ceiling Fan | Compact Fluorescent |  | Twist | 2 | 13 | Dining Room
Chandelier (Hanging) | Incandescent |  | Standard A Lamp | 9 | 60 | Hall
Ceiling Fixture | Compact Fluorescent |  | Twist | 1 | 13 | Hall
Ceiling Fixture | Compact Fluorescent |  | Twist | 2 | 13 | Family Room
Floor lamp | Compact Fluorescent |  | Pin base | 1 | 27 | Family Room
Chandelier (Hanging) | Incandescent |  | Standard A Lamp | 6 | 60 | Dining Room
Wall Mount | Incandescent |  | Standard A Lamp | 2 | 60 | Dining Room
Ceiling Fixture | Compact Fluorescent |  | Twist | 1 | 13 | Hall
Ceiling Fixture | Linear Fluorescent | 48 | T-8 | 2 | 32 | Kitchen
Recessed Can | Incandescent |  | Reflector | 1 | 65 | Laundry Room
Table | Compact Fluorescent |  | Twist | 1 | 13 | Living Room
Table | Compact Fluorescent |  | Twist | 1 | 19 | Living Room
Floor lamp | Incandescent |  | Standard A Lamp | 1 | 60 | Living Room
Floor lamp | Compact Fluorescent |  | Twist | 1 | 19 | Living Room
Wall Mount | Compact Fluorescent |  | Twist | 4 | 13 | Bathroom
Ceiling Fixture | Compact Fluorescent |  | Twist | 2 | 23 | Master Bedroom
Table | Compact Fluorescent |  | Twist | 1 | 14 | Master Bedroom
Ceiling Fixture | Linear Fluorescent | 48 | T-12 | 2 | 40 | Closet
Ceiling Fixture | Compact Fluorescent |  | Pin base | 2 | 26 | Office
Floor lamp | Compact Fluorescent |  | A shape bulb | 2 | 15 | Office
Table | Compact Fluorescent |  | Twist | 1 | 13 | Office
Ceiling Fixture | Incandescent |  | Standard A Lamp | 3 | 60 | Family Room
Torchiere | Halogen |  | Quartz Tube | 1 | 100 | Family Room
Table | Incandescent |  | Clear | 1 | 40 | Family Room
Recessed Can | Incandescent |  | Reflector | 1 | 65 | Family Room
Ceiling Fixture | Compact Fluorescent |  | Twist | 1 | 22 | Other
Ceiling Fixture | Incandescent |  | Reflector | 1 | 75 | Other
Ceiling Fixture | Incandescent |  | Standard A Lamp | 3 | 60 | Bedroom
Garage door opener | Incandescent |  | Standard A Lamp | 1 | 60 | Garage
Ceiling Fixture | Incandescent |  | Reflector | 1 | 65 | Garage
Ceiling Fixture | Incandescent |  | Standard A Lamp | 1 | 60 | Hall
Ceiling Fan | Incandescent |  | Standard A Lamp | 4 | 100 | Kitchen
Ceiling Fixture | Linear Fluorescent | 48 | T-12 | 2 | 40 | Kitchen
Ceiling Fixture | Compact Fluorescent |  | Twist | 1 | 36 | Laundry Room
Recessed Can | Incandescent |  | Reflector | 1 | 100 | Living Room
Table | Incandescent |  | Clear | 1 | 40 | Living Room
Table | Incandescent |  | Standard A Lamp | 1 | 150 | Living Room
Floor lamp | Incandescent |  | Standard A Lamp | 1 | 150 | Living Room
Ceiling Fixture | Compact Fluorescent |  | Twist | 3 | 22 | Living Room
Wall Mount | Incandescent |  | Standard A Lamp | 3 | 100 | Bathroom
Ceiling Fixture | Incandescent |  | Standard A Lamp | 3 | 60 | Bedroom
Wall Mount | Incandescent |  | Standard A Lamp | 4 | 60 | Bathroom
Other | Incandescent |  | Decorative | 1 | 5 | Bathroom
Ceiling Fixture | Incandescent |  | Standard A Lamp | 3 | 60 | Master Bedroom
Floor lamp | Incandescent |  | Reflector | 2 | 50 | Master Bedroom
Ceiling Fixture | Incandescent |  | Standard A Lamp | 1 | 60 | Hall
Wall Mount | Incandescent |  | Globe | 4 | 40 | Bathroom
Ceiling Fixture | Incandescent |  | Standard A Lamp | 1 | 60 | Bathroom
Ceiling Fixture | Linear Fluorescent | 48 | T-12 | 2 | 32 | Bedroom
Table | Incandescent |  | Mini base | 1 | 25 | Bedroom
Wall Mount | Compact Fluorescent |  | A shape bulb | 1 | 22 | Bedroom
Floor lamp | Incandescent |  | 3-Way Incandescent | 1 | 75 | Bedroom
Ceiling Fixture | Linear Fluorescent | 48 | T-12 | 2 | 40 | Kitchen
Wall Mount | Compact Fluorescent |  | Twist | 1 | 15 | Living Room
Ceiling Fixture | Compact Fluorescent |  | Twist | 2 | 15 | Bathroom
Ceiling Fixture | Linear Fluorescent | 24 | T-12 | 4 | 20 | Kitchen
Ceiling Fixture | Incandescent |  | Standard A Lamp | 1 | 60 | Kitchen
Floor lamp | Compact Fluorescent |  | Twist | 1 | 22 | Family Room
Table | Compact Fluorescent |  | Twist | 1 | 15 | Family Room
Ceiling Fixture | Linear Fluorescent | 48 | T-12 | 2 | 40 | Garage
Garage door opener | Incandescent |  | Standard A Lamp | 2 | 40 | Garage
Ceiling Fixture | Incandescent |  | Standard A Lamp | 1 | 75 | Closet
Wall Mount | Compact Fluorescent |  | Twist | 2 | 15 | Master Bedroom
Table | Compact Fluorescent |  | Twist | 1 | 15 | Master Bedroom
Ceiling Fixture | Incandescent |  | Standard A Lamp | 1 | 60 | Bedroom
Table | Incandescent |  | Standard A Lamp | 1 | 60 | Bedroom
Ceiling Fixture | Compact Fluorescent |  | Twist | 1 | 15 | Hall
Recessed Can | Incandescent |  | Reflector | 1 | 65 | Hall
Ceiling Fixture | Compact Fluorescent |  | Twist | 1 | 15 | Bedroom
Wall Mount | Incandescent |  | Mini base | 4 | 40 | Bathroom
Floor lamp | Incandescent |  | Standard A Lamp | 1 | 60 | Living Room
Table | Compact Fluorescent |  | Twist | 1 | 15 | Living Room
Chandelier (Hanging) | Incandescent |  | Mini base | 3 | 60 | Dining Room
Ceiling Fixture | Incandescent |  | Standard A Lamp | 1 | 60 | Other
Wall Mount | Incandescent |  | Standard A Lamp | 3 | 75 | Bathroom
Floor lamp | Incandescent |  | Standard A Lamp | 2 | 60 | Bedroom
Track | Compact Fluorescent |  | Twist | 4 | 15 | Bedroom
Track | Incandescent |  | Standard A Lamp | 3 | 75 | Bedroom
Table | Incandescent |  | Decorative | 1 | 100 | Bedroom
Ceiling Fixture | Linear Fluorescent | 48 | T-12 | 2 | 40 | Garage
Wall Mount | Incandescent |  | Standard A Lamp | 1 | 75 | Hall
Ceiling Fan | Incandescent |  | Standard A Lamp | 3 | 100 | Kitchen
Ceiling Fixture | Linear Fluorescent | 48 | T-8 | 2 | 32 | Kitchen
Recessed Can | Incandescent |  | Standard A Lamp | 1 | 60 | Kitchen
Track | Incandescent |  | Standard A Lamp | 10 | 75 | Living Room
Table | Incandescent |  | Standard A Lamp | 1 | 60 | Living Room
Wall Mount | Incandescent |  | Globe | 6 | 25 | Bathroom
Ceiling Fixture | Incandescent |  | Heat Lamp | 2 | 60 | Bathroom
Ceiling Fixture | Compact Fluorescent |  | Twist | 2 | 22 | Bedroom
Table | Incandescent |  | Standard A Lamp | 1 | 40 | Bedroom
Ceiling Fixture | Compact Fluorescent |  | Twist | 2 | 22 | Family Room
Table | Compact Fluorescent |  | Twist | 1 | 22 | Family Room
Floor lamp | Incandescent |  | Standard A Lamp | 4 | 40 | Family Room
Floor lamp | Linear Fluorescent | 72 | T-4 | 1 | 16 | Family Room
Ceiling Fan | Compact Fluorescent |  | Twist | 1 | 22 | Family Room
Chandelier (Hanging) | Incandescent |  | Decorative | 4 | 25 | Family Room
Ceiling Fixture | Compact Fluorescent |  | Twist | 2 | 22 | Office
Table | Incandescent |  | Standard A Lamp | 1 | 60 | Office
Ceiling Fixture | Compact Fluorescent |  | Twist | 2 | 22 | Office
Table | Linear Fluorescent | 72 | Fluorescent Other | 4 | 16 | Office
Ceiling Fixture | Incandescent |  | Standard A Lamp | 2 | 40 | Closet
Wall Mount | Incandescent |  | Standard A Lamp | 2 | 75 | Bathroom
Ceiling Fixture | Incandescent |  | Standard A Lamp | 3 | 60 | Closet
Ceiling Fan | Incandescent |  | Standard A Lamp | 2 | 60 | Master Bedroom
Table | Incandescent |  | Standard A Lamp | 2 | 60 | Master Bedroom
Ceiling Fixture | Incandescent |  | Standard A Lamp | 3 | 60 | Closet
Wall Mount | Incandescent |  | Standard A Lamp | 2 | 60 | Bathroom
Recessed Can | Incandescent |  | Standard A Lamp | 1 | 60 | Bathroom
Recessed Can | Incandescent |  | Reflector | 1 | 65 | Bathroom
Ceiling Fan | Incandescent |  | Standard A Lamp | 2 | 60 | Bedroom
Table | Incandescent |  | Standard A Lamp | 1 | 75 | Bedroom
Ceiling Fixture | Incandescent |  | Standard A Lamp | 3 | 60 | Closet
Ceiling Fixture | Incandescent |  | Standard A Lamp | 2 | 60 | Hall
Ceiling Fixture | Incandescent |  | Standard A Lamp | 2 | 60 | Family Room
Ceiling Fixture | Incandescent |  | Standard A Lamp | 3 | 60 | Bedroom
Table | Incandescent |  | Standard A Lamp | 1 | 40 | Bedroom
Chandelier (Hanging) | Incandescent |  | Standard A Lamp | 3 | 60 | Kitchen
Chandelier (Hanging) | Incandescent |  | Standard A Lamp | 4 | 60 | Kitchen
Recessed Can | Compact Fluorescent |  | Flood | 1 | 22 | Kitchen
Recessed Can | Incandescent |  | Reflector | 1 | 65 | Kitchen
Wall Mount | Incandescent |  | Standard A Lamp | 2 | 60 | Bathroom
Ceiling Fixture | Incandescent |  | Standard A Lamp | 1 | 100 | Other
Ceiling Fixture | Linear Fluorescent | 48 | T-12 | 2 | 40 | Other
Ceiling Fixture | Incandescent |  | Standard A Lamp | 2 | 60 | Hall
Wall Mount | Incandescent |  | Standard A Lamp | 2 | 60 | Bathroom
Ceiling Fixture | Incandescent |  | Standard A Lamp | 3 | 60 | Laundry Room
Ceiling Fixture | Linear Fluorescent | 48 | T-12 | 2 | 40 | Garage
Garage door opener | Incandescent |  | Standard A Lamp | 2 | 75 | Garage
Recessed Can | Compact Fluorescent |  | Flood | 1 | 22 | Living Room
Floor lamp | Compact Fluorescent |  | Twist | 1 | 15 | Living Room
Floor lamp | Incandescent |  | 3-Way Incandescent | 1 | 100 | Living Room
Ceiling Fixture | Halogen |  | MR | 1 | 50 | Living Room
Chandelier (Hanging) | Compact Fluorescent |  | Twist | 4 | 22 | Hall
Wall Mount | Incandescent |  | Standard A Lamp | 1 | 60 | Hall
Ceiling Fixture | Incandescent |  | Standard A Lamp | 2 | 60 | Hall
Ceiling Fan | Incandescent |  | Standard A Lamp | 2 | 65 | Office
Ceiling Fixture | Incandescent |  | Standard A Lamp | 3 | 60 | Closet
Ceiling Fan | Incandescent |  | Standard A Lamp | 2 | 60 | Bedroom
Ceiling Fixture | Incandescent |  | Standard A Lamp | 3 | 60 | Closet
Wall Mount | Halogen |  | Quartz Tube | 4 | 20 | Bathroom
Ceiling Fixture | Halogen |  | Quartz Tube | 1 | 20 | Bathroom
Ceiling Fixture | Halogen |  | MR | 3 | 20 | Bathroom
Ceiling Fixture | Compact Fluorescent |  | Twist | 4 | 15 | Bedroom
Ceiling Fixture | Halogen |  | Quartz Tube | 3 | 30 | Closet
Ceiling Fan | Compact Fluorescent |  | Twist | 4 | 15 | Family Room
Track | Compact Fluorescent |  | Reflector | 3 | 28 | Family Room
Table | Compact Fluorescent |  | Twist | 1 | 15 | Family Room
Ceiling Fixture | Halogen |  | Quartz Tube | 3 | 20 | Hall
Ceiling Fixture | Compact Fluorescent |  | Twist | 6 | 22 | Kitchen
Ceiling Fixture | Compact Fluorescent |  | Twist | 4 | 22 | Kitchen
Ceiling Fixture | Compact Fluorescent |  | Reflector | 4 | 28 | Living Room
Wall Mount | Incandescent |  | Standard A Lamp | 1 | 60 | Living Room
Ceiling Fixture | Halogen |  | Quartz Tube | 3 | 20 | Bathroom
Wall Mount | Incandescent |  | Globe | 5 | 40 | Bathroom
Wall Mount | Incandescent |  | Standard A Lamp | 1 | 60 | Bathroom
Floor lamp | Incandescent |  | 3-Way Incandescent | 1 | 100 | Master Bedroom
Table | Incandescent |  | 3-Way Incandescent | 1 | 75 | Master Bedroom
Ceiling Fixture | Compact Fluorescent |  | Twist | 4 | 15 | Office
Ceiling Fixture | Compact Fluorescent |  | Twist | 3 | 22 | Other
Table | Incandescent |  | Decorative | 1 | 25 | Other
Ceiling Fixture | Linear Fluorescent | 48 | T-12 | 4 | 40 | Other
Wall Mount | Incandescent |  | Standard A Lamp | 3 | 60 | Bathroom
Wall Mount | Incandescent |  | Mini base | 2 | 25 | Bathroom
Ceiling Fan | Incandescent |  | Standard A Lamp | 1 | 60 | Bedroom
Ceiling Fixture | Incandescent |  | Reflector | 3 | 30 | Bedroom
Ceiling Fixture | Incandescent |  | Standard A Lamp | 1 | 60 | Bedroom
Ceiling Fixture | Incandescent |  | Standard A Lamp | 1 | 75 | Garage
Garage door opener | Incandescent |  | Standard A Lamp | 1 | 75 | Garage
Ceiling Fixture | Incandescent |  | Standard A Lamp | 1 | 60 | Hall
Ceiling Fixture | Incandescent |  | Standard A Lamp | 1 | 60 | Hall
Recessed Can | Incandescent |  | Standard A Lamp | 1 | 60 | Hall
Ceiling Fixture | Linear Fluorescent | 48 | T-12 | 4 | 40 | Kitchen
Ceiling Fixture | Incandescent |  | Standard A Lamp | 1 | 60 | Kitchen
Ceiling Fixture | Linear Fluorescent | 96 | Fluorescent Unknown | 2 | 70 | Laundry Room
Ceiling Fixture | Incandescent |  | Standard A Lamp | 1 | 75 | Living Room
Floor lamp | Incandescent |  | Standard A Lamp | 1 | 100 | Living Room
Chandelier (Hanging) | Incandescent |  | Standard A Lamp | 5 | 60 | Living Room
Track | Halogen |  | MR | 3 | 50 | Master Bedroom
Track | Halogen |  | MR | 6 | 50 | Master Bedroom
Wall Mount | Incandescent |  | Standard A Lamp | 1 | 60 | Master Bedroom
Ceiling Fixture | Incandescent |  | Standard A Lamp | 1 | 60 | Master Bedroom
Recessed Can | Incandescent |  | Standard A Lamp | 1 | 60 | Closet
Recessed Can | Compact Fluorescent |  | Twist | 1 | 22 | Closet
Ceiling Fixture | Linear Fluorescent | 48 | T-4 | 2 | 40 | Other
Wall Mount | Compact Fluorescent |  | Twist | 1 | 22 | Bathroom
Ceiling Fixture | Compact Fluorescent |  | Twist | 2 | 15 | Bathroom
Wall Mount | Compact Fluorescent |  | Twist | 1 | 22 | Bathroom
Ceiling Fixture | Incandescent |  | Mini base | 1 | 25 | Bathroom
Table | Incandescent |  | Standard A Lamp | 1 | 60 | Bedroom
Table | Incandescent |  | Standard A Lamp | 1 | 40 | Bathroom
Ceiling Fixture | Incandescent |  | Standard A Lamp | 4 | 100 | Dining Room
Table | Compact Fluorescent |  | Twist | 1 | 28 | Family Room
Ceiling Fixture | Linear Fluorescent | 48 | T-4 | 2 | 40 | Garage
Ceiling Fixture | Compact Fluorescent |  | Twist | 1 | 22 | Garage
Garage door opener | Incandescent |  | Clear | 2 | 40 | Garage
Ceiling Fixture | Compact Fluorescent |  | Twist | 4 | 22 | Kitchen
Ceiling Fixture | Incandescent |  | Globe | 1 | 60 | Kitchen
Recessed Can | Compact Fluorescent |  | Twist | 1 | 22 | Kitchen
Recessed Can | Compact Fluorescent |  | Twist | 1 | 22 | Kitchen
Table | Compact Fluorescent |  | Twist | 2 | 22 | Office
Floor lamp | Compact Fluorescent |  | Twist | 1 | 22 | Office
Ceiling Fixture | Incandescent |  | Standard A Lamp | 2 | 40 | Other
Table | Incandescent |  | Standard A Lamp | 1 | 60 | Other
Ceiling Fixture | Incandescent |  | Mini base | 4 | 25 | Other
Ceiling Fixture | Compact Fluorescent |  | Twist | 1 | 15 | Other
Ceiling Fixture | Linear Fluorescent | 48 | T-12 | 2 | 40 | Other
Ceiling Fixture | Incandescent |  | Standard A Lamp | 1 | 60 | Other
Ceiling Fixture | Compact Fluorescent |  | Twist | 1 | 15 | Other
Floor lamp | Compact Fluorescent |  | Straight Tube | 1 | 28 | Other
Wall Mount | Compact Fluorescent |  | Twist | 1 | 15 | Bathroom
Ceiling Fixture | Incandescent |  | Standard A Lamp | 1 | 60 | Bathroom
Ceiling Fan | Incandescent |  | Standard A Lamp | 1 | 60 | Bedroom
Ceiling Fixture | Incandescent |  | Standard A Lamp | 1 | 60 | Bedroom
Wall Mount | Incandescent |  | Standard A Lamp | 1 | 60 | Hall
Ceiling Fixture | Incandescent |  | Standard A Lamp | 1 | 75 | Garage
Ceiling Fixture | Compact Fluorescent |  | Circline (Screw Base) | 1 | 28 | Kitchen
Wall Mount | Incandescent |  | Standard A Lamp | 1 | 60 | Kitchen
Table | Incandescent |  | Standard A Lamp | 1 | 60 | Living Room
Ceiling Fan | Incandescent |  | Standard A Lamp | 1 | 60 | Living Room
Ceiling Fixture | Compact Fluorescent |  | Twist | 1 | 15 | Living Room
Ceiling Fixture | Incandescent |  | Standard A Lamp | 1 | 60 | Living Room
Ceiling Fixture | Incandescent |  | Standard A Lamp | 1 | 60 | Master Bedroom
Ceiling Fixture | Incandescent |  | Standard A Lamp | 1 | 60 | Closet
Ceiling Fixture | Incandescent |  | Decorative | 2 | 40 | Bedroom
Ceiling Fixture | Incandescent |  | Clear | 2 | 40 | Bedroom
Table | Incandescent |  | Decorative | 1 | 25 | Bedroom
Ceiling Fan | Incandescent |  | Clear | 1 | 40 | Bedroom
Table | Incandescent |  | Standard A Lamp | 1 | 60 | Bedroom
Ceiling Fan | Incandescent |  | Standard A Lamp | 1 | 60 | Bedroom
Table | Halogen |  | MR | 1 | 30 | Bedroom
Wall Mount | Incandescent |  | Clear | 1 | 60 | Closet
Ceiling Fixture | Compact Fluorescent |  | Twist | 2 | 15 | Hall
Floor lamp | Compact Fluorescent |  | Twist | 1 | 22 | Living Room
Table | Incandescent |  | 3-Way Incandescent | 1 | 100 | Living Room
Table | Incandescent |  | Globe | 1 | 60 | Living Room
Ceiling Fixture | Compact Fluorescent |  | Twist | 1 | 22 | Garage
Ceiling Fixture | Linear Fluorescent | 48 | T-8 | 4 | 32 | Kitchen
Ceiling Fixture | Linear Fluorescent | 18 | T-12 | 2 | 20 | Kitchen
Ceiling Fixture | Linear Fluorescent | 48 | T-12 | 2 | 40 | Laundry Room
Ceiling Fixture | Linear Fluorescent | 48 | T-8 | 2 | 32 | Bathroom
Ceiling Fixture | Incandescent |  | Heat Lamp | 2 | 250 | Bathroom
Ceiling Fan | Compact Fluorescent |  | Twist | 4 | 15 | Master Bedroom
Table | Incandescent |  | Clear | 1 | 25 | Master Bedroom
Ceiling Fixture | Incandescent |  | Standard A Lamp | 2 | 60 | Closet
Ceiling Fixture | Compact Fluorescent |  | Twist | 2 | 15 | Closet
Ceiling Fixture | Linear Fluorescent | 48 | T-12 | 4 | 40 | Living Room
Table | Incandescent |  | Standard A Lamp | 1 | 75 | Living Room
Ceiling Fixture | Linear Fluorescent | 48 | T-12 | 4 | 40 | Hall
Ceiling Fixture | Incandescent |  | Standard A Lamp | 1 | 75 | Hall
Ceiling Fixture | Compact Fluorescent |  | Twist | 3 | 22 | Hall
Ceiling Fixture | Incandescent |  | Standard A Lamp | 1 | 60 | Hall
Ceiling Fixture | Linear Fluorescent | 48 | T-12 | 2 | 40 | Other
Wall Mount | Incandescent |  | Globe | 8 | 25 | Bathroom
Wall Mount | Incandescent |  | Globe | 8 | 40 | Bathroom
Ceiling Fixture | Compact Fluorescent |  | Twist | 2 | 15 | Bedroom
Ceiling Fixture | Compact Fluorescent |  | Twist | 2 | 7 | Bedroom
Ceiling Fixture | Compact Fluorescent |  | Twist | 2 | 15 | Bedroom
Ceiling Fan | Compact Fluorescent |  | Twist | 4 | 15 | Family Room
Floor lamp | Compact Fluorescent |  | Twist | 1 | 15 | Family Room
Ceiling Fixture | Linear Fluorescent | 36 | T-4 | 2 | 40 | Kitchen
Ceiling Fixture | Compact Fluorescent |  | Twist | 2 | 15 | Kitchen
Ceiling Fixture | Compact Fluorescent |  | Twist | 2 | 15 | Laundry Room
Ceiling Fan | Incandescent |  | Standard A Lamp | 3 | 65 | Living Room
Track | Incandescent |  | Reflector | 3 | 75 | Bedroom
Ceiling Fixture | Incandescent |  | Globe | 2 | 75 | Bathroom
Ceiling Fixture | Compact Fluorescent |  | Globe | 2 | 22 | Kitchen
Table | Incandescent |  | Standard A Lamp | 1 | 100 | Master Bedroom
Ceiling Fixture | Incandescent |  | Standard A Lamp | 1 | 100 | Bathroom
Table | Incandescent |  | Standard A Lamp | 1 | 100 | Office
Ceiling Fixture | Incandescent |  | Standard A Lamp | 1 | 100 | Laundry Room
Ceiling Fixture | Incandescent |  | Standard A Lamp | 1 | 100 | Other
Ceiling Fixture | Compact Fluorescent |  | Twist | 1 | 22 | Garage
Table | Incandescent |  | Standard A Lamp | 1 | 100 | Living Room
Table | Incandescent |  | Standard A Lamp | 1 | 40 | Living Room
Ceiling Fixture | Halogen |  | PAR | 1 | 75 | Kitchen
Chandelier (Hanging) | Incandescent |  | Decorative | 5 | 60 | Dining Room
Table | Incandescent |  | Clear | 1 | 60 | Living Room
Table | Incandescent |  | Standard A Lamp | 1 | 60 | Living Room
Table | Incandescent |  | Standard A Lamp | 1 | 100 | Living Room
Ceiling Fixture | Compact Fluorescent |  | Twist | 1 | 28 | Living Room
Ceiling Fixture | Incandescent |  | Standard A Lamp | 1 | 75 | Hall
Ceiling Fixture | Incandescent |  | Standard A Lamp | 1 | 100 | Hall
Chandelier (Hanging) | Halogen |  | Other | 4 | 50 | Hall
Table | Incandescent |  | Standard A Lamp | 1 | 75 | Office
Table | Incandescent |  | 3-Way Incandescent | 1 | 125 | Office
Track | Incandescent |  | Globe | 4 | 75 | Office
Ceiling Fixture | Incandescent |  | Standard A Lamp | 1 | 100 | Closet
Wall Mount | Incandescent |  | Decorative | 2 | 40 | Bathroom
Wall Mount | Incandescent |  | Standard A Lamp | 2 | 60 | Bathroom
Recessed Can | Compact Fluorescent |  | Pin base | 1 | 15 | Bathroom
Table | Incandescent |  | Standard A Lamp | 1 | 60 | Bedroom
Ceiling Fan | Incandescent |  | Standard A Lamp | 1 | 40 | Bedroom
Table | Incandescent |  | Standard A Lamp | 1 | 60 | Bedroom
Ceiling Fixture | Incandescent |  | Standard A Lamp | 3 | 60 | Bedroom
Recessed Can | Compact Fluorescent |  | Pin base | 1 | 15 | Bedroom
Table | Incandescent |  | Standard A Lamp | 1 | 60 | Bedroom
Ceiling Fixture | Incandescent |  | Standard A Lamp | 2 | 60 | Other
Table | Incandescent |  | Standard A Lamp | 1 | 60 | Other
Ceiling Fixture | Incandescent |  | Standard A Lamp | 2 | 60 | Closet
Ceiling Fixture | Incandescent |  | Standard A Lamp | 2 | 60 | Closet
Ceiling Fixture | Linear Fluorescent | 48 | T-8 | 2 | 32 | Garage
Garage door opener | Incandescent |  | Standard A Lamp | 2 | 60 | Garage
Recessed Can | Incandescent |  | Reflector | 1 | 65 | Hall
Recessed Can | Incandescent |  | Reflector | 1 | 65 | Kitchen
Ceiling Fixture | Incandescent |  | Standard A Lamp | 1 | 60 | Kitchen
Recessed - other | Incandescent |  | Standard A Lamp | 2 | 40 | Kitchen
Ceiling Fixture | Linear Fluorescent | 48 | T-8 | 2 | 32 | Laundry Room
Ceiling Fixture | Compact Fluorescent |  | Circline (Screw Base) | 1 | 22 | Laundry Room
Recessed Can | Incandescent |  | Reflector | 1 | 65 | Living Room
Table | Compact Fluorescent |  | Twist | 1 | 22 | Living Room
Wall Mount | Incandescent |  | Clear | 3 | 60 | Bathroom
Ceiling Fixture | Incandescent |  | Reflector | 1 | 75 | Bathroom
Ceiling Fixture | Halogen |  | PAR | 1 | 250 | Bathroom
Wall Mount | Compact Fluorescent |  | Twist | 4 | 13 | Bathroom
Ceiling Fixture | Compact Fluorescent |  | Twist | 1 | 13 | Bathroom
Floor lamp | Incandescent |  | Reflector | 3 | 50 | Bedroom
Ceiling Fixture | Compact Fluorescent |  | Pin base | 1 | 22 | Bedroom
Floor lamp | Incandescent |  | Standard A Lamp | 1 | 75 | Bedroom
Table | Compact Fluorescent |  | Twist | 1 | 22 | Bedroom
Ceiling Fan | Incandescent |  | Standard A Lamp | 1 | 60 | Bedroom
Table | Incandescent |  | Standard A Lamp | 1 | 60 | Bedroom
Ceiling Fixture | Linear Fluorescent | 48 | T-8 | 3 | 32 | Other
Chandelier (Hanging) | Incandescent |  | Clear | 1 | 60 | Dining Room
Floor lamp | Compact Fluorescent |  | Twist | 1 | 13 | Dining Room
Table | Compact Fluorescent |  | Twist | 1 | 26 | Family Room
Ceiling Fixture | Compact Fluorescent |  | Pin base | 1 | 22 | Family Room
Ceiling Fixture | Compact Fluorescent |  | Pin base | 2 | 32 | Family Room
Wall Mount | Incandescent |  | Standard A Lamp | 1 | 60 | Family Room
Ceiling Fixture | Compact Fluorescent |  | Twist | 1 | 26 | Garage
Ceiling Fixture | Compact Fluorescent |  | Circline (Screw Base) | 1 | 28 | Garage
Garage door opener | Incandescent |  | Standard A Lamp | 2 | 60 | Garage
Wall Mount | Incandescent |  | Clear | 4 | 60 | Bathroom
Wall Mount | Compact Fluorescent |  | Twist | 1 | 20 | Other
Ceiling Fixture | Linear Fluorescent | 24 | T-8 | 2 | 20 | Other
Wall Mount | Incandescent |  | Clear | 1 | 40 | Hall
Chandelier (Hanging) | Incandescent |  | Clear | 3 | 60 | Kitchen
Ceiling Fixture | Linear Fluorescent | 48 | T-12 | 2 | 40 | Laundry Room
Ceiling Fixture | Compact Fluorescent |  | Twist | 1 | 13 | Laundry Room
Ceiling Fixture | Compact Fluorescent |  | Twist | 1 | 13 | Hall
Recessed Can | Incandescent |  | Reflector | 1 | 65 | Living Room
Recessed Can | Compact Fluorescent |  | Reflector | 1 | 26 | Living Room
Recessed Can | Halogen |  | PAR | 1 | 75 | Living Room
Floor lamp | Compact Fluorescent |  | Twist | 1 | 13 | Living Room
Table | Incandescent |  | Standard A Lamp | 1 | 100 | Living Room
Table | Compact Fluorescent |  | Straight Tube | 1 | 18 | Living Room
Floor lamp | Halogen |  | PAR | 1 | 50 | Living Room
Ceiling Fixture | Incandescent |  | Reflector | 1 | 40 | Living Room
Ceiling Fixture | Incandescent |  | Reflector | 1 | 75 | Bathroom
Wall Mount | Linear Fluorescent | 48 | T-12 | 1 | 40 | Bathroom
Wall Mount | Incandescent |  | Globe | 6 | 40 | Bathroom
Ceiling Fixture | Compact Fluorescent |  | Twist | 1 | 13 | Bathroom
Ceiling Fixture | Linear Fluorescent | 24 | T-8 | 3 | 20 | Other
Chandelier (Hanging) | Compact Fluorescent |  | Circline (Screw Base) | 1 | 28 | Other
Table | Incandescent |  | Standard A Lamp | 1 | 60 | Master Bedroom
Recessed Can | Compact Fluorescent |  | Reflector | 1 | 26 | Master Bedroom
Ceiling Fixture | Linear Fluorescent | 48 | T-8 | 3 | 32 | Office
Table | Incandescent |  | Standard A Lamp | 1 | 60 | Office
Ceiling Fixture | Compact Fluorescent |  | Twist | 1 | 13 | Bathroom
Ceiling Fixture | Linear Fluorescent | 24 | T-8 | 3 | 20 | Other
Ceiling Fixture | Incandescent |  | Standard A Lamp | 1 | 40 | Other
Ceiling Fixture | Incandescent |  | Standard A Lamp | 1 | 60 | Bathroom
Ceiling Fixture | Incandescent |  | Standard A Lamp | 1 | 40 | Closet
Recessed Can | Incandescent |  | Reflector | 1 | 65 | Kitchen
Ceiling Fixture | Incandescent |  | Standard A Lamp | 1 | 40 | Laundry Room
Table | Compact Fluorescent |  | Twist | 1 | 22 | Living Room
Floor lamp | Compact Fluorescent |  | Twist | 1 | 22 | Living Room
Ceiling Fixture | Compact Fluorescent |  | Twist | 1 | 22 | Bedroom
Table | Incandescent |  | Standard A Lamp | 1 | 40 | Bedroom
Ceiling Fixture | Incandescent |  | Standard A Lamp | 1 | 60 | Office
Floor lamp | Compact Fluorescent |  | Twist | 1 | 22 | Office
Wall Mount | Incandescent |  | Standard A Lamp | 2 | 60 | Bathroom
Ceiling Fan | Incandescent |  | Standard A Lamp | 1 | 40 | Bathroom
Table | Incandescent |  | Standard A Lamp | 1 | 60 | Bedroom
Ceiling Fixture | Incandescent |  | Standard A Lamp | 1 | 60 | Bedroom
Floor lamp | Compact Fluorescent |  | Twist | 1 | 22 | Bedroom
Ceiling Fixture | Incandescent |  | Standard A Lamp | 1 | 60 | Closet
Ceiling Fixture | Compact Fluorescent |  | Pin base | 2 | 15 | Hall
Wall Mount | Linear Fluorescent | 24 | T-4 | 1 | 16 | Dining Room
Wall Mount | Halogen |  | PAR | 1 | 50 | Dining Room
Chandelier (Hanging) | Incandescent |  | Decorative | 8 | 40 | Dining Room
Recessed Can | Halogen |  | PAR | 1 | 50 | Dining Room
Floor lamp | Incandescent |  | Standard A Lamp | 1 | 100 | Dining Room
Ceiling Fan | Incandescent |  | Decorative | 6 | 40 | Other
Garage door opener | Incandescent |  | Standard A Lamp | 2 | 60 | Garage
Ceiling Fixture | Linear Fluorescent | 48 | T-12 | 2 | 40 | Garage
Wall Mount | Linear Fluorescent | 24 | T-4 | 1 | 16 | Kitchen
Recessed Can | Compact Fluorescent |  | Twist | 1 | 23 | Kitchen
Chandelier (Hanging) | Compact Fluorescent |  | Twist | 1 | 23 | Kitchen
Recessed Can | Halogen |  | PAR | 1 | 50 | Living Room
Wall Mount | Halogen |  | PAR | 1 | 75 | Bathroom
Ceiling Fixture | Incandescent |  | Standard A Lamp | 1 | 40 | Bathroom
Recessed Can | Incandescent |  | Standard A Lamp | 1 | 100 | Master Bedroom
Floor lamp | Incandescent |  | 3-Way Incandescent | 1 | 150 | Master Bedroom
Ceiling Fixture | Linear Fluorescent | 48 | T-12 | 2 | 40 | Bathroom
Ceiling Fixture | Incandescent |  | Standard A Lamp | 1 | 40 | Bathroom
Ceiling Fixture | Incandescent |  | Standard A Lamp | 2 | 75 | Closet
Ceiling Fixture | Incandescent |  | Standard A Lamp | 1 | 60 | Hall
Ceiling Fixture | Compact Fluorescent |  | Twist | 2 | 23 | Closet
Ceiling Fixture | Incandescent |  | Standard A Lamp | 2 | 60 | Bedroom
Ceiling Fixture | Linear Fluorescent | 48 | T-8 | 2 | 32 | Office
Ceiling Fixture | Compact Fluorescent |  | Twist | 3 | 23 | Office
Recessed Can | Incandescent |  | Standard A Lamp | 1 | 100 | Hall
Ceiling Fixture | Linear Fluorescent | 48 | T-12 | 2 | 40 | Laundry Room
Ceiling Fixture | Incandescent |  | Standard A Lamp | 1 | 75 | Closet
Wall Mount | Incandescent |  | Decorative | 4 | 40 | Bathroom
Ceiling Fixture | Incandescent |  | Standard A Lamp | 2 | 75 | Bedroom
Floor lamp | Incandescent |  | Standard A Lamp | 2 | 75 | Bedroom
Floor lamp | Incandescent |  | Standard A Lamp | 1 | 40 | Bedroom
Ceiling Fixture | Halogen |  | PAR | 1 | 50 | Hall
Recessed Can | Incandescent |  | Standard A Lamp | 1 | 100 | Hall
Ceiling Fixture | Linear Fluorescent | 48 | T-12 | 2 | 40 | Closet
Ceiling Fixture | Linear Fluorescent | 48 | T-12 | 4 | 40 | Office
Recessed Can | Incandescent |  | Reflector | 1 | 65 | Office
Ceiling Fixture | Compact Fluorescent |  | Twist | 2 | 15 | Bedroom
Ceiling Fixture | Compact Fluorescent |  | Twist | 2 | 15 | Master Bedroom
Wall Mount | Incandescent |  | Globe | 4 | 60 | Bathroom
Recessed - other | Incandescent |  | Reflector | 1 | 75 | Bathroom
Ceiling Fixture | Compact Fluorescent |  | Twist | 1 | 15 | Hall
Wall Mount | Incandescent |  | Globe | 4 | 60 | Bathroom
Ceiling Fixture | Compact Fluorescent |  | Twist | 2 | 15 | Bedroom
Chandelier (Hanging) | Compact Fluorescent |  | Twist | 5 | 15 | Kitchen
Recessed Can | Compact Fluorescent |  | Flood | 1 | 22 | Kitchen
Ceiling Fan | Compact Fluorescent |  | Twist | 2 | 15 | Living Room
Recessed Can | Compact Fluorescent |  | Reflector | 1 | 22 | Living Room
Ceiling Fixture | Compact Fluorescent |  | Twist | 1 | 28 | Garage
Garage door opener | Incandescent |  | Clear | 1 | 40 | Garage
Wall Mount | Incandescent |  | Globe | 5 | 40 | Bedroom
Wall Mount | Compact Fluorescent |  | Twist | 2 | 22 | Bathroom
Ceiling Fixture | Compact Fluorescent |  | Twist | 1 | 15 | Bedroom
Floor lamp | Compact Fluorescent |  | Twist | 1 | 22 | Bedroom
Ceiling Fixture | Incandescent |  | Standard A Lamp | 2 | 40 | Bedroom
Table | Compact Fluorescent |  | Twist | 1 | 15 | Bedroom
Ceiling Fixture | Incandescent |  | Reflector | 1 | 75 | Garage
Ceiling Fixture | Incandescent |  | Standard A Lamp | 2 | 60 | Hall
Ceiling Fixture | Incandescent |  | Standard A Lamp | 1 | 60 | Laundry Room
Wall Mount | Compact Fluorescent |  | Twist | 1 | 22 | Living Room
Wall Mount | Incandescent |  | Standard A Lamp | 2 | 60 | Bathroom
Ceiling Fixture | Incandescent |  | Standard A Lamp | 1 | 60 | Bathroom
Ceiling Fixture | Incandescent |  | Standard A Lamp | 1 | 60 | Bedroom
Ceiling Fixture | Incandescent |  | Standard A Lamp | 2 | 60 | Bedroom
Ceiling Fixture | Incandescent |  | Standard A Lamp | 1 | 60 | Laundry Room
Table | Incandescent |  | Standard A Lamp | 1 | 60 | Living Room
Chandelier (Hanging) | Incandescent |  | Standard A Lamp | 2 | 60 | Bathroom
Chandelier (Hanging) | Incandescent |  | Standard A Lamp | 2 | 60 | Bathroom
Ceiling Fixture | Incandescent |  | Standard A Lamp | 1 | 65 | Bathroom
Ceiling Fixture | Compact Fluorescent |  | Twist | 1 | 22 | Bedroom
Table | Incandescent |  | Standard A Lamp | 1 | 60 | Bedroom
Ceiling Fixture | Incandescent |  | Standard A Lamp | 2 | 60 | Bedroom
Wall Mount | Incandescent |  | Standard A Lamp | 1 | 60 | Bedroom
Chandelier (Hanging) | Incandescent |  | Decorative | 6 | 25 | Family Room
Table | Incandescent |  | 3-Way Incandescent | 1 | 75 | Family Room
Ceiling Fixture | Incandescent |  | Standard A Lamp | 1 | 60 | Hall
Ceiling Fixture | Incandescent |  | Standard A Lamp | 2 | 60 | Hall
Ceiling Fixture | Incandescent |  | Standard A Lamp | 3 | 60 | Kitchen
Ceiling Fixture | Incandescent |  | Standard A Lamp | 1 | 65 | Laundry Room
Ceiling Fan | Incandescent |  | Standard A Lamp | 1 | 75 | Living Room
Table | Incandescent |  | Standard A Lamp | 1 | 100 | Living Room
Table | Compact Fluorescent |  | Twist | 1 | 28 | Living Room
Ceiling Fixture | Incandescent |  | Standard A Lamp | 1 | 65 | Office
Table | Incandescent |  | Standard A Lamp | 1 | 60 | Office
Ceiling Fixture | Incandescent |  | Standard A Lamp | 2 | 60 | Office
Torchiere | Halogen |  | Quartz Tube | 1 | 150 | Living Room
Chandelier (Hanging) | Incandescent |  | Standard A Lamp | 1 | 60 | Living Room
Ceiling Fixture | Incandescent |  | Standard A Lamp | 2 | 60 | Bedroom
Table | Incandescent |  | Mini base | 2 | 40 | Bedroom
Ceiling Fixture | Incandescent |  | Standard A Lamp | 1 | 75 | Other
Ceiling Fixture | Linear Fluorescent | 48 | T-8 | 2 | 32 | Other
Ceiling Fixture | Incandescent |  | Standard A Lamp | 1 | 100 | Other
Ceiling Fixture | Incandescent |  | Standard A Lamp | 1 | 100 | Other
Ceiling Fixture | Incandescent |  | Standard A Lamp | 2 | 60 | Other
Ceiling Fixture | Linear Fluorescent | 48 | T-8 | 4 | 32 | Dining Room
Ceiling Fixture | Linear Fluorescent | 48 | T-8 | 3 | 32 | Kitchen
Ceiling Fixture | Incandescent |  | Standard A Lamp | 1 | 40 | Hall
Wall Mount | Incandescent |  | Standard A Lamp | 4 | 60 | Bathroom
Ceiling Fixture | Incandescent |  | Standard A Lamp | 1 | 60 | Bathroom
Ceiling Fixture | Incandescent |  | Standard A Lamp | 2 | 60 | Master Bedroom
Table | Incandescent |  | Decorative | 1 | 40 | Master Bedroom
Table | Incandescent |  | Standard A Lamp | 1 | 60 | Master Bedroom
Ceiling Fixture | Incandescent |  | Standard A Lamp | 2 | 60 | Bedroom
Table | Compact Fluorescent |  | Twist | 1 | 22 | Bedroom
Floor lamp | Incandescent |  | 3-Way Incandescent | 1 | 75 | Bedroom
Ceiling Fixture | Incandescent |  | Standard A Lamp | 2 | 60 | Bedroom
Ceiling Fixture | Incandescent |  | Standard A Lamp | 2 | 60 | Family Room
Ceiling Fixture | Incandescent |  | Standard A Lamp | 1 | 100 | Bedroom
Table | Compact Fluorescent |  | A shape bulb | 1 | 11 | Bedroom
High bay | Linear Fluorescent | 48 | T-12 | 2 | 40 | Other
Table | Compact Fluorescent |  | Twist | 1 | 27 | Other
Ceiling Fixture | Compact Fluorescent |  | Twist | 1 | 10 | Other
Ceiling Fixture | Compact Fluorescent |  | Twist | 1 | 14 | Hall
Wall Mount | Compact Fluorescent |  | Twist | 1 | 14 | Bathroom
Ceiling Fixture | Compact Fluorescent |  | Twist | 1 | 14 | Bathroom
Wall Mount | Incandescent |  | Globe | 6 | 40 | Bathroom
Ceiling Fixture | Compact Fluorescent |  | Twist | 1 | 23 | Bathroom
Ceiling Fixture | Compact Fluorescent |  | A shape bulb | 1 | 23 | Closet
Ceiling Fixture | Incandescent |  | Standard A Lamp | 1 | 60 | Closet
Chandelier (Hanging) | Incandescent |  | Decorative | 5 | 40 | Dining Room
Floor lamp | Incandescent |  | 3-Way Incandescent | 1 | 200 | Family Room
Floor lamp | Incandescent |  | Decorative | 3 | 40 | Family Room
Table | Compact Fluorescent |  | Twist | 1 | 13 | Family Room
Table | Compact Fluorescent |  | Twist | 1 | 23 | Family Room
Ceiling Fixture | Incandescent |  | Standard A Lamp | 1 | 100 | Hall
Ceiling Fixture | Compact Fluorescent |  | Twist | 1 | 23 | Hall
High bay | Linear Fluorescent | 48 | T-12 | 2 | 40 | Kitchen
Ceiling Fixture | Compact Fluorescent |  | Twist | 1 | 10 | Laundry Room
Ceiling Fan | Compact Fluorescent |  | Twist | 1 | 14 | Living Room
Table | Compact Fluorescent |  | Twist | 1 | 13 | Living Room
Floor lamp | Incandescent |  | 3-Way Incandescent | 1 | 70 | Living Room
Floor lamp | Incandescent |  | 3-Way Incandescent | 1 | 200 | Living Room
Floor lamp | Incandescent |  | Decorative | 3 | 40 | Living Room
Ceiling Fixture | Incandescent |  | Standard A Lamp | 1 | 100 | Master Bedroom
Table | Compact Fluorescent |  | Decorative | 1 | 7 | Master Bedroom
Ceiling Fixture | Incandescent |  | Standard A Lamp | 1 | 60 | Office
Low bay | Incandescent |  | Other | 2 | 40 | Office
Track | Incandescent |  | Reflector | 2 | 65 | Office
Ceiling Fixture | Compact Fluorescent |  | Twist | 1 | 23 | Office
Chandelier (Hanging) | Incandescent |  | Standard A Lamp | 1 | 60 | Hall
Ceiling Fixture | Compact Fluorescent |  | Twist | 1 | 23 | Bedroom
Table | Compact Fluorescent |  | Twist | 1 | 23 | Bedroom
Ceiling Fixture | Compact Fluorescent |  | Twist | 1 | 15 | Hall
Ceiling Fixture | Linear Fluorescent | 48 | T-8 | 2 | 32 | Closet
Chandelier (Hanging) | Incandescent |  | Clear | 5 | 60 | Dining Room
Chandelier (Hanging) | Halogen |  | MR | 1 | 50 | Dining Room
Other | Incandescent |  | Other | 1 | 224 | Dining Room
Recessed Can | Incandescent |  | Reflector | 1 | 65 | Kitchen
Recessed - other | Compact Fluorescent |  | Pin base | 2 | 32 | Kitchen
Ceiling Fixture | Incandescent |  | Standard A Lamp | 2 | 60 | Closet
Chandelier (Hanging) | Incandescent |  | Standard A Lamp | 3 | 60 | Family Room
Table | Compact Fluorescent |  | Twist | 1 | 36 | Family Room
Ceiling Fixture | Linear Fluorescent | 48 | T-8 | 2 | 32 | Office
Torchiere | Halogen |  | Quartz Tube | 1 | 300 | Office
Wall Mount | Incandescent |  | Globe | 6 | 60 | Bathroom
Ceiling Fixture | Linear Fluorescent | 48 | T-8 | 4 | 32 | Laundry Room
Ceiling Fixture | Linear Fluorescent | 32 | T-8 | 2 | 32 | Garage
Garage door opener | Incandescent |  | Standard A Lamp | 1 | 40 | Garage
Ceiling Fixture | Linear Fluorescent | 48 | T-8 | 2 | 40 | Other
Wall Mount | Incandescent |  | Standard A Lamp | 1 | 60 | Living Room
Wall Mount | Compact Fluorescent |  | Twist | 1 | 15 | Living Room
Ceiling Fixture | Incandescent |  | Standard A Lamp | 3 | 40 | Bedroom
Table | Compact Fluorescent |  | Twist | 1 | 15 | Bedroom
Recessed Can | Incandescent |  | Reflector | 1 | 65 | Family Room
Ceiling Fixture | Linear Fluorescent | 40 | T-12 | 2 | 40 | Family Room
Ceiling Fixture | Compact Fluorescent |  | Twist | 1 | 15 | Family Room
Ceiling Fixture | Linear Fluorescent | 48 | T-12 | 2 | 40 | Other
Ceiling Fixture | Incandescent |  | Standard A Lamp | 1 | 100 | Other
Table | Incandescent |  | Standard A Lamp | 1 | 100 | Other
Ceiling Fixture | Incandescent |  | Standard A Lamp | 2 | 75 | Other
Ceiling Fixture | Incandescent |  | Standard A Lamp | 2 | 60 | Bathroom
Wall Mount | Incandescent |  | Standard A Lamp | 5 | 100 | Bathroom
Ceiling Fixture | Incandescent |  | Standard A Lamp | 3 | 60 | Bedroom
Table | Incandescent |  | Standard A Lamp | 1 | 100 | Bedroom
Wall Mount | Halogen |  | MR | 6 | 50 | Bathroom
Recessed Can | Incandescent |  | Reflector | 1 | 65 | Bathroom
Recessed Can | Incandescent |  | Reflector | 1 | 40 | Bathroom
Ceiling Fixture | Incandescent |  | Standard A Lamp | 3 | 60 | Master Bedroom
Table | Incandescent |  | Standard A Lamp | 1 | 60 | Master Bedroom
Ceiling Fixture | Linear Fluorescent | 48 | T-8 | 2 | 32 | Closet
Ceiling Fixture | Incandescent |  | Standard A Lamp | 2 | 60 | Hall
Ceiling Fixture | Incandescent |  | Standard A Lamp | 3 | 60 | Hall
Other | Incandescent |  | Other | 1 | 208 | Hall
Ceiling Fixture | Compact Fluorescent |  | Twist | 2 | 15 | Hall
Recessed - other | Incandescent |  | Reflector | 1 | 65 | Living Room
Table | Incandescent |  | 3-Way Incandescent | 1 | 70 | Living Room
Table | Incandescent |  | Other | 1 | 60 | Living Room
Chandelier (Hanging) | Incandescent |  | Mini base | 8 | 60 | Kitchen
Ceiling Fan | Incandescent |  | Standard A Lamp | 2 | 40 | Living Room
Ceiling Fixture | Incandescent |  | Standard A Lamp | 1 | 100 | Other
Ceiling Fixture | Compact Fluorescent |  | Twist | 2 | 15 | Master Bedroom
Ceiling Fixture | Compact Fluorescent |  | Twist | 1 | 15 | Bathroom
Ceiling Fixture | Compact Fluorescent |  | Twist | 2 | 15 | Closet
Ceiling Fixture | Compact Fluorescent |  | Twist | 3 | 22 | Bathroom
Ceiling Fan | Compact Fluorescent |  | Twist | 3 | 22 | Bedroom
Ceiling Fixture | Compact Fluorescent |  | Twist | 2 | 15 | Bedroom
Ceiling Fixture | Compact Fluorescent |  | Twist | 1 | 15 | Bedroom
Table | Compact Fluorescent |  | Twist | 1 | 15 | Bedroom
Table | Compact Fluorescent |  | Straight Tube | 1 | 28 | Bedroom
Ceiling Fixture | Incandescent |  | Heat Lamp | 2 | 150 | Bathroom
Wall Mount | Incandescent |  | Globe | 4 | 40 | Bathroom
Ceiling Fixture | Incandescent |  | Standard A Lamp | 2 | 60 | Bedroom
Ceiling Fixture | Incandescent |  | Standard A Lamp | 2 | 60 | Bedroom
Ceiling Fixture | Linear Fluorescent | 48 | T-12 | 2 | 40 | Garage
Ceiling Fixture | Compact Fluorescent |  | Twist | 1 | 22 | Hall
Ceiling Fixture | Linear Fluorescent | 48 | T-8 | 4 | 32 | Kitchen
Chandelier (Hanging) | Incandescent |  | Decorative | 7 | 40 | Kitchen
Ceiling Fixture | Incandescent |  | Standard A Lamp | 1 | 60 | Kitchen
Recessed Can | Incandescent |  | Reflector | 1 | 60 | Living Room
Ceiling Fan | Incandescent |  | Standard A Lamp | 2 | 75 | Living Room
Wall Mount | Incandescent |  | Globe | 4 | 40 | Bathroom
Ceiling Fixture | Compact Fluorescent |  | Twist | 2 | 22 | Master Bedroom
Wall Mount | Incandescent |  | Standard A Lamp | 5 | 75 | Bathroom
Wall Mount | Incandescent |  | Standard A Lamp | 3 | 60 | Bathroom
Ceiling Fan | Incandescent |  | Standard A Lamp | 1 | 60 | Bedroom
Ceiling Fan | Incandescent |  | Standard A Lamp | 1 | 100 | Master Bedroom
Table | Incandescent |  | Standard A Lamp | 1 | 40 | Master Bedroom
Ceiling Fan | Incandescent |  | Standard A Lamp | 1 | 60 | Bedroom
Ceiling Fan | Incandescent |  | Standard A Lamp | 4 | 60 | Other
Ceiling Fixture | Incandescent |  | Decorative | 1 | 75 | Other
Ceiling Fixture | Linear Fluorescent | 96 | T-12 | 2 | 75 | Other
Chandelier (Hanging) | Incandescent |  | Mini base | 10 | 40 | Dining Room
Recessed Can | Incandescent |  | Reflector | 1 | 65 | Family Room
Table | Incandescent |  | Standard A Lamp | 1 | 100 | Family Room
Ceiling Fan | Incandescent |  | Standard A Lamp | 1 | 75 | Family Room
Garage door opener | Incandescent |  | Standard A Lamp | 2 | 60 | Garage
Ceiling Fixture | Linear Fluorescent | 48 | T-12 | 2 | 40 | Garage
Ceiling Fixture | Incandescent |  | Standard A Lamp | 2 | 60 | Hall
Ceiling Fixture | Incandescent |  | Standard A Lamp | 1 | 60 | Hall
Ceiling Fixture | Linear Fluorescent | 48 | T-8 | 2 | 32 | Kitchen
Ceiling Fixture | Incandescent |  | Standard A Lamp | 1 | 75 | Laundry Room
Table | Incandescent |  | Standard A Lamp | 1 | 100 | Living Room
Ceiling Fan | Incandescent |  | Standard A Lamp | 1 | 75 | Master Bedroom
Chandelier (Hanging) | Incandescent |  | Reflector | 3 | 40 | Hall
Wall Mount | Incandescent |  | Globe | 4 | 60 | Bathroom
Ceiling Fixture | Incandescent |  | Standard A Lamp | 2 | 40 | Bedroom
Ceiling Fixture | Incandescent |  | Standard A Lamp | 2 | 40 | Bedroom
Ceiling Fixture | Incandescent |  | Reflector | 3 | 65 | Dining Room
Floor lamp | Halogen |  | Quartz Tube | 1 | 30 | Closet
Ceiling Fixture | Incandescent |  | Colored | 1 | 60 | Other
Ceiling Fixture | Incandescent |  | Standard A Lamp | 1 | 60 | Garage
Ceiling Fixture | Incandescent |  | Standard A Lamp | 2 | 40 | Hall
Ceiling Fixture | Incandescent |  | Reflector | 3 | 65 | Kitchen
Ceiling Fixture | Incandescent |  | Standard A Lamp | 2 | 40 | Laundry Room
Floor lamp | Compact Fluorescent |  | Twist | 1 | 22 | Living Room
Wall Mount | Incandescent |  | Decorative | 4 | 40 | Bathroom
Ceiling Fixture | Compact Fluorescent |  | Twist | 3 | 22 | Master Bedroom
Ceiling Fixture | Incandescent |  | Standard A Lamp | 2 | 60 | Bedroom
Table | Compact Fluorescent |  | Twist | 1 | 22 | Bedroom
Wall Mount | Incandescent |  | Standard A Lamp | 3 | 60 | Bathroom
Ceiling Fixture | Incandescent |  | Standard A Lamp | 2 | 60 | Other
Ceiling Fixture | Linear Fluorescent | 48 | T-12 | 2 | 40 | Kitchen
Ceiling Fixture | Incandescent |  | Standard A Lamp | 1 | 60 | Kitchen
Ceiling Fixture | Incandescent |  | Standard A Lamp | 2 | 60 | Living Room
Floor lamp | Incandescent |  | Standard A Lamp | 1 | 60 | Living Room
Ceiling Fixture | Incandescent |  | Standard A Lamp | 3 | 60 | Master Bedroom
Ceiling Fixture | Incandescent |  | Standard A Lamp | 3 | 60 | Office
Wall Mount | Incandescent |  | Decorative | 2 | 40 | Bathroom
Wall Mount | Incandescent |  | Globe | 6 | 40 | Bathroom
Ceiling Fixture | Incandescent |  | Standard A Lamp | 1 | 40 | Bathroom
Wall Mount | Incandescent |  | Globe | 6 | 40 | Bathroom
Ceiling Fixture | Compact Fluorescent |  | Twist | 1 | 15 | Bedroom
Other | Incandescent |  | Heat Lamp | 1 | 25 | Bedroom
Ceiling Fixture | Compact Fluorescent |  | Twist | 1 | 15 | Bedroom
Other | Incandescent |  | Heat Lamp | 1 | 25 | Bedroom
Ceiling Fan | Compact Fluorescent |  | Twist | 3 | 15 | Master Bedroom
Floor lamp | Incandescent |  | Standard A Lamp | 1 | 60 | Master Bedroom
Ceiling Fan | Incandescent |  | Standard A Lamp | 1 | 60 | Office
Ceiling Fixture | Incandescent |  | Standard A Lamp | 1 | 60 | Closet
Torchiere | Incandescent |  | Standard A Lamp | 1 | 75 | Family Room
Table | Incandescent |  | Standard A Lamp | 1 | 75 | Family Room
Garage door opener | Incandescent |  | Standard A Lamp | 1 | 60 | Garage
Ceiling Fixture | Compact Fluorescent |  | Twist | 1 | 15 | Hall
Track | Incandescent |  | Standard A Lamp | 1 | 100 | Hall
Recessed Can | Incandescent |  | Reflector | 1 | 65 | Kitchen
Ceiling Fixture | Compact Fluorescent |  | Circline (Screw Base) | 1 | 28 | Kitchen
Ceiling Fixture | Compact Fluorescent |  | Twist | 1 | 15 | Laundry Room
Ceiling Fan | Incandescent |  | Standard A Lamp | 2 | 60 | Living Room
Torchiere | Incandescent |  | Standard A Lamp | 1 | 60 | Living Room
Ceiling Fan | Compact Fluorescent |  | Twist | 1 | 15 | Living Room
Chandelier (Hanging) | Incandescent |  | Globe | 1 | 75 | Kitchen
Ceiling Fixture | Compact Fluorescent |  | Twist | 2 | 15 | Kitchen
Other | Compact Fluorescent |  | Twist | 1 | 22 | Kitchen
Wall Mount | Incandescent |  | Clear | 3 | 75 | Bathroom
Ceiling Fixture | Compact Fluorescent |  | Twist | 1 | 15 | Bathroom
Table | Incandescent |  | Globe | 3 | 40 | Family Room
Ceiling Fixture | Linear Fluorescent | 48 | T-8 | 2 | 32 | Family Room
Ceiling Fixture | Compact Fluorescent |  | Twist | 2 | 7 | Family Room
Ceiling Fixture | Compact Fluorescent |  | Twist | 3 | 15 | Bedroom
Ceiling Fixture | Compact Fluorescent |  | Twist | 3 | 22 | Bedroom
Ceiling Fixture | Linear Fluorescent | 36 | T-5 | 1 | 20 | Laundry Room
Wall Mount | Linear Fluorescent | 36 | T-8 | 2 | 32 | Living Room
Ceiling Fixture | Compact Fluorescent |  | Twist | 1 | 15 | Living Room
Ceiling Fixture | Compact Fluorescent |  | Twist | 1 | 15 | Bedroom
Track | Incandescent |  | Clear | 3 | 90 | Closet
Ceiling Fixture | Compact Fluorescent |  | Twist | 1 | 15 | Closet
Ceiling Fixture | Linear Fluorescent | 36 | T-5 | 1 | 20 | Other
Ceiling Fixture | Compact Fluorescent |  | Twist | 1 | 22 | Bathroom
Ceiling Fixture | Compact Fluorescent |  | Twist | 1 | 22 | Hall
Chandelier (Hanging) | Compact Fluorescent |  | Twist | 1 | 36 | Kitchen
Wall Mount | Incandescent |  | Standard A Lamp | 2 | 60 | Bathroom
Wall Mount | Incandescent |  | Standard A Lamp | 2 | 60 | Bathroom
Recessed Can | Incandescent |  | Reflector | 1 | 60 | Bathroom
Ceiling Fan | Incandescent |  | Standard A Lamp | 2 | 60 | Bedroom
Table | Compact Fluorescent |  | Twist | 1 | 22 | Bedroom
Ceiling Fixture | Incandescent |  | Standard A Lamp | 2 | 60 | Bedroom
Table | Incandescent |  | Standard A Lamp | 1 | 60 | Bedroom
Table | Compact Fluorescent |  | Twist | 1 | 22 | Bedroom
Ceiling Fixture | Incandescent |  | Standard A Lamp | 2 | 60 | Bedroom
Chandelier (Hanging) | Incandescent |  | Standard A Lamp | 3 | 60 | Family Room
Table | Compact Fluorescent |  | Twist | 1 | 22 | Family Room
Floor lamp | Incandescent |  | Standard A Lamp | 3 | 60 | Family Room
Recessed Can | Incandescent |  | Reflector | 1 | 40 | Family Room
Wall Mount | Incandescent |  | Standard A Lamp | 1 | 60 | Family Room
Ceiling Fixture | Compact Fluorescent |  | Twist | 1 | 22 | Garage
Garage door opener | Incandescent |  | Clear | 2 | 40 | Garage
Ceiling Fixture | Incandescent |  | Standard A Lamp | 2 | 60 | Hall
Recessed Can | Incandescent |  | Reflector | 1 | 60 | Hall
Ceiling Fixture | Incandescent |  | Standard A Lamp | 2 | 60 | Laundry Room
Ceiling Fixture | Incandescent |  | Standard A Lamp | 2 | 60 | Office
Table | Incandescent |  | Standard A Lamp | 3 | 60 | Office
Wall Mount | Incandescent |  | Standard A Lamp | 1 | 60 | Other
Ceiling Fixture | Incandescent |  | Standard A Lamp | 1 | 65 | Other
Wall Mount | Incandescent |  | Reflector | 7 | 65 | Other
Ceiling Fixture | Incandescent |  | Standard A Lamp | 1 | 75 | Bathroom
Wall Mount | Incandescent |  | Standard A Lamp | 1 | 100 | Bathroom
Ceiling Fixture | Incandescent |  | Standard A Lamp | 2 | 60 | Bedroom
Ceiling Fixture | Incandescent |  | Standard A Lamp | 1 | 100 | Bedroom
Table | Incandescent |  | Standard A Lamp | 1 | 125 | Bedroom
Ceiling Fixture | Incandescent |  | Standard A Lamp | 1 | 100 | Bedroom
Ceiling Fixture | Incandescent |  | Standard A Lamp | 1 | 100 | Hall
Ceiling Fixture | Incandescent |  | Standard A Lamp | 4 | 125 | Dining Room
Ceiling Fan | Incandescent |  | Standard A Lamp | 5 | 90 | Living Room
Wall Mount | Incandescent |  | Standard A Lamp | 1 | 60 | Living Room
Ceiling Fixture | Incandescent |  | Standard A Lamp | 3 | 100 | Laundry Room
Wall Mount | Incandescent |  | Globe | 4 | 60 | Bathroom
Ceiling Fixture | Incandescent |  | Standard A Lamp | 1 | 75 | Bathroom
Wall Mount | Incandescent |  | Globe | 6 | 60 | Bathroom
Ceiling Fan | Incandescent |  | Standard A Lamp | 4 | 60 | Bedroom
Table | Incandescent |  | Standard A Lamp | 1 | 100 | Bedroom
Table | Incandescent |  | Standard A Lamp | 1 | 100 | Bedroom
Ceiling Fan | Incandescent |  | Standard A Lamp | 3 | 60 | Bedroom
Wall Mount | Incandescent |  | Standard A Lamp | 1 | 60 | Closet
Ceiling Fan | Incandescent |  | Standard A Lamp | 4 | 100 | Dining Room
Ceiling Fan | Incandescent |  | Decorative | 3 | 60 | Other
Ceiling Fixture | Linear Fluorescent | 48 | T-8 | 2 | 32 | Living Room
Recessed Can | Halogen |  | PAR | 1 | 150 | Living Room
Table | Incandescent |  | Standard A Lamp | 1 | 100 | Living Room
Floor lamp | Incandescent |  | Standard A Lamp | 1 | 60 | Living Room
Garage door opener | Incandescent |  | Standard A Lamp | 2 | 75 | Garage
Ceiling Fixture | Linear Fluorescent | 48 | T-8 | 2 | 32 | Garage
Ceiling Fixture | Incandescent |  | Standard A Lamp | 2 | 75 | Hall
Wall Mount | Incandescent |  | Decorative | 1 | 60 | Hall
Ceiling Fixture | Incandescent |  | Standard A Lamp | 1 | 60 | Hall
Ceiling Fixture | Linear Fluorescent | 48 | T-8 | 2 | 32 | Kitchen
Ceiling Fixture | Incandescent |  | Standard A Lamp | 1 | 75 | Laundry Room
Ceiling Fixture | Compact Fluorescent |  | Twist | 1 | 15 | Laundry Room
Torchiere | Halogen |  | Quartz Tube | 1 | 500 | Living Room
Floor lamp | Incandescent |  | Standard A Lamp | 1 | 60 | Living Room
Table | Incandescent |  | Standard A Lamp | 2 | 60 | Bedroom
Ceiling Fixture | Linear Fluorescent | 48 | T-8 | 2 | 32 | Bedroom
Ceiling Fixture | Compact Fluorescent |  | Twist | 2 | 15 | Office
Ceiling Fixture | Incandescent |  | Standard A Lamp | 1 | 60 | Other
Ceiling Fixture | Compact Fluorescent |  | Twist | 1 | 22 | Bathroom
Ceiling Fixture | Incandescent |  | Standard A Lamp | 1 | 60 | Bedroom
Ceiling Fixture | Incandescent |  | Standard A Lamp | 1 | 60 | Bedroom
Ceiling Fixture | Incandescent |  | Standard A Lamp | 1 | 65 | Bedroom
Ceiling Fixture | Incandescent |  | Standard A Lamp | 2 | 60 | Garage
Ceiling Fixture | Compact Fluorescent |  | Twist | 2 | 22 | Kitchen
Table | Compact Fluorescent |  | Twist | 1 | 22 | Living Room
Ceiling Fixture | Incandescent |  | Standard A Lamp | 1 | 60 | Laundry Room
Ceiling Fixture | Incandescent |  | Standard A Lamp | 1 | 60 | Bathroom
Wall Mount | Incandescent |  | Standard A Lamp | 3 | 40 | Bathroom
Wall Mount | Incandescent |  | Standard A Lamp | 1 | 40 | Bathroom
Ceiling Fixture | Incandescent |  | Standard A Lamp | 1 | 60 | Bathroom
Wall Mount | Incandescent |  | Standard A Lamp | 4 | 40 | Bathroom
Ceiling Fan | Incandescent |  | Decorative | 4 | 60 | Master Bedroom
Wall Mount | Incandescent |  | Globe | 1 | 60 | Master Bedroom
Table | Incandescent |  | Clear | 1 | 60 | Master Bedroom
Ceiling Fixture | Incandescent |  | Standard A Lamp | 2 | 40 | Bedroom
Table | Incandescent |  | Standard A Lamp | 1 | 40 | Bedroom
Ceiling Fixture | Incandescent |  | Standard A Lamp | 3 | 40 | Office
Ceiling Fixture | Linear Fluorescent | 48 | T-12 | 2 | 32 | Closet
Chandelier (Hanging) | Incandescent |  | Globe | 6 | 60 | Dining Room
Recessed Can | Incandescent |  | Reflector | 1 | 65 | Family Room
Ceiling Fixture | Linear Fluorescent | 60 | T-12 | 2 | 40 | Garage
Wall Mount | Incandescent |  | Standard A Lamp | 1 | 60 | Hall
Chandelier (Hanging) | Incandescent |  | Standard A Lamp | 3 | 60 | Hall
Wall Mount | Incandescent |  | Standard A Lamp | 1 | 40 | Hall
Track | Halogen |  | MR | 5 | 50 | Kitchen
Ceiling Fixture | Compact Fluorescent |  | Twist | 2 | 15 | Kitchen
Ceiling Fixture | Linear Fluorescent | 48 | T-12 | 4 | 32 | Laundry Room
Ceiling Fixture | Compact Fluorescent |  | Twist | 2 | 15 | Laundry Room
Ceiling Fixture | Compact Fluorescent |  | Twist | 2 | 15 | Living Room
Table | Incandescent |  | Standard A Lamp | 1 | 60 | Living Room
Floor lamp | Incandescent |  | Standard A Lamp | 1 | 60 | Living Room
Recessed - other | Compact Fluorescent |  | Twist | 1 | 22 | Living Room
Floor lamp | Incandescent |  | 3-Way Incandescent | 1 | 100 | Living Room
Floor lamp | Compact Fluorescent |  | Twist | 1 | 22 | Living Room
Ceiling Fixture | Compact Fluorescent |  | Twist | 1 | 28 | Bathroom
Ceiling Fixture | Linear Fluorescent | 48 | T-8 | 2 | 32 | Bedroom
Table | Incandescent |  | Mini base | 3 | 60 | Bedroom
Ceiling Fixture | Compact Fluorescent |  | Straight Tube | 1 | 15 | Bedroom
Table | Incandescent |  | Standard A Lamp | 1 | 60 | Bedroom
Ceiling Fixture | Compact Fluorescent |  | Twist | 1 | 28 | Other
Ceiling Fixture | Compact Fluorescent |  | Straight Tube | 1 | 36 | Family Room
Ceiling Fixture | Linear Fluorescent | 96 | T-12 | 2 | 100 | Garage
Ceiling Fixture | Compact Fluorescent |  | Twist | 1 | 15 | Master Bedroom
Chandelier (Hanging) | Compact Fluorescent |  | Twist | 5 | 15 | Dining Room
Recessed Can | Compact Fluorescent |  | Flood | 1 | 15 | Dining Room
Table | Incandescent |  | Standard A Lamp | 1 | 75 | Dining Room
Ceiling Fixture | Linear Fluorescent | 48 | T-8 | 4 | 32 | Kitchen
Ceiling Fixture | Compact Fluorescent |  | Flood | 1 | 15 | Kitchen
Ceiling Fixture | Linear Fluorescent | 48 | T-8 | 4 | 32 | Laundry Room
Recessed Can | Compact Fluorescent |  | Flood | 1 | 15 | Laundry Room
Ceiling Fixture | Linear Fluorescent | 48 | T-8 | 2 | 32 | Bathroom
Recessed Can | Compact Fluorescent |  | Flood | 1 | 15 | Hall
Ceiling Fixture | Compact Fluorescent |  | Twist | 1 | 15 | Bedroom
Recessed Can | Compact Fluorescent |  | Flood | 1 | 15 | Hall
Wall Mount | Linear Fluorescent | 48 | T-12 | 1 | 40 | Hall
Chandelier (Hanging) | Incandescent |  | Standard A Lamp | 5 | 60 | Dining Room
Wall Mount | Compact Fluorescent |  | Twist | 3 | 15 | Bathroom
Ceiling Fan | Incandescent |  | Standard A Lamp | 2 | 60 | Bathroom
Table | Compact Fluorescent |  | Twist | 1 | 15 | Bathroom
Ceiling Fixture | Linear Fluorescent | 48 | T-12 | 2 | 40 | Bedroom
Ceiling Fixture | Linear Fluorescent | 48 | T-12 | 2 | 40 | Laundry Room
Ceiling Fixture | Incandescent |  | Standard A Lamp | 1 | 100 | Garage
Ceiling Fixture | Incandescent |  | Standard A Lamp | 1 | 60 | Garage
Wall Mount | Incandescent |  | Standard A Lamp | 4 | 60 | Bathroom
Ceiling Fan | Incandescent |  | Standard A Lamp | 2 | 40 | Living Room
Ceiling Fan | Incandescent |  | Mini base | 4 | 40 | Family Room
Floor lamp | Incandescent |  | Standard A Lamp | 1 | 100 | Family Room
Ceiling Fixture | Incandescent |  | Standard A Lamp | 1 | 60 | Hall
Chandelier (Hanging) | Incandescent |  | Standard A Lamp | 3 | 60 | Hall
Floor lamp | Incandescent |  | Other | 1 | 25 | Master Bedroom
Table | Incandescent |  | Standard A Lamp | 1 | 100 | Master Bedroom
Wall Mount | Incandescent |  | Standard A Lamp | 4 | 60 | Bathroom
Ceiling Fixture | Incandescent |  | Standard A Lamp | 3 | 60 | Bathroom
Ceiling Fixture | Incandescent |  | Standard A Lamp | 2 | 60 | Closet
Recessed Can | Incandescent |  | Reflector | 1 | 75 | Kitchen
Chandelier (Hanging) | Compact Fluorescent |  | Pin base | 1 | 22 | Kitchen
Ceiling Fixture | Incandescent |  | Standard A Lamp | 2 | 60 | Bedroom
Ceiling Fixture | Incandescent |  | Standard A Lamp | 1 | 60 | Bathroom
Wall Mount | Compact Fluorescent |  | Globe | 3 | 15 | Bathroom
Ceiling Fixture | Incandescent |  | Standard A Lamp | 1 | 60 | Bathroom
Wall Mount | Incandescent |  | Decorative | 4 | 25 | Bathroom
Ceiling Fixture | Compact Fluorescent |  | Twist | 2 | 15 | Bedroom
Wall Mount | Incandescent |  | Standard A Lamp | 1 | 65 | Bedroom
Ceiling Fixture | Incandescent |  | Standard A Lamp | 2 | 65 | Bedroom
Ceiling Fixture | Compact Fluorescent |  | Twist | 2 | 22 | Hall
Ceiling Fixture | Linear Fluorescent | 48 | T-8 | 2 | 60 | Hall
Ceiling Fixture | Compact Fluorescent |  | Circline (Screw Base) | 1 | 36 | Kitchen
Chandelier (Hanging) | Incandescent |  | Standard A Lamp | 2 | 100 | Kitchen
Chandelier (Hanging) | Halogen |  | PAR | 1 | 50 | Kitchen
Ceiling Fixture | Compact Fluorescent |  | Twist | 1 | 22 | Laundry Room
Ceiling Fixture | Linear Fluorescent | 36 | T-8 | 2 | 40 | Laundry Room
Torchiere | Compact Fluorescent |  | 3-Way CFL | 1 | 22 | Living Room
Ceiling Fixture | Incandescent |  | Standard A Lamp | 2 | 60 | Master Bedroom
Table | Compact Fluorescent |  | Twist | 2 | 15 | Master Bedroom
Torchiere | Compact Fluorescent |  | 3-Way CFL | 1 | 22 | Master Bedroom
Chandelier (Hanging) | Compact Fluorescent |  | Globe | 3 | 22 | Office
Ceiling Fixture | Linear Fluorescent | 36 | T-8 | 2 | 40 | Family Room
Wall Mount | Compact Fluorescent |  | Twist | 1 | 22 | Family Room
Recessed Can | Compact Fluorescent |  | Twist | 1 | 15 | Bathroom
Wall Mount | Linear Fluorescent | 36 | T-8 | 2 | 32 | Bathroom
Ceiling Fixture | Compact Fluorescent |  | Twist | 2 | 15 | Bedroom
Ceiling Fixture | Compact Fluorescent |  | Twist | 2 | 15 | Bedroom
Ceiling Fixture | Compact Fluorescent |  | Twist | 2 | 15 | Dining Room
Ceiling Fixture | Compact Fluorescent |  | Twist | 4 | 22 | Family Room
Ceiling Fixture | Compact Fluorescent |  | Twist | 1 | 15 | Hall
Ceiling Fixture | Compact Fluorescent |  | Twist | 1 | 22 | Kitchen
Ceiling Fixture | Linear Fluorescent | 48 | T-12 | 4 | 32 | Kitchen
Ceiling Fixture | Incandescent |  | Standard A Lamp | 2 | 60 | Family Room
Ceiling Fixture | Incandescent |  | Mini base | 3 | 60 | Family Room
Floor lamp | Incandescent |  | Heat Lamp | 5 | 60 | Family Room
Floor lamp | Incandescent |  | Standard A Lamp | 1 | 150 | Family Room
Ceiling Fixture | Compact Fluorescent |  | Twist | 4 | 15 | Bedroom
Table | Compact Fluorescent |  | Twist | 1 | 15 | Bedroom
Ceiling Fixture | Compact Fluorescent |  | Twist | 1 | 15 | Office
Ceiling Fixture | Compact Fluorescent |  | Twist | 1 | 15 | Bathroom
Wall Mount | Compact Fluorescent |  | Globe | 6 | 7 | Bathroom
Wall Mount | Incandescent |  | Standard A Lamp | 2 | 65 | Bathroom
Ceiling Fixture | Compact Fluorescent |  | Twist | 3 | 22 | Bedroom
Table | Compact Fluorescent |  | Twist | 1 | 22 | Bedroom
Ceiling Fan | Incandescent |  | Mini base | 3 | 25 | Bedroom
Table | Compact Fluorescent |  | Twist | 1 | 22 | Bedroom
Ceiling Fan | Compact Fluorescent |  | A shape bulb | 3 | 22 | Bedroom
Torchiere | Compact Fluorescent |  | Twist | 1 | 22 | Bedroom
Ceiling Fixture | Linear Fluorescent | 48 | T-8 | 2 | 32 | Garage
Garage door opener | Incandescent |  | Standard A Lamp | 2 | 60 | Garage
Recessed Can | Compact Fluorescent |  | Twist | 1 | 22 | Hall
Recessed Can | Incandescent |  | Reflector | 1 | 75 | Hall
Recessed Can | Incandescent |  | Reflector | 1 | 75 | Kitchen
Chandelier (Hanging) | Incandescent |  | Standard A Lamp | 3 | 60 | Kitchen
Ceiling Fixture | Incandescent |  | Standard A Lamp | 3 | 60 | Laundry Room
Ceiling Fan | Incandescent |  | Standard A Lamp | 4 | 60 | Living Room
Wall Mount | Incandescent |  | Standard A Lamp | 4 | 60 | Bathroom
Ceiling Fan | Compact Fluorescent |  | A shape bulb | 3 | 22 | Master Bedroom
Table | Compact Fluorescent |  | Twist | 1 | 22 | Master Bedroom
Wall Mount | Incandescent |  | Mini base | 1 | 25 | Dining Room
Ceiling Fixture | Incandescent |  | Globe | 1 | 40 | Dining Room
Wall Mount | Compact Fluorescent |  | Twist | 2 | 22 | Bathroom
Ceiling Fixture | Compact Fluorescent |  | Twist | 1 | 15 | Laundry Room
Ceiling Fixture | Compact Fluorescent |  | Twist | 3 | 15 | Office
Table | Incandescent |  | Standard A Lamp | 1 | 60 | Office
Ceiling Fixture | Compact Fluorescent |  | Twist | 1 | 22 | Garage
Garage door opener | Compact Fluorescent |  | Twist | 1 | 22 | Garage
Recessed Can | Compact Fluorescent |  | Twist | 1 | 15 | Kitchen
Floor lamp | Compact Fluorescent |  | Twist | 1 | 22 | Living Room
Table | Compact Fluorescent |  | Twist | 1 | 22 | Living Room
Table | Incandescent |  | Standard A Lamp | 1 | 60 | Living Room
Ceiling Fixture | Incandescent |  | Clear | 1 | 65 | Hall
Wall Mount | Incandescent |  | Clear | 1 | 60 | Hall
Ceiling Fixture | Compact Fluorescent |  | Twist | 1 | 22 | Hall
Ceiling Fixture | Compact Fluorescent |  | Twist | 1 | 15 | Master Bedroom
Wall Mount | Compact Fluorescent |  | Twist | 1 | 15 | Master Bedroom
Table | Compact Fluorescent |  | Twist | 1 | 22 | Master Bedroom
Wall Mount | Compact Fluorescent |  | A shape bulb | 2 | 22 | Bathroom
Ceiling Fixture | Compact Fluorescent |  | Twist | 1 | 15 | Master Bedroom
Wall Mount | Compact Fluorescent |  | Twist | 1 | 15 | Master Bedroom
Table | Incandescent |  | Clear | 1 | 60 | Master Bedroom
Table | Compact Fluorescent |  | Twist | 1 | 22 | Master Bedroom
Ceiling Fixture | Compact Fluorescent |  | Twist | 1 | 22 | Closet
Ceiling Fixture | Compact Fluorescent |  | Twist | 1 | 15 | Hall
Wall Mount | Compact Fluorescent |  | Twist | 4 | 15 | Bathroom
Table | Incandescent |  | Standard A Lamp | 1 | 15 | Bedroom
Ceiling Fixture | Compact Fluorescent |  | Twist | 1 | 15 | Bedroom
Floor lamp | Halogen |  | Other | 1 | 20 | Bedroom
Chandelier (Hanging) | Compact Fluorescent |  | Twist | 5 | 15 | Dining Room
Wall Mount | Halogen |  | Quartz Tube | 1 | 500 | Garage
Garage door opener | Incandescent |  | Standard A Lamp | 2 | 60 | Garage
Ceiling Fixture | Incandescent |  | Standard A Lamp | 2 | 125 | Garage
Ceiling Fixture | Incandescent |  | Standard A Lamp | 1 | 60 | Hall
Ceiling Fan | Compact Fluorescent |  | Pin base | 4 | 22 | Kitchen
Recessed Can | Incandescent |  | Reflector | 1 | 75 | Kitchen
Architectural | Incandescent |  | Mini base | 1 | 25 | Kitchen
Recessed Can | Incandescent |  | Reflector | 1 | 75 | Laundry Room
Ceiling Fan | Compact Fluorescent |  | Twist | 3 | 15 | Living Room
Floor lamp | Incandescent |  | Standard A Lamp | 1 | 75 | Living Room
Wall Mount | Compact Fluorescent |  | Twist | 4 | 15 | Bathroom
Recessed Can | Incandescent |  | Reflector | 1 | 75 | Bathroom
Table | Incandescent |  | Mini base | 1 | 40 | Master Bedroom
Ceiling Fan | Compact Fluorescent |  | Twist | 1 | 15 | Master Bedroom
Table | Incandescent |  | Standard A Lamp | 1 | 60 | Master Bedroom
Table | Incandescent |  | Standard A Lamp | 1 | 75 | Office
Ceiling Fixture | Compact Fluorescent |  | Twist | 2 | 15 | Office
Track | Incandescent |  | Standard A Lamp | 3 | 75 | Bathroom
Wall Mount | Compact Fluorescent |  | Twist | 2 | 22 | Bathroom
Wall Mount | Incandescent |  | Standard A Lamp | 4 | 65 | Bathroom
Ceiling Fixture | Incandescent |  | Standard A Lamp | 1 | 60 | Bedroom
Ceiling Fixture | Linear Fluorescent | 48 | T-12 | 2 | 40 | Family Room
Ceiling Fixture | Linear Fluorescent | 48 | T-12 | 2 | 40 | Other
Ceiling Fixture | Linear Fluorescent | 48 | T-12 | 2 | 40 | Garage
Ceiling Fixture | Incandescent |  | Standard A Lamp | 1 | 75 | Hall
Track | Compact Fluorescent |  | Twist | 3 | 22 | Kitchen
Chandelier (Hanging) | Incandescent |  | Decorative | 5 | 40 | Kitchen
Wall Mount | Incandescent |  | Standard A Lamp | 4 | 60 | Kitchen
Ceiling Fan | Incandescent |  | Decorative | 3 | 40 | Living Room
Floor lamp | Compact Fluorescent |  | Twist | 1 | 22 | Living Room
Ceiling Fixture | Incandescent |  | Standard A Lamp | 3 | 60 | Living Room
Wall Mount | Incandescent |  | Standard A Lamp | 3 | 60 | Bathroom
Ceiling Fixture | Incandescent |  | Standard A Lamp | 2 | 60 | Master Bedroom
Table | Incandescent |  | Standard A Lamp | 1 | 75 | Master Bedroom
Track | Incandescent |  | Standard A Lamp | 3 | 60 | Master Bedroom
Ceiling Fixture | Compact Fluorescent |  | Twist | 2 | 15 | Office
Floor lamp | Incandescent |  | Standard A Lamp | 3 | 60 | Office
Ceiling Fixture | Incandescent |  | Standard A Lamp | 2 | 60 | Office
Table | Incandescent |  | Standard A Lamp | 1 | 75 | Office
Floor lamp | Incandescent |  | Standard A Lamp | 1 | 60 | Office
Ceiling Fixture | Incandescent |  | Standard A Lamp | 2 | 65 | Other
Torchiere | Compact Fluorescent |  | Twist | 1 | 22 | Other
Floor lamp | Compact Fluorescent |  | Twist | 1 | 22 | Other
Table | Incandescent |  | Standard A Lamp | 1 | 60 | Other
Wall Mount | Compact Fluorescent |  | Twist | 1 | 15 | Bathroom
Ceiling Fixture | Incandescent |  | Standard A Lamp | 1 | 60 | Bathroom
Ceiling Fixture | Incandescent |  | Standard A Lamp | 1 | 60 | Closet
Ceiling Fixture | Incandescent |  | Standard A Lamp | 1 | 60 | Kitchen
Ceiling Fixture | Compact Fluorescent |  | Twist | 1 | 22 | Laundry Room
Table | Incandescent |  | Standard A Lamp | 1 | 60 | Closet
Ceiling Fixture | Incandescent |  | Standard A Lamp | 1 | 60 | Other
Ceiling Fixture | Compact Fluorescent |  | Twist | 2 | 22 | Living Room
Ceiling Fixture | Compact Fluorescent |  | Twist | 1 | 22 | Bedroom
Table | Incandescent |  | Standard A Lamp | 1 | 60 | Bedroom
Recessed Can | Incandescent |  | Reflector | 1 | 75 | Bathroom
Ceiling Fixture | Linear Fluorescent | 48 | T-8 | 2 | 40 | Bathroom
Wall Mount | Incandescent |  | Reflector | 1 | 65 | Bathroom
Ceiling Fixture | Incandescent |  | Standard A Lamp | 1 | 60 | Bedroom
Wall Mount | Incandescent |  | Standard A Lamp | 1 | 60 | Bedroom
Table | Incandescent |  | 3-Way Incandescent | 1 | 150 | Bedroom
Torchiere | Compact Fluorescent |  | Twist | 1 | 28 | Bedroom
Wall Mount | Incandescent |  | Standard A Lamp | 1 | 60 | Bedroom
Wall Mount | Incandescent |  | Globe | 4 | 40 | Bathroom
Ceiling Fixture | Incandescent |  | Standard A Lamp | 1 | 60 | Bathroom
Ceiling Fixture | Incandescent |  | Globe | 4 | 25 | Other
Ceiling Fixture | Compact Fluorescent |  | Twist | 3 | 22 | Other
Table | Incandescent |  | Standard A Lamp | 1 | 100 | Other
Chandelier (Hanging) | Incandescent |  | Decorative | 10 | 25 | Hall
Ceiling Fixture | Incandescent |  | Clear | 4 | 25 | Hall
Ceiling Fixture | Incandescent |  | Standard A Lamp | 1 | 60 | Garage
Garage door opener | Incandescent |  | Standard A Lamp | 2 | 65 | Garage
Ceiling Fixture | Incandescent |  | Standard A Lamp | 1 | 60 | Hall
Wall Mount | Incandescent |  | Standard A Lamp | 1 | 40 | Laundry Room
Chandelier (Hanging) | Incandescent |  | Mini base | 5 | 25 | Kitchen
Table | Incandescent |  | 3-Way Incandescent | 1 | 75 | Kitchen
Torchiere | Incandescent |  | Reflector | 3 | 60 | Kitchen
Ceiling Fan | Incandescent |  | Standard A Lamp | 4 | 40 | Kitchen
Ceiling Fixture | Linear Fluorescent | 48 | T-8 | 4 | 32 | Kitchen
Wall Mount | Incandescent |  | Reflector | 2 | 75 | Master Bedroom
Table | Compact Fluorescent |  | Twist | 1 | 22 | Master Bedroom
Ceiling Fixture | Incandescent |  | Standard A Lamp | 1 | 60 | Closet
Wall Mount | Incandescent |  | Standard A Lamp | 5 | 40 | Bathroom
Ceiling Fixture | Incandescent |  | Standard A Lamp | 3 | 60 | Family Room
Table | Incandescent |  | Standard A Lamp | 1 | 60 | Family Room
Ceiling Fixture | Compact Fluorescent |  | Twist | 1 | 15 | Hall
Chandelier (Hanging) | Incandescent |  | Decorative | 4 | 60 | Dining Room
Ceiling Fixture | Incandescent |  | Standard A Lamp | 2 | 60 | Bedroom
Ceiling Fixture | Incandescent |  | Standard A Lamp | 1 | 60 | Closet
Ceiling Fixture | Incandescent |  | Standard A Lamp | 2 | 60 | Bedroom
Table | Incandescent |  | Standard A Lamp | 1 | 60 | Bedroom
Ceiling Fixture | Compact Fluorescent |  | Twist | 1 | 15 | Hall
Ceiling Fixture | Incandescent |  | Standard A Lamp | 3 | 60 | Living Room
Floor lamp | Incandescent |  | Standard A Lamp | 2 | 60 | Living Room
Ceiling Fixture | Incandescent |  | Standard A Lamp | 1 | 60 | Garage
Garage door opener | Incandescent |  | Standard A Lamp | 1 | 60 | Garage
Low bay | Linear Fluorescent | 48 | T-12 | 2 | 25 | Garage
Ceiling Fixture | Linear Fluorescent | 48 | T-12 | 4 | 40 | Kitchen
Ceiling Fixture | Incandescent |  | Standard A Lamp | 1 | 60 | Kitchen
Ceiling Fixture | Incandescent |  | Standard A Lamp | 1 | 60 | Laundry Room
Floor lamp | Incandescent |  | 3-Way Incandescent | 1 | 100 | Living Room
Ceiling Fixture | Incandescent |  | Standard A Lamp | 1 | 60 | Closet
Ceiling Fixture | Compact Fluorescent |  | Twist | 2 | 15 | Bedroom
Table | Incandescent |  | Standard A Lamp | 1 | 100 | Bedroom
Table | Halogen |  | MR | 1 | 20 | Bedroom
Ceiling Fixture | Compact Fluorescent |  | Twist | 2 | 15 | Hall
Ceiling Fixture | Incandescent |  | Standard A Lamp | 1 | 60 | Bathroom
Floor lamp | Incandescent |  | Standard A Lamp | 1 | 60 | Bathroom
Wall Mount | Incandescent |  | Clear | 8 | 40 | Bathroom
Ceiling Fixture | Incandescent |  | Heat Lamp | 3 | 150 | Bathroom
Ceiling Fixture | Compact Fluorescent |  | Twist | 1 | 22 | Bedroom
Table | Incandescent |  | Standard A Lamp | 1 | 60 | Bedroom
Ceiling Fan | Compact Fluorescent |  | Twist | 1 | 22 | Dining Room
Floor lamp | Compact Fluorescent |  | Twist | 2 | 22 | Family Room
Low bay | Linear Fluorescent | 48 | T-12 | 2 | 40 | Garage
Ceiling Fixture | Compact Fluorescent |  | Twist | 2 | 22 | Bedroom
Ceiling Fixture | Compact Fluorescent |  | Twist | 1 | 22 | Hall
Ceiling Fan | Compact Fluorescent |  | Twist | 2 | 22 | Hall
Ceiling Fixture | Incandescent |  | Standard A Lamp | 1 | 60 | Hall
Ceiling Fixture | Linear Fluorescent | 48 | T-12 | 2 | 40 | Kitchen
Track | Halogen |  | Quartz Tube | 2 | 30 | Kitchen
Wall Mount | Compact Fluorescent |  | A shape bulb | 2 | 15 | Bathroom
Ceiling Fixture | Compact Fluorescent |  | Twist | 1 | 15 | Bathroom
Floor lamp | Incandescent |  | Decorative | 2 | 65 | Master Bedroom
Ceiling Fixture | Compact Fluorescent |  | Twist | 2 | 22 | Bedroom
Table | Incandescent |  | Globe | 1 | 60 | Bedroom
Chandelier (Hanging) | Compact Fluorescent |  | Twist | 1 | 15 | Bedroom
Ceiling Fixture | Incandescent |  | Standard A Lamp | 1 | 75 | Laundry Room
Wall Mount | Incandescent |  | Globe | 4 | 60 | Bathroom
Wall Mount | Incandescent |  | Globe | 5 | 60 | Bathroom
Wall Mount | Incandescent |  | Globe | 4 | 60 | Bathroom
Ceiling Fan | Compact Fluorescent |  | Twist | 3 | 7 | Bedroom
Table | Incandescent |  | Reflector | 1 | 40 | Bedroom
Ceiling Fixture | Compact Fluorescent |  | Twist | 1 | 22 | Bedroom
Ceiling Fixture | Linear Fluorescent | 48 | T-12 | 2 | 40 | Bedroom
Track | Incandescent |  | Reflector | 3 | 65 | Hall
Ceiling Fixture | Linear Fluorescent | 48 | T-12 | 4 | 60 | Kitchen
Ceiling Fixture | Linear Fluorescent | 48 | T-12 | 2 | 60 | Laundry Room
Track | Compact Fluorescent |  | Twist | 3 | 28 | Living Room
Table | Incandescent |  | Standard A Lamp | 1 | 75 | Living Room
Ceiling Fan | Incandescent |  | Standard A Lamp | 2 | 60 | Living Room
Chandelier (Hanging) | Compact Fluorescent |  | Twist | 1 | 28 | Living Room
Ceiling Fan | Compact Fluorescent |  | Twist | 4 | 15 | Master Bedroom
Table | Compact Fluorescent |  | Twist | 1 | 15 | Master Bedroom
Ceiling Fixture | Incandescent |  | Standard A Lamp | 4 | 60 | Office
Table | Linear Fluorescent | 24 | T-8 | 2 | 16 | Office
Ceiling Fixture | Incandescent |  | Globe | 3 | 65 | Hall
Wall Mount | Incandescent |  | Standard A Lamp | 2 | 60 | Bathroom
Ceiling Fan | Incandescent |  | Standard A Lamp | 1 | 60 | Bathroom
Wall Mount | Incandescent |  | Standard A Lamp | 1 | 40 | Bathroom
Ceiling Fixture | Incandescent |  | Standard A Lamp | 2 | 60 | Bedroom
Table | Incandescent |  | Standard A Lamp | 1 | 60 | Bedroom
Ceiling Fan | Incandescent |  | Standard A Lamp | 3 | 60 | Bathroom
Ceiling Fixture | Incandescent |  | Standard A Lamp | 2 | 60 | Bedroom
Ceiling Fixture | Incandescent |  | Standard A Lamp | 2 | 60 | Bedroom
Ceiling Fixture | Linear Fluorescent | 48 | T-12 | 1 | 40 | Kitchen
Ceiling Fan | Incandescent |  | Standard A Lamp | 1 | 60 | Laundry Room
Ceiling Fixture | Incandescent |  | Standard A Lamp | 1 | 60 | Other
Table | Incandescent |  | Standard A Lamp | 1 | 100 | Family Room
Floor lamp | Incandescent |  | Standard A Lamp | 1 | 100 | Family Room
Wall Mount | Incandescent |  | Globe | 8 | 40 | Bathroom
Ceiling Fixture | Incandescent |  | Standard A Lamp | 1 | 60 | Bathroom
Ceiling Fixture | Linear Fluorescent | 48 | Fluorescent Unknown | 2 | 40 | Bedroom
Wall Mount | Incandescent |  | Reflector | 1 | 65 | Living Room
Torchiere | Compact Fluorescent |  | Twist | 2 | 15 | Living Room
Ceiling Fixture | Incandescent |  | Standard A Lamp | 3 | 60 | Living Room
Architectural | Incandescent |  | Standard A Lamp | 5 | 60 | Dining Room
Table | Incandescent |  | Standard A Lamp | 1 | 40 | Dining Room
Ceiling Fixture | Incandescent |  | Standard A Lamp | 1 | 60 | Other
Torchiere | Incandescent |  | Standard A Lamp | 1 | 60 | Other
Wall Mount | Incandescent |  | Standard A Lamp | 1 | 75 | Other
Wall Mount | Incandescent |  | Standard A Lamp | 3 | 65 | Other
Chandelier (Hanging) | Incandescent |  | Mini base | 6 | 25 | Other
Wall Mount | Incandescent |  | Globe | 6 | 40 | Bathroom
Ceiling Fixture | Compact Fluorescent |  | Straight Tube | 1 | 28 | Bathroom
Recessed - other | Incandescent |  | Standard A Lamp | 1 | 40 | Bathroom
Wall Mount | Incandescent |  | Globe | 8 | 25 | Bathroom
Recessed Can | Incandescent |  | Reflector | 1 | 75 | Bathroom
Ceiling Fixture | Incandescent |  | Heat Lamp | 1 | 150 | Bathroom
Ceiling Fixture | Incandescent |  | Standard A Lamp | 2 | 40 | Bedroom
Table | Incandescent |  | Standard A Lamp | 1 | 60 | Bedroom
Ceiling Fixture | Compact Fluorescent |  | Twist | 1 | 15 | Bedroom
Table | Incandescent |  | Standard A Lamp | 1 | 40 | Bedroom
Chandelier (Hanging) | Compact Fluorescent |  | Straight Tube | 1 | 28 | Dining Room
Recessed Can | Compact Fluorescent |  | Twist | 1 | 15 | Dining Room
Wall Mount | Compact Fluorescent |  | Twist | 1 | 15 | Family Room
Torchiere | Compact Fluorescent |  | Twist | 1 | 15 | Family Room
Table | Compact Fluorescent |  | Twist | 1 | 15 | Family Room
Ceiling Fixture | Linear Fluorescent | 44 | T-8 | 4 | 25 | Garage
Chandelier (Hanging) | Compact Fluorescent |  | Straight Tube | 1 | 28 | Kitchen
Recessed Can | Compact Fluorescent |  | Twist | 1 | 15 | Kitchen
Recessed - other | Incandescent |  | Standard A Lamp | 1 | 40 | Kitchen
Ceiling Fixture | Compact Fluorescent |  | Twist | 1 | 15 | Laundry Room
Recessed Can | Incandescent |  | Standard A Lamp | 1 | 60 | Living Room
Table | Incandescent |  | Globe | 1 | 40 | Living Room
Torchiere | Incandescent |  | Standard A Lamp | 1 | 40 | Living Room
Wall Mount | Incandescent |  | Standard A Lamp | 3 | 40 | Living Room
Ceiling Fixture | Incandescent |  | Standard A Lamp | 3 | 60 | Hall
Ceiling Fixture | Compact Fluorescent |  | Twist | 1 | 15 | Office
Torchiere | Compact Fluorescent |  | Twist | 1 | 15 | Office
Table | Incandescent |  | Mini base | 2 | 5 | Office
Table | Incandescent |  | Standard A Lamp | 1 | 40 | Office
Ceiling Fixture | Incandescent |  | Standard A Lamp | 1 | 100 | Other
Ceiling Fixture | Incandescent |  | Standard A Lamp | 1 | 60 | Bedroom
Table | Incandescent |  | Standard A Lamp | 1 | 40 | Bedroom
Ceiling Fixture | Incandescent |  | Standard A Lamp | 2 | 40 | Hall
Ceiling Fixture | Incandescent |  | Standard A Lamp | 1 | 60 | Other
Table | Incandescent |  | Standard A Lamp | 2 | 40 | Other
Wall Mount | Incandescent |  | Decorative | 2 | 40 | Bathroom
Recessed Can | Incandescent |  | Reflector | 1 | 75 | Bathroom
Wall Mount | Incandescent |  | Decorative | 2 | 40 | Bathroom
Wall Mount | Incandescent |  | Decorative | 3 | 40 | Bathroom
Recessed Can | Incandescent |  | Reflector | 1 | 75 | Bathroom
Ceiling Fixture | Incandescent |  | Standard A Lamp | 2 | 60 | Bedroom
Ceiling Fan | Incandescent |  | Standard A Lamp | 4 | 60 | Bedroom
Table | Incandescent |  | Standard A Lamp | 1 | 40 | Bedroom
Recessed Can | Incandescent |  | Reflector | 1 | 75 | Bedroom
Recessed Can | Incandescent |  | Reflector | 1 | 75 | Bedroom
Ceiling Fan | Incandescent |  | Standard A Lamp | 4 | 60 | Bedroom
Ceiling Fan | Incandescent |  | Standard A Lamp | 4 | 60 | Bedroom
Table | Incandescent |  | Standard A Lamp | 1 | 60 | Bedroom
Ceiling Fan | Incandescent |  | Standard A Lamp | 3 | 60 | Bedroom
Recessed Can | Incandescent |  | Reflector | 1 | 75 | Bedroom
Table | Incandescent |  | Standard A Lamp | 1 | 40 | Bedroom
Ceiling Fan | Compact Fluorescent |  | Twist | 4 | 15 | Bedroom
Table | Incandescent |  | Standard A Lamp | 1 | 60 | Bedroom
Wall Mount | Incandescent |  | Standard A Lamp | 1 | 40 | Bedroom
Ceiling Fixture | Incandescent |  | Standard A Lamp | 2 | 60 | Closet
Ceiling Fixture | Incandescent |  | Standard A Lamp | 1 | 60 | Closet
Chandelier (Hanging) | Incandescent |  | Standard A Lamp | 5 | 60 | Dining Room
Ceiling Fan | Incandescent |  | Standard A Lamp | 1 | 60 | Family Room
Recessed Can | Incandescent |  | Reflector | 1 | 75 | Family Room
Floor lamp | Incandescent |  | Standard A Lamp | 1 | 100 | Family Room
Ceiling Fixture | Incandescent |  | Standard A Lamp | 2 | 60 | Garage
Ceiling Fixture | Compact Fluorescent |  | Twist | 1 | 22 | Garage
Recessed Can | Incandescent |  | Reflector | 1 | 75 | Hall
Chandelier (Hanging) | Incandescent |  | Decorative | 9 | 40 | Hall
Table | Compact Fluorescent |  | Twist | 2 | 15 | Hall
Recessed Can | Incandescent |  | Reflector | 1 | 75 | Hall
Recessed Can | Incandescent |  | Reflector | 1 | 75 | Kitchen
Ceiling Fixture | Incandescent |  | Standard A Lamp | 1 | 60 | Laundry Room
Ceiling Fixture | Incandescent |  | Standard A Lamp | 1 | 25 | Living Room
Ceiling Fixture | Compact Fluorescent |  | Twist | 1 | 15 | Living Room
Table | Incandescent |  | Standard A Lamp | 1 | 40 | Bedroom
Wall Mount | Incandescent |  | Standard A Lamp | 1 | 60 | Bathroom
Ceiling Fixture | Incandescent |  | Standard A Lamp | 1 | 60 | Bathroom
Wall Mount | Incandescent |  | Standard A Lamp | 2 | 60 | Bathroom
Ceiling Fixture | Incandescent |  | Standard A Lamp | 1 | 60 | Bathroom
Wall Mount | Incandescent |  | Standard A Lamp | 1 | 60 | Dining Room
Ceiling Fixture | Incandescent |  | Standard A Lamp | 1 | 60 | Family Room
Wall Mount | Incandescent |  | Standard A Lamp | 1 | 60 | Family Room
Table | Incandescent |  | Standard A Lamp | 1 | 60 | Family Room
Chandelier (Hanging) | Incandescent |  | Standard A Lamp | 2 | 60 | Hall
Recessed Can | Compact Fluorescent |  | Reflector | 1 | 15 | Kitchen
Ceiling Fixture | Incandescent |  | Standard A Lamp | 1 | 60 | Kitchen
Other | Compact Fluorescent |  | Twist | 1 | 22 | Kitchen
Other | Incandescent |  | Other | 1 | 60 | Kitchen
Ceiling Fixture | Incandescent |  | Standard A Lamp | 1 | 60 | Laundry Room
Recessed Can | Incandescent |  | Standard A Lamp | 1 | 60 | Office
Chandelier (Hanging) | Incandescent |  | Standard A Lamp | 1 | 60 | Bedroom
Wall Mount | Incandescent |  | Standard A Lamp | 1 | 60 | Bedroom
Wall Mount | Incandescent |  | Mini base | 1 | 40 | Hall
Ceiling Fixture | Compact Fluorescent |  | Twist | 1 | 15 | Bathroom
Floor lamp | Incandescent |  | Standard A Lamp | 1 | 75 | Bedroom
Floor lamp | Incandescent |  | Standard A Lamp | 1 | 60 | Bedroom
Ceiling Fixture | Halogen |  | MR | 4 | 50 | Bedroom
Table | Incandescent |  | Other | 1 | 20 | Bedroom
Wall Mount | Incandescent |  | Mini base | 1 | 60 | Bathroom
Chandelier (Hanging) | Compact Fluorescent |  | Twist | 1 | 15 | Bathroom
Chandelier (Hanging) | Incandescent |  | Mini base | 4 | 60 | Master Bedroom
Table | Incandescent |  | 3-Way Incandescent | 1 | 250 | Master Bedroom
Ceiling Fixture | Compact Fluorescent |  | Twist | 2 | 15 | Closet
Chandelier (Hanging) | Incandescent |  | Mini base | 2 | 60 | Hall
Ceiling Fixture | Linear Fluorescent | 48 | T-12 | 4 | 40 | Bedroom
Ceiling Fixture | Linear Fluorescent | 48 | T-12 | 4 | 40 | Bedroom
Wall Mount | Incandescent |  | Standard A Lamp | 1 | 60 | Bedroom
Ceiling Fixture | Linear Fluorescent | 48 | T-12 | 4 | 40 | Bedroom
Table | Incandescent |  | Standard A Lamp | 1 | 100 | Bedroom
Wall Mount | Compact Fluorescent |  | Twist | 1 | 15 | Bedroom
Ceiling Fixture | Linear Fluorescent | 48 | T-12 | 2 | 40 | Closet
Ceiling Fixture | Linear Fluorescent | 48 | T-12 | 2 | 40 | Hall
Ceiling Fixture | Linear Fluorescent | 48 | T-12 | 2 | 40 | Kitchen
Ceiling Fixture | Linear Fluorescent | 48 | T-12 | 2 | 40 | Laundry Room
Wall Mount | Incandescent |  | Reflector | 1 | 65 | Living Room
Ceiling Fixture | Linear Fluorescent | 48 | T-12 | 2 | 40 | Office
Ceiling Fan | Incandescent |  | Standard A Lamp | 2 | 40 | Office
Wall Mount | Incandescent |  | Decorative | 3 | 60 | Bathroom
Chandelier (Hanging) | Incandescent |  | Decorative | 3 | 60 | Dining Room
Floor lamp | Incandescent |  | 3-Way Incandescent | 1 | 100 | Family Room
Ceiling Fixture | Incandescent |  | Standard A Lamp | 1 | 200 | Garage
Garage door opener | Incandescent |  | Standard A Lamp | 1 | 60 | Garage
Recessed Can | Incandescent |  | Reflector | 1 | 75 | Hall
Recessed Can | Incandescent |  | Reflector | 1 | 60 | Hall
Recessed Can | Incandescent |  | Reflector | 1 | 75 | Kitchen
Ceiling Fixture | Linear Fluorescent | 48 | T-12 | 2 | 40 | Laundry Room
Table | Incandescent |  | 3-Way Incandescent | 1 | 100 | Living Room
Wall Mount | Incandescent |  | Globe | 7 | 40 | Bathroom
Ceiling Fixture | Incandescent |  | Reflector | 1 | 60 | Bathroom
Table | Incandescent |  | Standard A Lamp | 1 | 100 | Master Bedroom
Ceiling Fixture | Incandescent |  | Reflector | 1 | 60 | Closet
Track | Incandescent |  | Reflector | 6 | 60 | Office
Wall Mount | Incandescent |  | Decorative | 2 | 60 | Bathroom
Chandelier (Hanging) | Incandescent |  | Standard A Lamp | 1 | 100 | Bedroom
Table | Incandescent |  | Standard A Lamp | 1 | 100 | Bedroom
Ceiling Fixture | Incandescent |  | Standard A Lamp | 1 | 100 | Hall
Wall Mount | Incandescent |  | Standard A Lamp | 3 | 60 | Bathroom
Ceiling Fixture | Incandescent |  | Standard A Lamp | 2 | 60 | Bedroom
Floor lamp | Halogen |  | Quartz Tube | 1 | 65 | Bedroom
Chandelier (Hanging) | Incandescent |  | Decorative | 6 | 40 | Dining Room
Recessed Can | Incandescent |  | Reflector | 1 | 65 | Family Room
Table | Halogen |  | Quartz Tube | 1 | 50 | Family Room
Recessed Can | Incandescent |  | Reflector | 1 | 65 | Hall
Track | Halogen |  | Quartz Tube | 6 | 50 | Kitchen
Recessed Can | Incandescent |  | Reflector | 1 | 65 | Kitchen
Ceiling Fixture | Incandescent |  | Standard A Lamp | 2 | 60 | Laundry Room
Recessed Can | Incandescent |  | Reflector | 1 | 65 | Bathroom
Ceiling Fixture | Incandescent |  | Standard A Lamp | 3 | 60 | Master Bedroom
Ceiling Fixture | Incandescent |  | Standard A Lamp | 1 | 60 | Closet
Wall Mount | Incandescent |  | Standard A Lamp | 1 | 60 | Hall
Wall Mount | Incandescent |  | Standard A Lamp | 4 | 40 | Bathroom
Ceiling Fixture | Incandescent |  | Standard A Lamp | 1 | 60 | Bathroom
Wall Mount | Incandescent |  | Standard A Lamp | 4 | 40 | Bathroom
Ceiling Fixture | Incandescent |  | Standard A Lamp | 2 | 60 | Bedroom
Table | Incandescent |  | Standard A Lamp | 1 | 60 | Bedroom
Ceiling Fixture | Incandescent |  | Standard A Lamp | 2 | 60 | Bedroom
Table | Incandescent |  | Standard A Lamp | 1 | 60 | Bedroom
Ceiling Fixture | Incandescent |  | Standard A Lamp | 2 | 60 | Bedroom
Table | Incandescent |  | Standard A Lamp | 1 | 60 | Bedroom
Ceiling Fixture | Incandescent |  | Standard A Lamp | 1 | 60 | Closet
Ceiling Fixture | Incandescent |  | Standard A Lamp | 1 | 60 | Garage
Garage door opener | Incandescent |  | Standard A Lamp | 2 | 60 | Garage
Ceiling Fixture | Compact Fluorescent |  | Twist | 1 | 22 | Hall
Ceiling Fixture | Incandescent |  | Standard A Lamp | 3 | 60 | Kitchen
Ceiling Fixture | Linear Fluorescent | 48 | T-8 | 2 | 32 | Kitchen
Recessed - other | Incandescent |  | Standard A Lamp | 1 | 60 | Kitchen
Table | Incandescent |  | Standard A Lamp | 1 | 60 | Living Room
Floor lamp | Incandescent |  | Standard A Lamp | 2 | 60 | Living Room
Wall Mount | Incandescent |  | Standard A Lamp | 1 | 65 | Bathroom
Wall Mount | Incandescent |  | Standard A Lamp | 7 | 65 | Bathroom
Ceiling Fan | Incandescent |  | Standard A Lamp | 2 | 65 | Bedroom
Ceiling Fixture | Incandescent |  | Standard A Lamp | 3 | 75 | Bedroom
Ceiling Fan | Incandescent |  | Standard A Lamp | 1 | 75 | Dining Room
Recessed Can | Incandescent |  | Reflector | 1 | 65 | Dining Room
Recessed Can | Incandescent |  | Reflector | 1 | 65 | Hall
Recessed Can | Incandescent |  | Reflector | 1 | 65 | Family Room
Table | Incandescent |  | Standard A Lamp | 1 | 85 | Family Room
Ceiling Fixture | Linear Fluorescent | 48 | T-12 | 2 | 40 | Garage
Ceiling Fan | Incandescent |  | Standard A Lamp | 1 | 65 | Hall
Recessed Can | Incandescent |  | Reflector | 1 | 65 | Hall
Recessed Can | Incandescent |  | Reflector | 1 | 65 | Kitchen
Low bay | Incandescent |  | Standard A Lamp | 2 | 65 | Kitchen
Wall Mount | Linear Fluorescent | 12 | T-12 | 2 | 20 | Kitchen
Ceiling Fixture | Linear Fluorescent | 48 | T-8 | 2 | 32 | Laundry Room
Ceiling Fixture | Incandescent |  | Standard A Lamp | 3 | 75 | Living Room
Table | Incandescent |  | Standard A Lamp | 2 | 75 | Living Room
Wall Mount | Incandescent |  | Globe | 6 | 60 | Bathroom
Ceiling Fixture | Incandescent |  | Reflector | 1 | 65 | Bathroom
Ceiling Fan | Incandescent |  | Standard A Lamp | 1 | 75 | Master Bedroom
Recessed Can | Incandescent |  | Reflector | 1 | 65 | Master Bedroom
Table | Incandescent |  | Standard A Lamp | 1 | 60 | Master Bedroom
Track | Incandescent |  | Reflector | 6 | 65 | Closet
Ceiling Fixture | Incandescent |  | Standard A Lamp | 2 | 65 | Office
Wall Mount | Incandescent |  | Globe | 4 | 40 | Bathroom
Ceiling Fixture | Incandescent |  | Standard A Lamp | 2 | 40 | Bedroom
Floor lamp | Compact Fluorescent |  | Pin base | 1 | 27 | Bedroom
Chandelier (Hanging) | Compact Fluorescent |  | Twist | 5 | 15 | Dining Room
Ceiling Fixture | Incandescent |  | Mini base | 3 | 25 | Hall
Chandelier (Hanging) | Incandescent |  | Globe | 1 | 60 | Other
Table | Incandescent |  | Standard A Lamp | 1 | 100 | Other
Ceiling Fixture | Incandescent |  | Standard A Lamp | 1 | 60 | Garage
Ceiling Fixture | Compact Fluorescent |  | Twist | 1 | 13 | Hall
Ceiling Fixture | Linear Fluorescent | 48 | T-12 | 4 | 40 | Kitchen
Ceiling Fixture | Linear Fluorescent | 48 | T-12 | 2 | 40 | Laundry Room
Table | Compact Fluorescent |  | Twist | 1 | 23 | Living Room
Floor lamp | Compact Fluorescent |  | Twist | 1 | 13 | Living Room
Floor lamp | Compact Fluorescent |  | Decorative | 3 | 7 | Living Room
Ceiling Fan | Incandescent |  | Reflector | 4 | 50 | Living Room
Wall Mount | Incandescent |  | Globe | 6 | 40 | Bathroom
Ceiling Fixture | Incandescent |  | Standard A Lamp | 2 | 40 | Master Bedroom
Table | Incandescent |  | Standard A Lamp | 1 | 40 | Master Bedroom
Wall Mount | Incandescent |  | Standard A Lamp | 2 | 40 | Closet
Ceiling Fan | Incandescent |  | Standard A Lamp | 3 | 60 | Living Room
Floor lamp | Compact Fluorescent |  | 3-Way CFL | 1 | 15 | Living Room
Table | Compact Fluorescent |  | Twist | 1 | 22 | Living Room
Ceiling Fixture | Linear Fluorescent | 48 | T-12 | 4 | 40 | Office
Recessed Can | Compact Fluorescent |  | Flood | 1 | 15 | Office
Wall Mount | Incandescent |  | Clear | 1 | 60 | Hall
Wall Mount | Incandescent |  | Globe | 6 | 60 | Bathroom
Ceiling Fixture | Compact Fluorescent |  | Twist | 1 | 15 | Other
Recessed Can | Incandescent |  | Reflector | 1 | 65 | Hall
Ceiling Fan | Incandescent |  | Reflector | 4 | 75 | Bedroom
Floor lamp | Compact Fluorescent |  | Twist | 1 | 15 | Bedroom
Recessed Can | Incandescent |  | Reflector | 1 | 60 | Bathroom
Wall Mount | Halogen |  | Other | 2 | 50 | Bathroom
Ceiling Fixture | Incandescent |  | Reflector | 4 | 75 | Closet
Ceiling Fixture | Incandescent |  | Standard A Lamp | 1 | 40 | Garage
Chandelier (Hanging) | Incandescent |  | Mini base | 5 | 25 | Dining Room
Floor lamp | Incandescent |  | Decorative | 2 | 25 | Dining Room
Recessed Can | Compact Fluorescent |  | Flood | 1 | 15 | Kitchen
Recessed Can | Compact Fluorescent |  | Twist | 1 | 15 | Kitchen
Ceiling Fixture | Incandescent |  | Mini base | 4 | 25 | Laundry Room
Ceiling Fixture | Incandescent |  | Mini base | 4 | 40 | Hall
Ceiling Fixture | Incandescent |  | Standard A Lamp | 1 | 40 | Bedroom
Table | Incandescent |  | Decorative | 2 | 25 | Bedroom
Table | Compact Fluorescent |  | Twist | 1 | 15 | Bedroom
Ceiling Fixture | Incandescent |  | Standard A Lamp | 2 | 60 | Bedroom
Table | Compact Fluorescent |  | Twist | 1 | 7 | Bedroom
Wall Mount | Incandescent |  | Globe | 3 | 65 | Bathroom
Recessed Can | Incandescent |  | Reflector | 1 | 65 | Bathroom
Recessed Can | Compact Fluorescent |  | Flood | 1 | 22 | Family Room
Track | Incandescent |  | Reflector | 3 | 65 | Family Room
Ceiling Fan | Incandescent |  | Standard A Lamp | 2 | 60 | Living Room
Table | Compact Fluorescent |  | A shape bulb | 1 | 15 | Living Room
Wall Mount | Compact Fluorescent |  | Twist | 4 | 22 | Bathroom
Ceiling Fixture | Compact Fluorescent |  | Pin base | 1 | 22 | Bathroom
Ceiling Fan | Compact Fluorescent |  | Twist | 3 | 15 | Office
Table | Incandescent |  | Decorative | 1 | 40 | Office
Ceiling Fan | Compact Fluorescent |  | Twist | 3 | 15 | Bedroom
Table | Compact Fluorescent |  | Twist | 1 | 15 | Bedroom
Wall Mount | Incandescent |  | Standard A Lamp | 1 | 60 | Hall
Ceiling Fan | Incandescent |  | Decorative | 3 | 60 | Bedroom
Table | Incandescent |  | Clear | 1 | 60 | Bedroom
Ceiling Fixture | Incandescent |  | Standard A Lamp | 1 | 60 | Bathroom
Wall Mount | Compact Fluorescent |  | Twist | 4 | 15 | Bathroom
Ceiling Fixture | Compact Fluorescent |  | Pin base | 1 | 22 | Closet
Ceiling Fan | Incandescent |  | Standard A Lamp | 2 | 60 | Dining Room
Table | Incandescent |  | 3-Way Incandescent | 1 | 100 | Dining Room
Ceiling Fixture | Linear Fluorescent | 24 | T-8 | 3 | 16 | Kitchen
Architectural | Incandescent |  | Mini base | 2 | 40 | Kitchen
Ceiling Fixture | Incandescent |  | Clear | 1 | 60 | Kitchen
Ceiling Fixture | Incandescent |  | Standard A Lamp | 1 | 60 | Laundry Room
Ceiling Fixture | Compact Fluorescent |  | Pin base | 2 | 28 | Hall
Ceiling Fixture | Incandescent |  | Standard A Lamp | 2 | 60 | Office
Ceiling Fixture | Compact Fluorescent |  | Twist | 1 | 15 | Bathroom
Wall Mount | Compact Fluorescent |  | Twist | 2 | 22 | Bathroom
Ceiling Fixture | Compact Fluorescent |  | Twist | 2 | 15 | Bedroom
Ceiling Fixture | Compact Fluorescent |  | Twist | 2 | 22 | Bedroom
Wall Mount | Compact Fluorescent |  | Straight Tube | 1 | 15 | Bathroom
Ceiling Fixture | Incandescent |  | Standard A Lamp | 1 | 40 | Bathroom
Ceiling Fixture | Compact Fluorescent |  | Twist | 3 | 15 | Master Bedroom
Ceiling Fixture | Linear Fluorescent | 48 | T-8 | 2 | 32 | Garage
Ceiling Fixture | Linear Fluorescent | 48 | T-8 | 2 | 32 | Dining Room
Ceiling Fixture | Compact Fluorescent |  | Pin base | 1 | 22 | Laundry Room
Ceiling Fixture | Linear Fluorescent | 48 | T-8 | 2 | 32 | Kitchen
Ceiling Fixture | Compact Fluorescent |  | Twist | 1 | 15 | Hall
Wall Mount | Incandescent |  | Globe | 8 | 40 | Bathroom
Ceiling Fixture | Incandescent |  | Standard A Lamp | 2 | 60 | Bathroom
Chandelier (Hanging) | Incandescent |  | Decorative | 3 | 40 | Dining Room
Chandelier (Hanging) | Incandescent |  | Globe | 5 | 25 | Dining Room
Recessed Can | Incandescent |  | Reflector | 1 | 65 | Dining Room
Ceiling Fixture | Incandescent |  | Globe | 5 | 40 | Garage
Chandelier (Hanging) | Incandescent |  | Standard A Lamp | 1 | 60 | Garage
Ceiling Fixture | Incandescent |  | Reflector | 1 | 65 | Garage
Ceiling Fixture | Incandescent |  | Standard A Lamp | 2 | 60 | Hall
Ceiling Fixture | Compact Fluorescent |  | Twist | 2 | 13 | Kitchen
Wall Mount | Incandescent |  | Mini base | 1 | 40 | Kitchen
Recessed Can | Incandescent |  | Reflector | 1 | 65 | Living Room
Floor lamp | Compact Fluorescent |  | Twist | 1 | 13 | Living Room
Torchiere | Incandescent |  | 3-Way Incandescent | 1 | 159 | Living Room
Ceiling Fixture | Compact Fluorescent |  | Twist | 2 | 13 | Bathroom
Wall Mount | Incandescent |  | Globe | 8 | 60 | Bathroom
Ceiling Fixture | Incandescent |  | Standard A Lamp | 4 | 60 | Bathroom
Ceiling Fan | Incandescent |  | Standard A Lamp | 4 | 60 | Master Bedroom
Recessed Can | Halogen |  | PAR | 1 | 65 | Master Bedroom
Ceiling Fixture | Compact Fluorescent |  | Twist | 2 | 13 | Bathroom
Wall Mount | Incandescent |  | Globe | 3 | 60 | Bathroom
Floor lamp | Compact Fluorescent |  | Twist | 1 | 13 | Bedroom
Ceiling Fan | Incandescent |  | Standard A Lamp | 1 | 60 | Bedroom
Ceiling Fan | Incandescent |  | Standard A Lamp | 1 | 60 | Bedroom
Floor lamp | Compact Fluorescent |  | Twist | 1 | 23 | Bedroom
Floor lamp | Compact Fluorescent |  | Twist | 3 | 13 | Family Room
Recessed Can | Compact Fluorescent |  | Flood | 1 | 22 | Family Room
Ceiling Fixture | Incandescent |  | Standard A Lamp | 4 | 60 | Family Room
Ceiling Fixture | Incandescent |  | Globe | 4 | 40 | Bathroom
Wall Mount | Incandescent |  | Globe | 4 | 40 | Bathroom
Ceiling Fixture | Incandescent |  | Standard A Lamp | 1 | 60 | Bathroom
Wall Mount | Incandescent |  | Standard A Lamp | 3 | 40 | Bathroom
Ceiling Fixture | Incandescent |  | Standard A Lamp | 1 | 100 | Bathroom
Wall Mount | Incandescent |  | Standard A Lamp | 3 | 40 | Bathroom
Ceiling Fan | Incandescent |  | Standard A Lamp | 2 | 65 | Bedroom
Ceiling Fixture | Incandescent |  | Standard A Lamp | 1 | 65 | Bedroom
Table | Compact Fluorescent |  | Twist | 1 | 28 | Bedroom
Ceiling Fixture | Incandescent |  | Standard A Lamp | 2 | 60 | Bedroom
Table | Compact Fluorescent |  | Twist | 1 | 22 | Bedroom
Ceiling Fixture | Incandescent |  | Standard A Lamp | 2 | 60 | Bedroom
Ceiling Fixture | Incandescent |  | Standard A Lamp | 2 | 60 | Bedroom
Table | Incandescent |  | Standard A Lamp | 1 | 100 | Bedroom
Table | Compact Fluorescent |  | Twist | 1 | 22 | Family Room
Ceiling Fixture | Incandescent |  | Standard A Lamp | 1 | 60 | Hall
Ceiling Fixture | Incandescent |  | Standard A Lamp | 2 | 60 | Office
Chandelier (Hanging) | Incandescent |  | Mini base | 10 | 25 | Dining Room
Recessed Can | Incandescent |  | Reflector | 1 | 60 | Hall
Ceiling Fixture | Incandescent |  | Standard A Lamp | 1 | 100 | Garage
Garage door opener | Incandescent |  | Standard A Lamp | 1 | 65 | Garage
Ceiling Fixture | Incandescent |  | Standard A Lamp | 2 | 60 | Hall
Ceiling Fixture | Incandescent |  | Mini base | 3 | 25 | Hall
Chandelier (Hanging) | Incandescent |  | Globe | 1 | 40 | Kitchen
Recessed Can | Halogen |  | MR | 1 | 75 | Kitchen
Ceiling Fixture | Incandescent |  | Standard A Lamp | 2 | 60 | Laundry Room
Recessed Can | Halogen |  | MR | 1 | 50 | Living Room
Table | Compact Fluorescent |  | Twist | 1 | 22 | Living Room
Table | Compact Fluorescent |  | Twist | 1 | 15 | Office
Chandelier (Hanging) | Incandescent |  | Standard A Lamp | 1 | 60 | Hall
Ceiling Fixture | Incandescent |  | Standard A Lamp | 2 | 60 | Bedroom
Table | Incandescent |  | Standard A Lamp | 1 | 40 | Bedroom
Ceiling Fixture | Incandescent |  | Standard A Lamp | 3 | 60 | Family Room
Ceiling Fixture | Incandescent |  | Standard A Lamp | 1 | 60 | Family Room
Table | Incandescent |  | 3-Way Incandescent | 1 | 150 | Family Room
Wall Mount | Incandescent |  | Standard A Lamp | 1 | 60 | Closet
Wall Mount | Incandescent |  | Standard A Lamp | 1 | 40 | Garage
Wall Mount | Incandescent |  | Standard A Lamp | 1 | 60 | Hall
Wall Mount | Incandescent |  | Standard A Lamp | 1 | 60 | Closet
Ceiling Fixture | Incandescent |  | Standard A Lamp | 1 | 60 | Closet
Wall Mount | Incandescent |  | Globe | 1 | 40 | Bathroom
Ceiling Fixture | Incandescent |  | Standard A Lamp | 1 | 60 | Bathroom
Recessed - other | Incandescent |  | Standard A Lamp | 1 | 60 | Bathroom
Ceiling Fixture | Incandescent |  | Standard A Lamp | 1 | 40 | Bathroom
Ceiling Fixture | Incandescent |  | Standard A Lamp | 1 | 60 | Office
Table | Incandescent |  | Standard A Lamp | 1 | 40 | Office
Ceiling Fixture | Incandescent |  | Standard A Lamp | 1 | 60 | Office
Ceiling Fixture | Incandescent |  | Standard A Lamp | 1 | 60 | Garage
Table | Incandescent |  | Standard A Lamp | 1 | 90 | Garage
Garage door opener | Incandescent |  | Standard A Lamp | 1 | 60 | Garage
Ceiling Fixture | Compact Fluorescent |  | Twist | 1 | 15 | Hall
Track | Incandescent |  | Reflector | 2 | 27 | Hall
Track | Incandescent |  | Reflector | 2 | 40 | Hall
Ceiling Fixture | Incandescent |  | Standard A Lamp | 1 | 60 | Kitchen
Ceiling Fixture | Compact Fluorescent |  | Twist | 1 | 15 | Kitchen
Chandelier (Hanging) | Incandescent |  | Globe | 1 | 40 | Kitchen
Ceiling Fixture | Incandescent |  | Standard A Lamp | 1 | 40 | Kitchen
Other | Incandescent |  | Other | 1 | 60 | Kitchen
Recessed - other | Incandescent |  | Reflector | 1 | 150 | Laundry Room
Ceiling Fixture | Incandescent |  | Standard A Lamp | 1 | 60 | Laundry Room
Ceiling Fixture | Incandescent |  | Standard A Lamp | 1 | 60 | Living Room
Ceiling Fixture | Compact Fluorescent |  | Twist | 1 | 15 | Living Room
Recessed - other | Incandescent |  | Reflector | 1 | 65 | Living Room
Floor lamp | Compact Fluorescent |  | Twist | 1 | 13 | Living Room
Track | Incandescent |  | Reflector | 7 | 65 | Living Room
Ceiling Fixture | Incandescent |  | Standard A Lamp | 1 | 60 | Living Room
Wall Mount | Incandescent |  | Globe | 6 | 40 | Bathroom
Recessed - other | Incandescent |  | Reflector | 2 | 250 | Bathroom
Ceiling Fixture | Incandescent |  | Standard A Lamp | 1 | 60 | Master Bedroom
Ceiling Fixture | Incandescent |  | Standard A Lamp | 3 | 60 | Master Bedroom
Ceiling Fixture | Compact Fluorescent |  | Twist | 1 | 15 | Closet
Ceiling Fixture | Incandescent |  | Standard A Lamp | 1 | 60 | Closet
Ceiling Fixture | Incandescent |  | Standard A Lamp | 1 | 60 | Hall
Recessed Can | Incandescent |  | Standard A Lamp | 1 | 60 | Hall
Ceiling Fixture | Incandescent |  | Standard A Lamp | 1 | 60 | Office
Ceiling Fixture | Compact Fluorescent |  | Twist | 1 | 15 | Office
Table | Compact Fluorescent |  | Twist | 1 | 15 | Office
Table | Incandescent |  | Standard A Lamp | 1 | 60 | Office
Ceiling Fixture | Incandescent |  | Standard A Lamp | 1 | 60 | Hall
Ceiling Fixture | Incandescent |  | Standard A Lamp | 1 | 60 | Hall
Ceiling Fixture | Incandescent |  | Reflector | 1 | 65 | Hall
Ceiling Fixture | Incandescent |  | Standard A Lamp | 1 | 60 | Closet
Ceiling Fixture | Incandescent |  | Clear | 1 | 60 | Closet
Ceiling Fixture | Incandescent |  | Standard A Lamp | 1 | 60 | Bathroom
Ceiling Fixture | Compact Fluorescent |  | Twist | 1 | 15 | Bedroom
Table | Compact Fluorescent |  | Twist | 1 | 15 | Bedroom
Ceiling Fixture | Compact Fluorescent |  | Twist | 1 | 22 | Bedroom
Ceiling Fan | Compact Fluorescent |  | Twist | 1 | 22 | Dining Room
Ceiling Fan | Incandescent |  | Clear | 4 | 40 | Family Room
Table | Incandescent |  | Standard A Lamp | 1 | 75 | Family Room
Table | Compact Fluorescent |  | Twist | 1 | 15 | Family Room
Ceiling Fixture | Compact Fluorescent |  | Twist | 1 | 22 | Kitchen
Ceiling Fixture | Compact Fluorescent |  | Twist | 1 | 15 | Bedroom
Table | Incandescent |  | Clear | 1 | 60 | Bedroom
Wall Mount | Incandescent |  | Standard A Lamp | 3 | 60 | Bathroom
Ceiling Fan | Incandescent |  | Standard A Lamp | 1 | 40 | Bedroom
Table | Incandescent |  | Standard A Lamp | 1 | 100 | Bedroom
Table | Incandescent |  | Standard A Lamp | 1 | 100 | Family Room
Table | Incandescent |  | Decorative | 1 | 75 | Family Room
Ceiling Fan | Compact Fluorescent |  | Twist | 2 | 15 | Bedroom
Table | Incandescent |  | 3-Way Incandescent | 1 | 100 | Bedroom
Ceiling Fixture | Incandescent |  | Standard A Lamp | 1 | 75 | Hall
Ceiling Fan | Incandescent |  | Standard A Lamp | 4 | 60 | Dining Room
Ceiling Fixture | Incandescent |  | Standard A Lamp | 1 | 60 | Dining Room
Recessed Can | Incandescent |  | Reflector | 1 | 75 | Kitchen
Recessed Can | Halogen |  | PAR | 1 | 50 | Kitchen
Ceiling Fan | Incandescent |  | Standard A Lamp | 4 | 60 | Living Room
Table | Incandescent |  | Standard A Lamp | 1 | 60 | Living Room
Wall Mount | Compact Fluorescent |  | Twist | 2 | 15 | Bathroom
Ceiling Fan | Compact Fluorescent |  | Twist | 2 | 22 | Bedroom
Table | Incandescent |  | 3-Way Incandescent | 1 | 100 | Bedroom
Ceiling Fixture | Incandescent |  | Standard A Lamp | 1 | 60 | Laundry Room
Ceiling Fixture | Linear Fluorescent | 48 | T-12 | 2 | 40 | Master Bedroom
Ceiling Fixture | Linear Fluorescent | 48 | T-12 | 2 | 40 | Other
Ceiling Fixture | Compact Fluorescent |  | Twist | 1 | 22 | Other
Chandelier (Hanging) | Incandescent |  | Decorative | 5 | 60 | Dining Room
Table | Linear Fluorescent | 24 | T-12 | 1 | 32 | Dining Room
Recessed Can | Incandescent |  | Reflector | 1 | 60 | Dining Room
Chandelier (Hanging) | Incandescent |  | Standard A Lamp | 1 | 100 | Other
Table | Incandescent |  | Decorative | 1 | 40 | Other
Floor lamp | Incandescent |  | Decorative | 2 | 60 | Family Room
Table | Incandescent |  | Decorative | 1 | 60 | Family Room
Table | Incandescent |  | Standard A Lamp | 1 | 100 | Family Room
Ceiling Fan | Incandescent |  | Decorative | 3 | 60 | Family Room
Ceiling Fan | Compact Fluorescent |  | Twist | 1 | 22 | Kitchen
Ceiling Fixture | Incandescent |  | Standard A Lamp | 1 | 60 | Bathroom
Wall Mount | Incandescent |  | Clear | 3 | 60 | Bathroom
Ceiling Fixture | Incandescent |  | Standard A Lamp | 1 | 60 | Bathroom
Ceiling Fan | Incandescent |  | Decorative | 4 | 40 | Master Bedroom
Table | Incandescent |  | Standard A Lamp | 1 | 25 | Master Bedroom
Table | Incandescent |  | Reflector | 1 | 25 | Master Bedroom
Table | Incandescent |  | Standard A Lamp | 1 | 75 | Master Bedroom
Ceiling Fixture | Incandescent |  | Standard A Lamp | 1 | 60 | Bedroom
Table | Incandescent |  | Decorative | 1 | 25 | Bedroom
Ceiling Fixture | Incandescent |  | Clear | 2 | 25 | Other
Ceiling Fan | Incandescent |  | Standard A Lamp | 1 | 100 | Bedroom
Table | Incandescent |  | Decorative | 1 | 60 | Bedroom
Ceiling Fan | Incandescent |  | Standard A Lamp | 1 | 60 | Bedroom
Table | Incandescent |  | Decorative | 1 | 25 | Bedroom
Ceiling Fan | Incandescent |  | Standard A Lamp | 1 | 60 | Bedroom
Table | Incandescent |  | Decorative | 1 | 40 | Bedroom
Ceiling Fixture | Incandescent |  | Standard A Lamp | 1 | 100 | Hall
Ceiling Fixture | Incandescent |  | Standard A Lamp | 1 | 60 | Hall
Other | Incandescent |  | Decorative | 1 | 25 | Hall
Wall Mount | Incandescent |  | Clear | 3 | 75 | Bathroom
Ceiling Fixture | Incandescent |  | Standard A Lamp | 2 | 60 | Bedroom
Ceiling Fixture | Incandescent |  | Standard A Lamp | 2 | 60 | Bedroom
Ceiling Fixture | Compact Fluorescent |  | Twist | 2 | 15 | Closet
Ceiling Fixture | Incandescent |  | Clear | 1 | 150 | Garage
Garage door opener | Incandescent |  | Standard A Lamp | 1 | 40 | Garage
Recessed Can | Incandescent |  | Reflector | 1 | 65 | Kitchen
Chandelier (Hanging) | Compact Fluorescent |  | Twist | 1 | 15 | Kitchen
Ceiling Fixture | Compact Fluorescent |  | Twist | 2 | 15 | Laundry Room
Ceiling Fan | Incandescent |  | Clear | 4 | 60 | Living Room
Ceiling Fixture | Incandescent |  | Standard A Lamp | 2 | 60 | Master Bedroom
Wall Mount | Incandescent |  | Clear | 4 | 60 | Bathroom
Ceiling Fixture | Incandescent |  | Standard A Lamp | 1 | 60 | Bathroom
Wall Mount | Incandescent |  | Standard A Lamp | 1 | 60 | Bathroom
Ceiling Fixture | Incandescent |  | Standard A Lamp | 1 | 60 | Bedroom
Table | Incandescent |  | Standard A Lamp | 1 | 60 | Bedroom
Ceiling Fixture | Incandescent |  | Standard A Lamp | 1 | 60 | Bedroom
Table | Incandescent |  | Standard A Lamp | 1 | 60 | Bedroom
Ceiling Fixture | Incandescent |  | Standard A Lamp | 1 | 60 | Bedroom
Floor lamp | Incandescent |  | Standard A Lamp | 2 | 60 | Bedroom
Ceiling Fixture | Incandescent |  | Standard A Lamp | 2 | 60 | Bedroom
Table | Compact Fluorescent |  | Twist | 1 | 15 | Bedroom
Ceiling Fixture | Incandescent |  | Standard A Lamp | 1 | 60 | Closet
Ceiling Fixture | Incandescent |  | Standard A Lamp | 1 | 60 | Hall
Ceiling Fixture | Linear Fluorescent | 48 | T-12 | 2 | 40 | Kitchen
Recessed - other | Incandescent |  | Standard A Lamp | 1 | 60 | Kitchen
Ceiling Fixture | Incandescent |  | Standard A Lamp | 1 | 60 | Laundry Room
Table | Incandescent |  | Standard A Lamp | 1 | 60 | Living Room
Ceiling Fixture | Incandescent |  | Standard A Lamp | 1 | 60 | Living Room
Wall Mount | Incandescent |  | Globe | 3 | 60 | Bathroom
Ceiling Fixture | Incandescent |  | Standard A Lamp | 1 | 60 | Bedroom
Table | Incandescent |  | Standard A Lamp | 1 | 60 | Bedroom
Table | Compact Fluorescent |  | Twist | 1 | 15 | Bedroom
Ceiling Fixture | Incandescent |  | Standard A Lamp | 1 | 60 | Bedroom
Recessed - other | Compact Fluorescent |  | 3-Way CFL | 1 | 15 | Kitchen
Chandelier (Hanging) | Compact Fluorescent |  | Twist | 1 | 15 | Kitchen
Ceiling Fixture | Linear Fluorescent | 48 | T-12 | 2 | 40 | Kitchen
Table | Compact Fluorescent |  | Twist | 1 | 15 | Living Room
Ceiling Fixture | Incandescent |  | Standard A Lamp | 1 | 60 | Other
Wall Mount | Incandescent |  | Globe | 4 | 60 | Bathroom
Wall Mount | Incandescent |  | Globe | 4 | 60 | Bathroom
Ceiling Fixture | Incandescent |  | Standard A Lamp | 3 | 60 | Bedroom
Ceiling Fixture | Incandescent |  | Standard A Lamp | 2 | 60 | Family Room
Chandelier (Hanging) | Incandescent |  | Standard A Lamp | 5 | 60 | Dining Room
Ceiling Fixture | Incandescent |  | Standard A Lamp | 1 | 75 | Other
Recessed Can | Incandescent |  | Reflector | 1 | 65 | Hall
Recessed Can | Incandescent |  | Reflector | 1 | 65 | Hall
Wall Mount | Incandescent |  | Standard A Lamp | 1 | 60 | Hall
Floor lamp | Incandescent |  | Standard A Lamp | 2 | 60 | Family Room
Table | Incandescent |  | Standard A Lamp | 1 | 65 | Family Room
Ceiling Fan | Incandescent |  | Standard A Lamp | 1 | 75 | Family Room
Table | Halogen |  | MR | 1 | 20 | Family Room
Ceiling Fixture | Incandescent |  | Reflector | 1 | 65 | Family Room
Ceiling Fixture | Linear Fluorescent | 36 | T-8 | 1 | 32 | Garage
Ceiling Fixture | Linear Fluorescent | 36 | T-12 | 1 | 32 | Garage
Ceiling Fixture | Incandescent |  | Standard A Lamp | 1 | 60 | Garage
Garage door opener | Incandescent |  | Standard A Lamp | 1 | 60 | Garage
Ceiling Fixture | Other |  | LED Interior | 2 | 12 | Garage
Recessed Can | Incandescent |  | Standard A Lamp | 1 | 65 | Hall
Recessed Can | Incandescent |  | Reflector | 1 | 65 | Kitchen
Ceiling Fixture | Linear Fluorescent | 48 | T-12 | 2 | 40 | Laundry Room
Ceiling Fixture | Incandescent |  | Decorative | 1 | 65 | Bathroom
Recessed Can | Incandescent |  | Reflector | 1 | 65 | Bedroom
Floor lamp | Incandescent |  | Standard A Lamp | 1 | 100 | Bedroom
Table | Incandescent |  | Standard A Lamp | 2 | 40 | Bedroom
Ceiling Fixture | Incandescent |  | Standard A Lamp | 1 | 60 | Closet
Ceiling Fixture | Incandescent |  | Globe | 1 | 60 | Bathroom
Recessed Can | Incandescent |  | Reflector | 1 | 65 | Bedroom
Ceiling Fixture | Incandescent |  | Standard A Lamp | 3 | 60 | Bedroom
Table | Incandescent |  | Standard A Lamp | 1 | 60 | Bedroom
Wall Mount | Incandescent |  | Standard A Lamp | 6 | 52 | Bathroom
Ceiling Fixture | Incandescent |  | Standard A Lamp | 2 | 60 | Office
Chandelier (Hanging) | Incandescent |  | Globe | 1 | 60 | Living Room
Recessed Can | Incandescent |  | Reflector | 1 | 65 | Living Room
Table | Incandescent |  | Standard A Lamp | 1 | 52 | Living Room
Table | Halogen |  | MR | 1 | 20 | Living Room
Wall Mount | Incandescent |  | Globe | 6 | 60 | Bathroom
Ceiling Fixture | Incandescent |  | Standard A Lamp | 1 | 52 | Bathroom
Wall Mount | Incandescent |  | Standard A Lamp | 8 | 60 | Bathroom
Ceiling Fixture | Incandescent |  | Standard A Lamp | 1 | 40 | Closet
Ceiling Fixture | Incandescent |  | Standard A Lamp | 3 | 60 | Bedroom
Recessed Can | Incandescent |  | Reflector | 1 | 65 | Hall
Ceiling Fixture | Incandescent |  | Standard A Lamp | 1 | 90 | Closet
Ceiling Fixture | Incandescent |  | Standard A Lamp | 2 | 60 | Bedroom
Table | Halogen |  | MR | 1 | 20 | Bedroom
Table | Incandescent |  | Standard A Lamp | 1 | 40 | Bedroom
Ceiling Fixture | Incandescent |  | Standard A Lamp | 1 | 40 | Closet
Wall Mount | Incandescent |  | Standard A Lamp | 1 | 60 | Hall
Ceiling Fixture | Incandescent |  | Reflector | 1 | 60 | Kitchen
Ceiling Fixture | Incandescent |  | Standard A Lamp | 2 | 60 | Kitchen
Wall Mount | Halogen |  | MR | 4 | 50 | Kitchen
Ceiling Fixture | Incandescent |  | Standard A Lamp | 2 | 40 | Bedroom
Ceiling Fixture | Incandescent |  | Standard A Lamp | 1 | 60 | Bathroom
Wall Mount | Halogen |  | MR | 4 | 50 | Bathroom
Table | Incandescent |  | Standard A Lamp | 1 | 60 | Living Room
Recessed Can | Incandescent |  | Reflector | 1 | 50 | Living Room
Recessed Can | Compact Fluorescent |  | Twist | 1 | 15 | Living Room
Torchiere | Halogen |  | Quartz Tube | 1 | 150 | Living Room
Wall Mount | Incandescent |  | Standard A Lamp | 1 | 40 | Hall
Ceiling Fixture | Incandescent |  | Standard A Lamp | 2 | 60 | Hall
Recessed Can | Halogen |  | Other | 1 | 50 | Bathroom
Ceiling Fixture | Incandescent |  | Standard A Lamp | 1 | 40 | Bathroom
Wall Mount | Halogen |  | MR | 3 | 50 | Bathroom
Ceiling Fixture | Incandescent |  | Standard A Lamp | 1 | 60 | Bedroom
Table | Incandescent |  | Standard A Lamp | 1 | 60 | Bedroom
Ceiling Fixture | Incandescent |  | Standard A Lamp | 1 | 60 | Bedroom
Torchiere | Compact Fluorescent |  | Other | 1 | 22 | Bedroom
Wall Mount | Incandescent |  | Globe | 6 | 60 | Bathroom
Recessed Can | Incandescent |  | Reflector | 1 | 65 | Bathroom
Ceiling Fixture | Incandescent |  | Standard A Lamp | 3 | 75 | Bedroom
Ceiling Fixture | Incandescent |  | Reflector | 1 | 65 | Bedroom
Wall Mount | Incandescent |  | Globe | 6 | 60 | Bathroom
Recessed Can | Incandescent |  | Clear | 1 | 65 | Bathroom
Recessed Can | Incandescent |  | Reflector | 1 | 65 | Bathroom
Recessed Can | Incandescent |  | Reflector | 1 | 65 | Bedroom
Recessed - other | Halogen |  | PAR | 1 | 50 | Dining Room
Track | Incandescent |  | Standard A Lamp | 3 | 40 | Dining Room
Table | Incandescent |  | Standard A Lamp | 1 | 60 | Family Room
Ceiling Fixture | Compact Fluorescent |  | Twist | 1 | 22 | Garage
Garage door opener | Incandescent |  | Standard A Lamp | 2 | 60 | Garage
Recessed Can | Incandescent |  | Reflector | 1 | 65 | Hall
Recessed Can | Incandescent |  | Clear | 1 | 65 | Kitchen
Floor lamp | Incandescent |  | Decorative | 5 | 40 | Living Room
Track | Incandescent |  | Standard A Lamp | 1 | 100 | Living Room
Floor lamp | Halogen |  | Quartz Tube | 2 | 50 | Living Room
Recessed Can | Incandescent |  | Reflector | 1 | 65 | Living Room
Recessed Can | Incandescent |  | Reflector | 1 | 65 | Master Bedroom
Ceiling Fixture | Incandescent |  | Standard A Lamp | 3 | 65 | Other
Ceiling Fixture | Halogen |  | MR | 4 | 50 | Bathroom
Recessed - other | Incandescent |  | Reflector | 2 | 250 | Bathroom
Ceiling Fixture | Linear Fluorescent | 48 | T-12 | 2 | 40 | Kitchen
Recessed Can | Compact Fluorescent |  | Reflector | 1 | 22 | Kitchen
Ceiling Fixture | Incandescent |  | Standard A Lamp | 2 | 75 | Hall
Ceiling Fixture | Incandescent |  | Standard A Lamp | 1 | 75 | Hall
Ceiling Fixture | Incandescent |  | Standard A Lamp | 1 | 75 | Family Room
Wall Mount | Incandescent |  | Globe | 1 | 40 | Bathroom
Ceiling Fixture | Incandescent |  | Standard A Lamp | 1 | 60 | Hall
Ceiling Fixture | Incandescent |  | Reflector | 1 | 65 | Garage
Ceiling Fixture | Linear Fluorescent | 48 | T-12 | 2 | 40 | Garage
Garage door opener | Incandescent |  | Standard A Lamp | 2 | 60 | Garage
Ceiling Fixture | Compact Fluorescent |  | Twist | 1 | 15 | Hall
Wall Mount | Incandescent |  | Globe | 5 | 40 | Bathroom
Ceiling Fixture | Incandescent |  | Standard A Lamp | 2 | 75 | Bedroom
Ceiling Fixture | Incandescent |  | Standard A Lamp | 3 | 75 | Master Bedroom
Floor lamp | Incandescent |  | Standard A Lamp | 2 | 65 | Master Bedroom
Wall Mount | Compact Fluorescent |  | Twist | 1 | 22 | Closet
Floor lamp | Incandescent |  | Standard A Lamp | 1 | 60 | Living Room
Chandelier (Hanging) | Incandescent |  | Standard A Lamp | 3 | 75 | Dining Room
Ceiling Fixture | Incandescent |  | Standard A Lamp | 1 | 75 | Master Bedroom
Wall Mount | Compact Fluorescent |  | Twist | 5 | 15 | Bathroom
Architectural | Linear Fluorescent | 20 | T-5 | 1 | 16 | Bathroom
Ceiling Fixture | Compact Fluorescent |  | Twist | 1 | 15 | Bathroom
Ceiling Fixture | Incandescent |  | Standard A Lamp | 1 | 60 | Bedroom
Ceiling Fixture | Compact Fluorescent |  | Twist | 2 | 15 | Bedroom
Wall Mount | Compact Fluorescent |  | Twist | 1 | 15 | Bedroom
Ceiling Fixture | Compact Fluorescent |  | Twist | 1 | 15 | Garage
Ceiling Fixture | Linear Fluorescent | 48 | T-12 | 2 | 40 | Garage
Ceiling Fixture | Compact Fluorescent |  | Twist | 1 | 15 | Hall
Ceiling Fixture | Compact Fluorescent |  | Twist | 1 | 15 | Kitchen
Architectural | Linear Fluorescent | 20 | T-5 | 1 | 16 | Kitchen
Ceiling Fixture | Compact Fluorescent |  | Twist | 1 | 15 | Living Room
Table | Compact Fluorescent |  | Twist | 1 | 15 | Living Room
Wall Mount | Compact Fluorescent |  | Twist | 1 | 15 | Closet
Wall Mount | Compact Fluorescent |  | Twist | 1 | 15 | Closet
Wall Mount | Linear Fluorescent | 12 | T-8 | 1 | 16 | Dining Room
Table | Incandescent |  | Standard A Lamp | 1 | 60 | Dining Room
Wall Mount | Incandescent |  | Standard A Lamp | 1 | 60 | Dining Room
Wall Mount | Incandescent |  | Standard A Lamp | 2 | 60 | Bathroom
Ceiling Fixture | Incandescent |  | Standard A Lamp | 2 | 60 | Bathroom
Table | Incandescent |  | Standard A Lamp | 1 | 60 | Bedroom
Ceiling Fixture | Incandescent |  | Standard A Lamp | 2 | 60 | Family Room
Table | Incandescent |  | Standard A Lamp | 1 | 60 | Family Room
Ceiling Fixture | Incandescent |  | Standard A Lamp | 2 | 60 | Hall
Ceiling Fixture | Linear Fluorescent | 48 | T-12 | 2 | 32 | Hall
Ceiling Fixture | Linear Fluorescent | 48 | T-12 | 2 | 20 | Laundry Room
Ceiling Fixture | Linear Fluorescent | 96 | T-12 | 2 | 60 | Garage
Low bay | Linear Fluorescent | 96 | T-12 | 2 | 32 | Garage
Wall Mount | Linear Fluorescent | 36 | T-12 | 2 | 20 | Garage
Table | Compact Fluorescent |  | Twist | 1 | 15 | Living Room
Ceiling Fixture | Incandescent |  | Standard A Lamp | 2 | 60 | Kitchen
Wall Mount | Compact Fluorescent |  | Decorative | 1 | 20 | Kitchen
Wall Mount | Incandescent |  | Standard A Lamp | 3 | 60 | Bathroom
Ceiling Fixture | Incandescent |  | Standard A Lamp | 2 | 60 | Bathroom
Ceiling Fixture | Incandescent |  | Standard A Lamp | 2 | 60 | Bedroom
Ceiling Fan | Incandescent |  | Standard A Lamp | 3 | 60 | Bedroom
Floor lamp | Incandescent |  | Standard A Lamp | 1 | 75 | Bedroom
Table | Incandescent |  | Standard A Lamp | 1 | 60 | Bedroom
Ceiling Fixture | Incandescent |  | Standard A Lamp | 2 | 60 | Hall
Ceiling Fixture | Incandescent |  | Standard A Lamp | 2 | 60 | Office
Table | Incandescent |  | Standard A Lamp | 1 | 60 | Office
Ceiling Fixture | Compact Fluorescent |  | Twist | 2 | 15 | Bedroom
Table | Incandescent |  | Clear | 1 | 25 | Bedroom
Wall Mount | Compact Fluorescent |  | Twist | 3 | 15 | Bathroom
Ceiling Fixture | Compact Fluorescent |  | Twist | 2 | 15 | Bedroom
Ceiling Fixture | Compact Fluorescent |  | Twist | 2 | 15 | Master Bedroom
Wall Mount | Compact Fluorescent |  | Twist | 3 | 15 | Bathroom
Ceiling Fixture | Compact Fluorescent |  | Twist | 2 | 15 | Bathroom
Ceiling Fixture | Compact Fluorescent |  | Twist | 2 | 15 | Laundry Room
Ceiling Fixture | Compact Fluorescent |  | Twist | 1 | 15 | Garage
Ceiling Fixture | Compact Fluorescent |  | Twist | 2 | 15 | Hall
Ceiling Fixture | Incandescent |  | Standard A Lamp | 2 | 60 | Hall
Ceiling Fixture | Compact Fluorescent |  | Twist | 2 | 22 | Hall
Chandelier (Hanging) | Compact Fluorescent |  | Twist | 5 | 15 | Kitchen
Recessed Can | Halogen |  | PAR | 1 | 65 | Kitchen
Ceiling Fan | Compact Fluorescent |  | Twist | 4 | 15 | Living Room
Ceiling Fixture | Compact Fluorescent |  | Twist | 2 | 15 | Office
Ceiling Fixture | Incandescent |  | Standard A Lamp | 1 | 60 | Bathroom
Ceiling Fan | Incandescent |  | Globe | 1 | 40 | Bathroom
Ceiling Fan | Incandescent |  | Standard A Lamp | 1 | 60 | Bedroom
Ceiling Fan | Incandescent |  | Standard A Lamp | 1 | 60 | Bedroom
Ceiling Fixture | Incandescent |  | Standard A Lamp | 1 | 60 | Hall
Ceiling Fixture | Incandescent |  | Standard A Lamp | 1 | 60 | Kitchen
Ceiling Fixture | Incandescent |  | Standard A Lamp | 1 | 75 | Living Room
Table | Incandescent |  | Standard A Lamp | 1 | 60 | Living Room
Table | Incandescent |  | Standard A Lamp | 1 | 75 | Living Room
Ceiling Fixture | Linear Fluorescent | 96 | T-12 | 2 | 100 | Garage
Table | Compact Fluorescent |  | Twist | 1 | 22 | Garage
Wall Mount | Incandescent |  | Standard A Lamp | 2 | 60 | Bathroom
Ceiling Fixture | Incandescent |  | Standard A Lamp | 1 | 60 | Bedroom
Ceiling Fixture | Incandescent |  | Standard A Lamp | 1 | 60 | Bedroom
Table | Incandescent |  | Clear | 1 | 40 | Bedroom
Chandelier (Hanging) | Incandescent |  | Standard A Lamp | 5 | 40 | Dining Room
Ceiling Fixture | Incandescent |  | Standard A Lamp | 1 | 75 | Garage
Garage door opener | Incandescent |  | Standard A Lamp | 1 | 60 | Garage
Ceiling Fixture | Incandescent |  | Standard A Lamp | 1 | 60 | Hall
Ceiling Fixture | Incandescent |  | Standard A Lamp | 3 | 60 | Kitchen
Recessed Can | Incandescent |  | Reflector | 1 | 65 | Kitchen
Torchiere | Incandescent |  | Standard A Lamp | 1 | 60 | Living Room
Table | Incandescent |  | Standard A Lamp | 1 | 60 | Living Room
Ceiling Fixture | Incandescent |  | Standard A Lamp | 1 | 60 | Master Bedroom
Table | Incandescent |  | Mini base | 3 | 40 | Master Bedroom
Table | Incandescent |  | Mini base | 1 | 40 | Master Bedroom
Wall Mount | Incandescent |  | Globe | 3 | 60 | Bathroom
Ceiling Fixture | Incandescent |  | Standard A Lamp | 2 | 65 | Master Bedroom
Table | Incandescent |  | Standard A Lamp | 1 | 25 | Master Bedroom
Wall Mount | Compact Fluorescent |  | Twist | 3 | 36 | Bathroom
Chandelier (Hanging) | Incandescent |  | Standard A Lamp | 1 | 60 | Family Room
Torchiere | Compact Fluorescent |  | Twist | 2 | 28 | Family Room
Ceiling Fixture | Linear Fluorescent | 48 | T-8 | 2 | 40 | Garage
Ceiling Fixture | Compact Fluorescent |  | Twist | 1 | 22 | Garage
Low bay | Linear Fluorescent | 48 | T-8 | 2 | 32 | Laundry Room
Ceiling Fixture | Incandescent |  | Standard A Lamp | 4 | 60 | Kitchen
Ceiling Fixture | Incandescent |  | Decorative | 1 | 40 | Kitchen
Table | Compact Fluorescent |  | Twist | 2 | 22 | Dining Room
Ceiling Fixture | Compact Fluorescent |  | Twist | 3 | 22 | Dining Room
Ceiling Fixture | Incandescent |  | Decorative | 2 | 60 | Hall
Chandelier (Hanging) | Incandescent |  | Standard A Lamp | 2 | 75 | Hall
Chandelier (Hanging) | Incandescent |  | Decorative | 2 | 65 | Bathroom
Ceiling Fixture | Compact Fluorescent |  | Twist | 2 | 22 | Office
Table | Compact Fluorescent |  | Twist | 1 | 22 | Office
Ceiling Fixture | Incandescent |  | Standard A Lamp | 2 | 60 | Bedroom
Table | Incandescent |  | Standard A Lamp | 1 | 25 | Bedroom
Wall Mount | Incandescent |  | Globe | 8 | 60 | Bathroom
Ceiling Fixture | Incandescent |  | Standard A Lamp | 2 | 60 | Bathroom
Ceiling Fixture | Incandescent |  | Standard A Lamp | 2 | 60 | Bathroom
Wall Mount | Incandescent |  | Standard A Lamp | 4 | 60 | Bathroom
Ceiling Fixture | Incandescent |  | Standard A Lamp | 2 | 60 | Bedroom
Table | Incandescent |  | Standard A Lamp | 1 | 100 | Bedroom
Ceiling Fixture | Linear Fluorescent | 48 | T-8 | 4 | 32 | Bedroom
Floor lamp | Linear Fluorescent | 12 | T-5 | 2 | 16 | Bedroom
Ceiling Fixture | Incandescent |  | Standard A Lamp | 2 | 60 | Bedroom
Table | Incandescent |  | Standard A Lamp | 1 | 75 | Bedroom
Recessed Can | Incandescent |  | Reflector | 1 | 125 | Family Room
Ceiling Fixture | Incandescent |  | Mini base | 4 | 25 | Family Room
Table | Incandescent |  | Standard A Lamp | 1 | 60 | Family Room
Ceiling Fixture | Linear Fluorescent | 48 | T-8 | 2 | 32 | Garage
Ceiling Fixture | Linear Fluorescent | 48 | T-12 | 2 | 40 | Garage
Ceiling Fixture | Incandescent |  | Standard A Lamp | 1 | 60 | Garage
Recessed Can | Compact Fluorescent |  | Reflector | 1 | 15 | Hall
Ceiling Fixture | Incandescent |  | Mini base | 3 | 25 | Hall
Recessed Can | Compact Fluorescent |  | Reflector | 1 | 15 | Kitchen
Ceiling Fixture | Linear Fluorescent | 48 | T-8 | 2 | 32 | Kitchen
Recessed Can | Compact Fluorescent |  | Reflector | 1 | 15 | Laundry Room
Wall Mount | Incandescent |  | Globe | 8 | 60 | Bathroom
Table | Incandescent |  | Standard A Lamp | 1 | 100 | Master Bedroom
Ceiling Fixture | Incandescent |  | Standard A Lamp | 2 | 60 | Master Bedroom
Ceiling Fixture | Linear Fluorescent | 48 | T-12 | 2 | 40 | Other
Ceiling Fixture | Incandescent |  | Standard A Lamp | 1 | 100 | Other
Wall Mount | Incandescent |  | Globe | 3 | 60 | Bathroom
Ceiling Fixture | Compact Fluorescent |  | Twist | 1 | 15 | Bedroom
Table | Incandescent |  | 3-Way Incandescent | 1 | 125 | Bedroom
Floor lamp | Incandescent |  | Standard A Lamp | 1 | 40 | Bedroom
Chandelier (Hanging) | Incandescent |  | Decorative | 4 | 60 | Dining Room
Table | Incandescent |  | Mini base | 1 | 25 | Dining Room
Floor lamp | Incandescent |  | Other | 1 | 25 | Dining Room
Ceiling Fixture | Incandescent |  | Standard A Lamp | 1 | 75 | Garage
Ceiling Fixture | Incandescent |  | Standard A Lamp | 2 | 60 | Hall
Recessed Can | Incandescent |  | Standard A Lamp | 1 | 60 | Kitchen
Ceiling Fixture | Linear Fluorescent | 48 | T-8 | 4 | 32 | Kitchen
Ceiling Fan | Incandescent |  | Decorative | 4 | 60 | Living Room
Floor lamp | Compact Fluorescent |  | Twist | 1 | 15 | Living Room
Table | Incandescent |  | Standard A Lamp | 1 | 60 | Living Room
Table | Other |  |  | 1 | 11 | Living Room
Ceiling Fixture | Compact Fluorescent |  | Twist | 1 | 15 | Living Room
Wall Mount | Incandescent |  | Standard A Lamp | 3 | 40 | Bathroom
Ceiling Fan | Incandescent |  | Standard A Lamp | 1 | 60 | Master Bedroom
Table | Incandescent |  | Standard A Lamp | 1 | 60 | Master Bedroom
Table | Incandescent |  | Decorative | 2 | 15 | Master Bedroom
Torchiere | Incandescent |  | 3-Way Incandescent | 1 | 100 | Master Bedroom
Ceiling Fan | Incandescent |  | Standard A Lamp | 1 | 60 | Office
Table | Other |  | LED Interior | 5 | 5 | Office
Table | Incandescent |  | Standard A Lamp | 1 | 60 | Office
Ceiling Fixture | Linear Fluorescent | 48 | T-12 | 1 | 40 | Family Room
Table | Incandescent |  | 3-Way Incandescent | 1 | 90 | Family Room
Table | Incandescent |  | Standard A Lamp | 1 | 60 | Family Room
Torchiere | Halogen |  | Quartz Tube | 1 | 150 | Family Room
Ceiling Fixture | Linear Fluorescent | 48 | T-12 | 2 | 40 | Bathroom
Ceiling Fixture | Compact Fluorescent |  | Circline (Screw Base) | 1 | 22 | Bedroom
Table | Incandescent |  | Standard A Lamp | 1 | 60 | Bedroom
Ceiling Fixture | Incandescent |  | Standard A Lamp | 1 | 60 | Other
Wall Mount | Incandescent |  | Standard A Lamp | 1 | 60 | Hall
Ceiling Fixture | Incandescent |  | Standard A Lamp | 2 | 60 | Hall
Wall Mount | Incandescent |  | Decorative | 7 | 60 | Bathroom
Ceiling Fixture | Incandescent |  | Standard A Lamp | 2 | 60 | Bedroom
Table | Compact Fluorescent |  | Twist | 1 | 15 | Bedroom
Ceiling Fixture | Compact Fluorescent |  | Twist | 1 | 15 | Bedroom
Table | Compact Fluorescent |  | Twist | 1 | 15 | Bedroom
Ceiling Fixture | Incandescent |  | Standard A Lamp | 1 | 60 | Hall
Ceiling Fixture | Incandescent |  | Standard A Lamp | 1 | 60 | Hall
Ceiling Fixture | Incandescent |  | Standard A Lamp | 1 | 60 | Kitchen
Ceiling Fixture | Linear Fluorescent | 48 | T-8 | 2 | 32 | Kitchen
Ceiling Fan | Compact Fluorescent |  | Twist | 3 | 15 | Kitchen
Ceiling Fixture | Incandescent |  | Standard A Lamp | 1 | 60 | Laundry Room
Ceiling Fixture | Compact Fluorescent |  | Twist | 1 | 15 | Living Room
Floor lamp | Compact Fluorescent |  | Twist | 1 | 22 | Living Room
Wall Mount | Incandescent |  | Globe | 6 | 60 | Bathroom
Ceiling Fixture | Compact Fluorescent |  | Twist | 1 | 15 | Master Bedroom
Table | Compact Fluorescent |  | Twist | 1 | 7 | Master Bedroom
Ceiling Fixture | Incandescent |  | Standard A Lamp | 1 | 60 | Other
Table | Incandescent |  | 3-Way Incandescent | 1 | 170 | Living Room
Table | Compact Fluorescent |  | Twist | 1 | 28 | Living Room
Floor lamp | Linear Fluorescent | 24 | T-8 | 1 | 16 | Living Room
Ceiling Fixture | Incandescent |  | Standard A Lamp | 1 | 100 | Hall
Ceiling Fixture | Linear Fluorescent | 96 | T-12 | 2 | 60 | Family Room
Track | Incandescent |  | Reflector | 4 | 65 | Family Room
Ceiling Fixture | Incandescent |  | Standard A Lamp | 2 | 100 | Family Room
Table | Incandescent |  | Standard A Lamp | 1 | 100 | Closet
Ceiling Fixture | Linear Fluorescent | 48 | T-8 | 4 | 32 | Office
Table | Incandescent |  | Standard A Lamp | 1 | 100 | Office
Ceiling Fixture | Incandescent |  | Standard A Lamp | 2 | 100 | Laundry Room
Ceiling Fixture | Incandescent |  | Standard A Lamp | 1 | 100 | Bedroom
Table | Incandescent |  | 3-Way Incandescent | 1 | 90 | Bedroom
Wall Mount | Incandescent |  | Globe | 6 | 100 | Bathroom
Recessed - other | Incandescent |  | Heat Lamp | 2 | 250 | Bathroom
Ceiling Fixture | Incandescent |  | Standard A Lamp | 2 | 100 | Bedroom
Table | Incandescent |  | 3-Way Incandescent | 1 | 90 | Bedroom
Ceiling Fixture | Incandescent |  | Standard A Lamp | 1 | 75 | Closet
Table | Incandescent |  | 3-Way Incandescent | 1 | 200 | Living Room
Ceiling Fixture | Linear Fluorescent | 48 | T-8 | 4 | 32 | Kitchen
Chandelier (Hanging) | Incandescent |  | Standard A Lamp | 2 | 100 | Kitchen
Ceiling Fixture | Incandescent |  | Standard A Lamp | 1 | 100 | Hall
Wall Mount | Incandescent |  | Standard A Lamp | 2 | 100 | Bathroom
Table | Incandescent |  | 3-Way Incandescent | 1 | 150 | Bedroom
Ceiling Fixture | Incandescent |  | Standard A Lamp | 2 | 100 | Bedroom
Chandelier (Hanging) | Incandescent |  | 3-Way Incandescent | 1 | 150 | Bedroom
Ceiling Fixture | Incandescent |  | Standard A Lamp | 2 | 100 | Bathroom
Wall Mount | Incandescent |  | Globe | 4 | 100 | Bathroom
Wall Mount | Incandescent |  | Standard A Lamp | 1 | 100 | Bathroom
Recessed - other | Incandescent |  | Heat Lamp | 2 | 250 | Bathroom
Ceiling Fixture | Linear Fluorescent | 48 | T-12 | 2 | 40 | Office
Table | Compact Fluorescent |  | Twist | 1 | 28 | Office
Ceiling Fixture | Linear Fluorescent | 48 | T-12 | 2 | 40 | Other
Wall Mount | Incandescent |  | Standard A Lamp | 4 | 75 | Bathroom
Ceiling Fixture | Incandescent |  | Standard A Lamp | 1 | 75 | Bathroom
Floor lamp | Compact Fluorescent |  | Twist | 1 | 15 | Bedroom
Floor lamp | Compact Fluorescent |  | Reflector | 1 | 7 | Bedroom
Table | Incandescent |  | Standard A Lamp | 1 | 100 | Bedroom
Chandelier (Hanging) | Incandescent |  | Standard A Lamp | 3 | 75 | Dining Room
Ceiling Fixture | Compact Fluorescent |  | Twist | 3 | 15 | Hall
Ceiling Fixture | Linear Fluorescent | 48 | T-12 | 2 | 40 | Kitchen
Floor lamp | Incandescent |  | Mini base | 3 | 40 | Living Room
Table | Incandescent |  | Standard A Lamp | 1 | 100 | Living Room
Torchiere | Incandescent |  | Standard A Lamp | 1 | 100 | Master Bedroom
Table | Compact Fluorescent |  | Twist | 1 | 22 | Master Bedroom
Ceiling Fixture | Compact Fluorescent |  | Twist | 1 | 7 | Closet
Ceiling Fixture | Incandescent |  | Standard A Lamp | 1 | 75 | Closet
Wall Mount | Incandescent |  | Clear | 3 | 60 | Bathroom
Ceiling Fixture | Incandescent |  | Standard A Lamp | 3 | 60 | Bedroom
Table | Incandescent |  | Clear | 1 | 40 | Bedroom
Ceiling Fixture | Incandescent |  | Standard A Lamp | 1 | 60 | Bedroom
Table | Incandescent |  | Standard A Lamp | 1 | 60 | Bedroom
Chandelier (Hanging) | Incandescent |  | Standard A Lamp | 6 | 60 | Dining Room
Ceiling Fixture | Incandescent |  | Standard A Lamp | 3 | 60 | Hall
Ceiling Fixture | Incandescent |  | Standard A Lamp | 3 | 60 | Kitchen
Recessed Can | Incandescent |  | Reflector | 1 | 65 | Kitchen
Other | Linear Fluorescent | 12 | T-12 | 1 | 16 | Kitchen
Other | Linear Fluorescent | 24 | T-12 | 1 | 20 | Kitchen
Ceiling Fixture | Incandescent |  | Standard A Lamp | 1 | 60 | Laundry Room
Table | Incandescent |  | Standard A Lamp | 1 | 100 | Living Room
Ceiling Fixture | Incandescent |  | Standard A Lamp | 3 | 60 | Master Bedroom
Table | Incandescent |  | Standard A Lamp | 1 | 60 | Master Bedroom
Other | Linear Fluorescent | 24 | T-12 | 1 | 20 | Master Bedroom
Wall Mount | Incandescent |  | Clear | 3 | 40 | Bathroom
Ceiling Fixture | Incandescent |  | Standard A Lamp | 2 | 60 | Hall
Chandelier (Hanging) | Incandescent |  | Mini base | 6 | 60 | Living Room
Table | Incandescent |  | 3-Way Incandescent | 1 | 125 | Living Room
Ceiling Fixture | Linear Fluorescent | 48 | T-12 | 2 | 40 | Laundry Room
Wall Mount | Incandescent |  | Standard A Lamp | 3 | 60 | Bathroom
Ceiling Fixture | Incandescent |  | Standard A Lamp | 2 | 60 | Bathroom
Ceiling Fixture | Linear Fluorescent | 48 | T-12 | 2 | 40 | Kitchen
Track | Incandescent |  | Standard A Lamp | 1 | 60 | Bedroom
Wall Mount | Incandescent |  | Standard A Lamp | 1 | 60 | Bedroom
Wall Mount | Compact Fluorescent |  | Twist | 1 | 15 | Bathroom
Ceiling Fixture | Compact Fluorescent |  | Twist | 2 | 15 | Bedroom
Ceiling Fixture | Compact Fluorescent |  | Twist | 2 | 15 | Bedroom
Table | Compact Fluorescent |  | Pin base | 1 | 15 | Bedroom
Ceiling Fixture | Compact Fluorescent |  | Twist | 2 | 15 | Bedroom
Ceiling Fixture | Compact Fluorescent |  | Twist | 1 | 15 | Garage
Ceiling Fixture | Compact Fluorescent |  | Twist | 1 | 15 | Hall
Ceiling Fixture | Incandescent |  | Standard A Lamp | 1 | 60 | Kitchen
Floor lamp | Halogen |  | Quartz Tube | 1 | 50 | Living Room
Ceiling Fixture | Compact Fluorescent |  | Twist | 2 | 15 | Living Room
Ceiling Fixture | Compact Fluorescent |  | Twist | 1 | 15 | Other
Ceiling Fixture | Compact Fluorescent |  | Twist | 3 | 15 | Other
Ceiling Fixture | Compact Fluorescent |  | Twist | 1 | 15 | Bathroom
Ceiling Fixture | Incandescent |  | Reflector | 1 | 60 | Bathroom
Track | Halogen |  | MR | 2 | 25 | Bathroom
Track | Incandescent |  | Reflector | 2 | 65 | Bedroom
Track | Incandescent |  | Reflector | 3 | 65 | Bedroom
Wall Mount | Incandescent |  | Standard A Lamp | 1 | 60 | Bedroom
Ceiling Fixture | Linear Fluorescent | 48 | T-12 | 1 | 40 | Other
Wall Mount | Halogen |  | Quartz Tube | 2 | 150 | Kitchen
Track | Halogen |  | MR | 5 | 30 | Kitchen
Track | Halogen |  | MR | 2 | 30 | Kitchen
Wall Mount | Incandescent |  | Standard A Lamp | 2 | 75 | Kitchen
Ceiling Fixture | Compact Fluorescent |  | Twist | 2 | 15 | Laundry Room
Ceiling Fixture | Incandescent |  | Reflector | 1 | 65 | Laundry Room
Ceiling Fixture | Compact Fluorescent |  | Twist | 1 | 15 | Laundry Room
Track | Halogen |  | MR | 2 | 30 | Living Room
Track | Halogen |  | MR | 2 | 30 | Office
Ceiling Fixture | Halogen |  | Quartz Tube | 2 | 100 | Office
Ceiling Fixture | Halogen |  | Quartz Tube | 1 | 500 | Other
Wall Mount | Incandescent |  | Standard A Lamp | 3 | 60 | Bathroom
Ceiling Fixture | Incandescent |  | Standard A Lamp | 1 | 60 | Bathroom
Ceiling Fixture | Incandescent |  | Standard A Lamp | 2 | 60 | Bedroom
Ceiling Fixture | Incandescent |  | Standard A Lamp | 2 | 60 | Hall
Ceiling Fan | Incandescent |  | Mini base | 3 | 40 | Family Room
Table | Compact Fluorescent |  | Twist | 1 | 10 | Family Room
Ceiling Fixture | Incandescent |  | Standard A Lamp | 2 | 60 | Hall
Chandelier (Hanging) | Incandescent |  | Decorative | 3 | 60 | Kitchen
Chandelier (Hanging) | Incandescent |  | Standard A Lamp | 1 | 75 | Kitchen
Ceiling Fixture | Incandescent |  | Decorative | 2 | 60 | Kitchen
Floor lamp | Incandescent |  | Other | 3 | 25 | Kitchen
Architectural | Incandescent |  | Other | 1 | 25 | Kitchen
Ceiling Fixture | Incandescent |  | Standard A Lamp | 2 | 60 | Laundry Room
Ceiling Fan | Incandescent |  | Mini base | 3 | 40 | Living Room
Table | Incandescent |  | Mini base | 1 | 25 | Living Room
Floor lamp | Incandescent |  | Standard A Lamp | 1 | 40 | Living Room
Wall Mount | Incandescent |  | Standard A Lamp | 3 | 60 | Bathroom
Ceiling Fixture | Incandescent |  | Standard A Lamp | 1 | 60 | Bathroom
Ceiling Fan | Incandescent |  | Mini base | 3 | 40 | Master Bedroom
Table | Incandescent |  | Mini base | 1 | 25 | Master Bedroom
Ceiling Fixture | Incandescent |  | Standard A Lamp | 2 | 60 | Closet
Ceiling Fixture | Incandescent |  | Standard A Lamp | 2 | 60 | Office
Ceiling Fixture | Incandescent |  | Standard A Lamp | 1 | 60 | Other
Wall Mount | Incandescent |  | Standard A Lamp | 5 | 60 | Bathroom
Ceiling Fixture | Incandescent |  | Standard A Lamp | 1 | 60 | Bathroom
Ceiling Fixture | Incandescent |  | Standard A Lamp | 2 | 60 | Bathroom
Recessed Can | Incandescent |  | Reflector | 1 | 65 | Bathroom
Ceiling Fixture | Incandescent |  | Standard A Lamp | 5 | 60 | Bathroom
Ceiling Fixture | Incandescent |  | Standard A Lamp | 1 | 60 | Bedroom
Table | Incandescent |  | Standard A Lamp | 1 | 40 | Bedroom
Table | Incandescent |  | Standard A Lamp | 1 | 40 | Bedroom
Ceiling Fixture | Incandescent |  | Standard A Lamp | 1 | 60 | Bedroom
Ceiling Fixture | Incandescent |  | Standard A Lamp | 1 | 60 | Closet
Ceiling Fixture | Incandescent |  | Standard A Lamp | 1 | 60 | Other
Recessed Can | Incandescent |  | Reflector | 1 | 60 | Other
Floor lamp | Incandescent |  | Standard A Lamp | 3 | 40 | Other
Garage door opener | Incandescent |  | Standard A Lamp | 2 | 60 | Garage
Ceiling Fixture | Incandescent |  | Standard A Lamp | 1 | 60 | Garage
Ceiling Fixture | Linear Fluorescent | 48 | T-12 | 2 | 40 | Garage
Wall Mount | Incandescent |  | Standard A Lamp | 1 | 60 | Hall
Ceiling Fixture | Incandescent |  | Standard A Lamp | 2 | 40 | Hall
Ceiling Fixture | Incandescent |  | Standard A Lamp | 1 | 60 | Hall
Ceiling Fixture | Incandescent |  | Reflector | 1 | 60 | Hall
Recessed - other | Linear Fluorescent | 24 | T-5 | 1 | 16 | Kitchen
Chandelier (Hanging) | Incandescent |  | Standard A Lamp | 4 | 60 | Kitchen
Recessed Can | Incandescent |  | Reflector | 1 | 65 | Kitchen
Ceiling Fixture | Incandescent |  | Standard A Lamp | 1 | 60 | Laundry Room
Ceiling Fixture | Incandescent |  | Standard A Lamp | 1 | 60 | Living Room
Table | Compact Fluorescent |  | Twist | 3 | 15 | Living Room
Ceiling Fan | Incandescent |  | Standard A Lamp | 1 | 60 | Living Room
Ceiling Fixture | Incandescent |  | Standard A Lamp | 2 | 60 | Office
Recessed Can | Incandescent |  | Reflector | 1 | 65 | Office
Table | Incandescent |  | Standard A Lamp | 1 | 60 | Office
Ceiling Fixture | Incandescent |  | Standard A Lamp | 2 | 60 | Other
Ceiling Fixture | Linear Fluorescent | 48 | T-12 | 1 | 40 | Bathroom
Ceiling Fixture | Compact Fluorescent |  | Twist | 2 | 15 | Bathroom
Ceiling Fixture | Compact Fluorescent |  | Twist | 2 | 15 | Bedroom
Table | Compact Fluorescent |  | Twist | 1 | 15 | Bedroom
Table | Incandescent |  | Mini base | 1 | 7 | Bedroom
Ceiling Fixture | Linear Fluorescent | 48 | T-12 | 2 | 40 | Dining Room
Ceiling Fan | Compact Fluorescent |  | Twist | 1 | 15 | Family Room
Wall Mount | Compact Fluorescent |  | 3-Way CFL | 1 | 32 | Family Room
Table | Compact Fluorescent |  | Twist | 1 | 32 | Family Room
Table | Compact Fluorescent |  | Pin base | 1 | 13 | Family Room
Ceiling Fixture | Linear Fluorescent | 48 | T-12 | 2 | 40 | Garage
Wall Mount | Compact Fluorescent |  | Twist | 1 | 15 | Bathroom
Ceiling Fixture | Compact Fluorescent |  | Twist | 1 | 15 | Hall
Ceiling Fixture | Linear Fluorescent | 48 | T-12 | 2 | 40 | Kitchen
Recessed Can | Compact Fluorescent |  | Twist | 1 | 15 | Kitchen
Other | Halogen |  | Other | 1 | 40 | Kitchen
Other | Incandescent |  | Other | 1 | 40 | Kitchen
Chandelier (Hanging) | Compact Fluorescent |  | Twist | 2 | 15 | Laundry Room
Torchiere | Compact Fluorescent |  | 3-Way CFL | 1 | 28 | Laundry Room
Torchiere | Compact Fluorescent |  | Circline (Screw Base) | 1 | 22 | Laundry Room
Floor lamp | Compact Fluorescent |  | Pin base | 1 | 27 | Laundry Room
Ceiling Fan | Compact Fluorescent |  | Twist | 3 | 23 | Master Bedroom
Table | Halogen |  | Other | 1 | 20 | Master Bedroom
Table | Compact Fluorescent |  | Pin base | 1 | 13 | Master Bedroom
Ceiling Fixture | Compact Fluorescent |  | Twist | 1 | 15 | Office
Table | Compact Fluorescent |  | Pin base | 1 | 27 | Office
Table | Incandescent |  | Standard A Lamp | 1 | 60 | Living Room
Floor lamp | Compact Fluorescent |  | 3-Way CFL | 1 | 22 | Living Room
Chandelier (Hanging) | Incandescent |  | Decorative | 5 | 60 | Living Room
Ceiling Fixture | Incandescent |  | Standard A Lamp | 1 | 40 | Living Room
Wall Mount | Incandescent |  | Globe | 5 | 60 | Bathroom
Ceiling Fixture | Incandescent |  | Standard A Lamp | 1 | 60 | Garage
Garage door opener | Incandescent |  | Standard A Lamp | 1 | 40 | Garage
Ceiling Fixture | Linear Fluorescent | 48 | T-8 | 4 | 32 | Kitchen
Ceiling Fixture | Compact Fluorescent |  | Flood | 1 | 15 | Kitchen
Architectural | Incandescent |  | Mini base | 1 | 40 | Kitchen
Ceiling Fixture | Incandescent |  | Standard A Lamp | 2 | 60 | Office
Table | Incandescent |  | Standard A Lamp | 1 | 60 | Office
Table | Compact Fluorescent |  | Twist | 1 | 22 | Office
Ceiling Fixture | Compact Fluorescent |  | Twist | 1 | 22 | Hall
Ceiling Fixture | Incandescent |  | Standard A Lamp | 1 | 40 | Laundry Room
Ceiling Fixture | Incandescent |  | Standard A Lamp | 2 | 60 | Bedroom
Table | Incandescent |  | Mini base | 3 | 25 | Bedroom
Table | Incandescent |  | Standard A Lamp | 1 | 60 | Bedroom
Ceiling Fixture | Incandescent |  | Standard A Lamp | 3 | 40 | Master Bedroom
Table | Compact Fluorescent |  | Twist | 1 | 15 | Master Bedroom
Ceiling Fixture | Incandescent |  | Standard A Lamp | 1 | 40 | Closet
Wall Mount | Incandescent |  | Globe | 5 | 60 | Bathroom
Ceiling Fixture | Incandescent |  | Standard A Lamp | 1 | 60 | Other
Ceiling Fixture | Incandescent |  | Clear | 1 | 40 | Other
Wall Mount | Compact Fluorescent |  | Twist | 3 | 15 | Bathroom
Ceiling Fixture | Compact Fluorescent |  | Twist | 2 | 15 | Bathroom
Ceiling Fixture | Halogen |  | Other | 3 | 50 | Bedroom
Ceiling Fan | Compact Fluorescent |  | Twist | 1 | 15 | Bedroom
Ceiling Fixture | Compact Fluorescent |  | Twist | 2 | 15 | Other
Ceiling Fixture | Linear Fluorescent | 40 | T-8 | 4 | 20 | Kitchen
Ceiling Fixture | Compact Fluorescent |  | Twist | 5 | 15 | Living Room
Floor lamp | Compact Fluorescent |  | Twist | 3 | 15 | Living Room
Table | Compact Fluorescent |  | Twist | 1 | 15 | Living Room
Ceiling Fixture | Incandescent |  | Standard A Lamp | 4 | 60 | Living Room
Ceiling Fan | Compact Fluorescent |  | Twist | 3 | 15 | Closet
Wall Mount | Halogen |  | Other | 1 | 50 | Closet
Ceiling Fixture | Compact Fluorescent |  | Twist | 2 | 15 | Hall
Ceiling Fixture | Incandescent |  | Decorative | 5 | 40 | Family Room
Wall Mount | Compact Fluorescent |  | Decorative | 2 | 7 | Family Room
Ceiling Fixture | Compact Fluorescent |  | Twist | 1 | 15 | Other
Wall Mount | Halogen |  | PAR | 1 | 50 | Other
Ceiling Fixture | Linear Fluorescent | 48 | T-12 | 2 | 40 | Other
Wall Mount | Incandescent |  | Globe | 3 | 60 | Bathroom
Ceiling Fixture | Incandescent |  | Standard A Lamp | 2 | 60 | Bathroom
Wall Mount | Incandescent |  | Globe | 5 | 60 | Bathroom
Ceiling Fan | Incandescent |  | Standard A Lamp | 3 | 60 | Bedroom
Ceiling Fan | Incandescent |  | Decorative | 3 | 40 | Bedroom
Ceiling Fixture | Incandescent |  | Standard A Lamp | 1 | 60 | Hall
Ceiling Fixture | Compact Fluorescent |  | Twist | 3 | 15 | Kitchen
Ceiling Fixture | Compact Fluorescent |  | Twist | 2 | 15 | Kitchen
Ceiling Fan | Incandescent |  | Standard A Lamp | 4 | 40 | Living Room
Floor lamp | Incandescent |  | Standard A Lamp | 2 | 60 | Living Room
Table | Incandescent |  | Standard A Lamp | 1 | 40 | Living Room
Wall Mount | Incandescent |  | Globe | 6 | 60 | Bathroom
Ceiling Fixture | Compact Fluorescent |  | Twist | 1 | 15 | Bathroom
Ceiling Fixture | Compact Fluorescent |  | Twist | 2 | 22 | Bedroom
Chandelier (Hanging) | Compact Fluorescent |  | Twist | 1 | 22 | Bedroom
Recessed Can | Compact Fluorescent |  | Reflector | 1 | 28 | Dining Room
Table | Compact Fluorescent |  | Twist | 1 | 22 | Dining Room
Table | Compact Fluorescent |  | Twist | 1 | 22 | Family Room
Recessed Can | Compact Fluorescent |  | Reflector | 1 | 28 | Family Room
Ceiling Fixture | Compact Fluorescent |  | Twist | 1 | 15 | Hall
Recessed Can | Compact Fluorescent |  | Reflector | 1 | 28 | Living Room
Table | Compact Fluorescent |  | Twist | 1 | 28 | Living Room
Wall Mount | Incandescent |  | Globe | 8 | 65 | Bathroom
Ceiling Fixture | Compact Fluorescent |  | Twist | 2 | 22 | Master Bedroom
Floor lamp | Compact Fluorescent |  | Twist | 2 | 22 | Master Bedroom
Ceiling Fixture | Compact Fluorescent |  | Twist | 1 | 22 | Closet
Recessed Can | Incandescent |  | Reflector | 1 | 65 | Kitchen
High bay | Linear Fluorescent | 24 | T-5 | 1 | 16 | Kitchen
High bay | Compact Fluorescent |  | Twist | 1 | 28 | Kitchen
Ceiling Fixture | Compact Fluorescent |  | Twist | 2 | 22 | Bedroom
Wall Mount | Incandescent |  | Clear | 1 | 75 | Bedroom
Ceiling Fixture | Linear Fluorescent | 48 | T-12 | 2 | 40 | Laundry Room
Ceiling Fixture | Incandescent |  | Heat Lamp | 1 | 150 | Bathroom
Table | Incandescent |  | Standard A Lamp | 1 | 60 | Bedroom
Torchiere | Incandescent |  | 3-Way Incandescent | 1 | 125 | Bedroom
Ceiling Fixture | Incandescent |  | Standard A Lamp | 1 | 60 | Bathroom
Wall Mount | Incandescent |  | Standard A Lamp | 1 | 75 | Bathroom
Ceiling Fixture | Incandescent |  | Standard A Lamp | 1 | 60 | Bedroom
Table | Incandescent |  | Standard A Lamp | 1 | 100 | Bedroom
Ceiling Fixture | Incandescent |  | Standard A Lamp | 2 | 60 | Bedroom
Ceiling Fixture | Compact Fluorescent |  | Twist | 1 | 28 | Other
Ceiling Fixture | Compact Fluorescent |  | A shape bulb | 1 | 15 | Garage
Garage door opener | Incandescent |  | Standard A Lamp | 1 | 65 | Garage
Ceiling Fixture | Incandescent |  | Standard A Lamp | 1 | 60 | Hall
Chandelier (Hanging) | Compact Fluorescent |  | Decorative | 12 | 7 | Kitchen
Ceiling Fixture | Linear Fluorescent | 48 | T-8 | 2 | 32 | Kitchen
Ceiling Fixture | Compact Fluorescent |  | Twist | 1 | 22 | Laundry Room
Chandelier (Hanging) | Incandescent |  | Standard A Lamp | 1 | 100 | Living Room
Torchiere | Incandescent |  | 3-Way Incandescent | 1 | 75 | Living Room
Chandelier (Hanging) | Incandescent |  | Standard A Lamp | 3 | 60 | Living Room
Ceiling Fixture | Linear Fluorescent | 60 | T-8 | 2 | 40 | Office
Table | Incandescent |  | Standard A Lamp | 1 | 60 | Office
Ceiling Fixture | Incandescent |  | Standard A Lamp | 2 | 60 | Hall
Recessed Can | Incandescent |  | Reflector | 1 | 65 | Living Room
Chandelier (Hanging) | Compact Fluorescent |  | Twist | 3 | 22 | Living Room
Chandelier (Hanging) | Incandescent |  | Decorative | 3 | 60 | Living Room
Chandelier (Hanging) | Incandescent |  | Decorative | 5 | 60 | Living Room
Table | Incandescent |  | Clear | 1 | 40 | Living Room
Recessed Can | Incandescent |  | Reflector | 1 | 65 | Master Bedroom
Ceiling Fan | Incandescent |  | Standard A Lamp | 2 | 40 | Master Bedroom
Chandelier (Hanging) | Compact Fluorescent |  | Twist | 1 | 15 | Master Bedroom
Ceiling Fixture | Linear Fluorescent | 48 | T-8 | 2 | 32 | Office
Recessed Can | Incandescent |  | Reflector | 1 | 65 | Bathroom
Ceiling Fixture | Incandescent |  | Standard A Lamp | 1 | 60 | Bathroom
Wall Mount | Compact Fluorescent |  | Twist | 3 | 22 | Bathroom
Wall Mount | Incandescent |  | Globe | 4 | 60 | Bathroom
Ceiling Fixture | Compact Fluorescent |  | Pin base | 2 | 28 | Closet
Ceiling Fixture | Compact Fluorescent |  | Twist | 3 | 15 | Laundry Room
Ceiling Fixture | Linear Fluorescent | 48 | T-12 | 2 | 40 | Other
Other | Halogen |  | Quartz Tube | 1 | 150 | Other
Table | Incandescent |  | Standard A Lamp | 1 | 100 | Other
Ceiling Fixture | Linear Fluorescent | 48 | T-8 | 2 | 32 | Other
Wall Mount | Incandescent |  | Standard A Lamp | 3 | 60 | Bathroom
Recessed Can | Incandescent |  | Reflector | 1 | 60 | Kitchen
Architectural | Linear Fluorescent | 24 | T-12 | 1 | 20 | Kitchen
Ceiling Fan | Incandescent |  | Decorative | 4 | 60 | Dining Room
Recessed Can | Incandescent |  | Reflector | 1 | 65 | Living Room
Chandelier (Hanging) | Incandescent |  | Decorative | 1 | 40 | Living Room
Floor lamp | Incandescent |  | Standard A Lamp | 1 | 100 | Living Room
Table | Incandescent |  | Decorative | 1 | 40 | Living Room
Recessed Can | Incandescent |  | Reflector | 1 | 65 | Hall
Table | Incandescent |  | Standard A Lamp | 1 | 60 | Bedroom
Ceiling Fan | Incandescent |  | Decorative | 3 | 60 | Bedroom
Table | Incandescent |  | Standard A Lamp | 1 | 75 | Bedroom
Table | Incandescent |  | Decorative | 1 | 40 | Bedroom
Wall Mount | Compact Fluorescent |  | Twist | 3 | 22 | Bathroom
Ceiling Fixture | Incandescent |  | Standard A Lamp | 2 | 40 | Bathroom
Wall Mount | Compact Fluorescent |  | Globe | 3 | 15 | Bathroom
Other | Incandescent |  | Standard A Lamp | 1 | 25 | Bathroom
Ceiling Fan | Compact Fluorescent |  | Twist | 1 | 22 | Bedroom
Ceiling Fan | Compact Fluorescent |  | Twist | 1 | 15 | Bedroom
Table | Compact Fluorescent |  | Twist | 1 | 15 | Bedroom
Ceiling Fixture | Linear Fluorescent | 48 | T-8 | 2 | 32 | Bedroom
Table | Incandescent |  | Standard A Lamp | 1 | 60 | Bedroom
Ceiling Fixture | Compact Fluorescent |  | Twist | 2 | 15 | Bedroom
Table | Compact Fluorescent |  | Twist | 1 | 15 | Bedroom
Torchiere | Halogen |  | Quartz Tube | 1 | 30 | Bedroom
Ceiling Fixture | Incandescent |  | Standard A Lamp | 2 | 60 | Bedroom
Ceiling Fan | Compact Fluorescent |  | Twist | 3 | 15 | Family Room
Track | Compact Fluorescent |  | Twist | 1 | 22 | Garage
Ceiling Fixture | Incandescent |  | Standard A Lamp | 2 | 60 | Garage
Garage door opener | Incandescent |  | Standard A Lamp | 1 | 60 | Garage
Ceiling Fixture | Linear Fluorescent | 48 | T-12 | 2 | 40 | Garage
Ceiling Fixture | Compact Fluorescent |  | Twist | 1 | 15 | Hall
Ceiling Fan | Compact Fluorescent |  | Twist | 5 | 15 | Kitchen
Ceiling Fixture | Linear Fluorescent | 48 | T-8 | 4 | 32 | Kitchen
Recessed Can | Compact Fluorescent |  | Reflector | 1 | 15 | Kitchen
Ceiling Fixture | Incandescent |  | Standard A Lamp | 1 | 60 | Laundry Room
Ceiling Fixture | Linear Fluorescent | 48 | T-12 | 2 | 40 | Laundry Room
Recessed Can | Compact Fluorescent |  | Reflector | 1 | 15 | Laundry Room
Ceiling Fixture | Compact Fluorescent |  | Twist | 5 | 15 | Living Room
Floor lamp | Compact Fluorescent |  | Twist | 3 | 15 | Living Room
Wall Mount | Incandescent |  | Globe | 4 | 40 | Bathroom
Ceiling Fixture | Compact Fluorescent |  | Twist | 1 | 15 | Garage
Wall Mount | Incandescent |  | Standard A Lamp | 2 | 60 | Bathroom
Wall Mount | Incandescent |  | Standard A Lamp | 4 | 60 | Bathroom
Recessed Can | Incandescent |  | Reflector | 1 | 65 | Bathroom
Ceiling Fixture | Incandescent |  | Standard A Lamp | 2 | 60 | Bathroom
Ceiling Fixture | Incandescent |  | Standard A Lamp | 3 | 60 | Bedroom
Ceiling Fixture | Incandescent |  | Standard A Lamp | 3 | 60 | Bedroom
Floor lamp | Incandescent |  | Standard A Lamp | 1 | 60 | Bedroom
Ceiling Fan | Incandescent |  | Standard A Lamp | 2 | 60 | Closet
Ceiling Fixture | Incandescent |  | Standard A Lamp | 2 | 60 | Closet
Chandelier (Hanging) | Incandescent |  | Mini base | 7 | 40 | Dining Room
Recessed Can | Incandescent |  | Reflector | 1 | 65 | Dining Room
Wall Mount | Incandescent |  | Standard A Lamp | 1 | 60 | Dining Room
Ceiling Fixture | Incandescent |  | Mini base | 2 | 40 | Hall
Ceiling Fixture | Linear Fluorescent | 48 | T-12 | 4 | 32 | Garage
Garage door opener | Compact Fluorescent |  | Twist | 2 | 15 | Garage
Recessed Can | Incandescent |  | Reflector | 1 | 65 | Hall
Recessed Can | Compact Fluorescent |  | Reflector | 1 | 22 | Hall
Recessed Can | Compact Fluorescent |  | Reflector | 1 | 22 | Kitchen
Chandelier (Hanging) | Incandescent |  | Clear | 1 | 40 | Kitchen
Other | Incandescent |  | Standard A Lamp | 1 | 40 | Kitchen
Ceiling Fixture | Linear Fluorescent | 24 | T-8 | 3 | 16 | Kitchen
Other | Linear Fluorescent | 12 | T-8 | 1 | 16 | Kitchen
Recessed Can | Incandescent |  | Reflector | 1 | 65 | Laundry Room
Recessed Can | Incandescent |  | Reflector | 1 | 65 | Living Room
Ceiling Fixture | Incandescent |  | Standard A Lamp | 3 | 60 | Master Bedroom
Table | Incandescent |  | Standard A Lamp | 1 | 100 | Master Bedroom
Table | Compact Fluorescent |  | Twist | 1 | 15 | Master Bedroom
Recessed Can | Incandescent |  | Reflector | 1 | 65 | Bathroom
Ceiling Fixture | Incandescent |  | Standard A Lamp | 2 | 60 | Bathroom
Wall Mount | Incandescent |  | Standard A Lamp | 3 | 100 | Bathroom
Ceiling Fixture | Incandescent |  | Standard A Lamp | 2 | 60 | Closet
Ceiling Fixture | Linear Fluorescent | 48 | T-12 | 2 | 32 | Other
Table | Incandescent |  | Standard A Lamp | 1 | 40 | Other
Recessed Can | Compact Fluorescent |  | Reflector | 1 | 22 | Office
Table | Halogen |  | Quartz Tube | 1 | 75 | Office
Table | Compact Fluorescent |  | Twist | 1 | 15 | Office
Recessed Can | Incandescent |  | Reflector | 1 | 65 | Other
Chandelier (Hanging) | Incandescent |  | Globe | 1 | 60 | Other
Ceiling Fan | Incandescent |  | Standard A Lamp | 1 | 60 | Other
Floor lamp | Incandescent |  | Standard A Lamp | 1 | 60 | Other
Recessed Can | Incandescent |  | Reflector | 1 | 65 | Family Room
Table | Compact Fluorescent |  | Twist | 1 | 15 | Family Room
Floor lamp | Incandescent |  | Standard A Lamp | 1 | 60 | Family Room
Ceiling Fixture | Compact Fluorescent |  | Twist | 2 | 22 | Bedroom
Table | Incandescent |  | Standard A Lamp | 1 | 60 | Bedroom
Ceiling Fixture | Incandescent |  | Standard A Lamp | 1 | 60 | Bathroom
Wall Mount | Incandescent |  | Standard A Lamp | 2 | 60 | Bathroom
Wall Mount | Incandescent |  | Standard A Lamp | 1 | 60 | Bedroom
Ceiling Fixture | Incandescent |  | Standard A Lamp | 3 | 60 | Bedroom
Ceiling Fixture | Incandescent |  | Standard A Lamp | 2 | 60 | Family Room
Torchiere | Incandescent |  | Standard A Lamp | 2 | 40 | Family Room
Wall Mount | Compact Fluorescent |  | Twist | 6 | 7 | Bathroom
Ceiling Fan | Incandescent |  | Decorative | 2 | 40 | Master Bedroom
Table | Incandescent |  | Decorative | 1 | 25 | Master Bedroom
Ceiling Fixture | Incandescent |  | Decorative | 3 | 60 | Bedroom
Table | Incandescent |  | Standard A Lamp | 1 | 60 | Bedroom
Ceiling Fan | Incandescent |  | Standard A Lamp | 3 | 60 | Kitchen
Ceiling Fan | Compact Fluorescent |  | Twist | 3 | 22 | Kitchen
Chandelier (Hanging) | Incandescent |  | Standard A Lamp | 1 | 75 | Kitchen
Wall Mount | Linear Fluorescent | 24 | T-12 | 1 | 16 | Kitchen
Table | Compact Fluorescent |  | Twist | 1 | 7 | Living Room
Torchiere | Compact Fluorescent |  | Twist | 1 | 22 | Living Room
Ceiling Fixture | Incandescent |  | Standard A Lamp | 1 | 60 | Other
Ceiling Fixture | Incandescent |  | Standard A Lamp | 2 | 60 | Family Room
Table | Incandescent |  | Standard A Lamp | 1 | 60 | Family Room
Ceiling Fixture | Linear Fluorescent | 48 | T-12 | 2 | 40 | Laundry Room
Ceiling Fixture | Linear Fluorescent | 48 | T-12 | 1 | 40 | Hall
Ceiling Fixture | Linear Fluorescent | 48 | T-12 | 4 | 40 | Kitchen
Ceiling Fixture | Incandescent |  | Standard A Lamp | 1 | 60 | Kitchen
Ceiling Fixture | Linear Fluorescent | 24 | T-12 | 2 | 40 | Bathroom
Table | Incandescent |  | Standard A Lamp | 1 | 60 | Other
Floor lamp | Incandescent |  | Standard A Lamp | 1 | 60 | Living Room
Table | Incandescent |  | Standard A Lamp | 1 | 60 | Bedroom
Ceiling Fixture | Incandescent |  | Standard A Lamp | 1 | 60 | Bathroom
Wall Mount | Incandescent |  | Globe | 6 | 40 | Bathroom
Ceiling Fixture | Incandescent |  | Standard A Lamp | 2 | 60 | Bedroom
Table | Incandescent |  | Standard A Lamp | 1 | 60 | Bedroom
Ceiling Fixture | Incandescent |  | Standard A Lamp | 2 | 60 | Bedroom
Wall Mount | Incandescent |  | Standard A Lamp | 1 | 60 | Bedroom
Table | Incandescent |  | Standard A Lamp | 1 | 60 | Bedroom
Ceiling Fixture | Incandescent |  | Standard A Lamp | 2 | 60 | Closet
Ceiling Fixture | Incandescent |  | Standard A Lamp | 2 | 60 | Closet
Ceiling Fixture | Incandescent |  | Standard A Lamp | 2 | 100 | Closet
Ceiling Fixture | Incandescent |  | Standard A Lamp | 3 | 75 | Dining Room
Ceiling Fixture | Incandescent |  | Standard A Lamp | 2 | 75 | Family Room
Floor lamp | Incandescent |  | 3-Way Incandescent | 1 | 100 | Family Room
Table | Incandescent |  | Mini base | 1 | 40 | Family Room
Recessed Can | Incandescent |  | Reflector | 1 | 75 | Hall
Recessed Can | Incandescent |  | Standard A Lamp | 1 | 75 | Hall
Recessed Can | Incandescent |  | Reflector | 1 | 75 | Hall
Recessed Can | Incandescent |  | Reflector | 1 | 75 | Kitchen
Ceiling Fixture | Halogen |  | MR | 3 | 20 | Kitchen
Recessed Can | Incandescent |  | Reflector | 1 | 75 | Laundry Room
Ceiling Fan | Incandescent |  | Standard A Lamp | 3 | 60 | Living Room
Ceiling Fixture | Incandescent |  | Standard A Lamp | 2 | 60 | Living Room
Recessed Can | Incandescent |  | Reflector | 1 | 75 | Living Room
Table | Incandescent |  | Standard A Lamp | 1 | 100 | Living Room
Ceiling Fan | Incandescent |  | Globe | 3 | 65 | Master Bedroom
Recessed Can | Incandescent |  | Reflector | 1 | 75 | Master Bedroom
Track | Incandescent |  | Globe | 6 | 40 | Master Bedroom
Ceiling Fixture | Incandescent |  | Standard A Lamp | 1 | 100 | Garage
Wall Mount | Compact Fluorescent |  | Twist | 3 | 14 | Bathroom
Ceiling Fixture | Compact Fluorescent |  | Twist | 2 | 14 | Bathroom
Wall Mount | Compact Fluorescent |  | Twist | 5 | 14 | Bathroom
Wall Mount | Compact Fluorescent |  | Twist | 3 | 14 | Bathroom
Chandelier (Hanging) | Compact Fluorescent |  | Twist | 5 | 14 | Dining Room
Ceiling Fixture | Incandescent |  | Globe | 1 | 100 | Family Room
Floor lamp | Compact Fluorescent |  | Twist | 1 | 25 | Family Room
Ceiling Fixture | Compact Fluorescent |  | Twist | 1 | 25 | Garage
Wall Mount | Linear Fluorescent | 36 | T-12 | 2 | 40 | Garage
Garage door opener | Incandescent |  | Standard A Lamp | 1 | 75 | Garage
Ceiling Fixture | Compact Fluorescent |  | Twist | 1 | 24 | Hall
Chandelier (Hanging) | Incandescent |  | Decorative | 5 | 25 | Hall
Ceiling Fixture | Compact Fluorescent |  | Twist | 1 | 25 | Hall
Ceiling Fixture | Incandescent |  | Globe | 1 | 200 | Kitchen
Recessed - other | Halogen |  | PAR | 1 | 50 | Kitchen
Ceiling Fixture | Compact Fluorescent |  | Twist | 2 | 24 | Laundry Room
Floor lamp | Compact Fluorescent |  | Twist | 1 | 25 | Living Room
Torchiere | Compact Fluorescent |  | Twist | 1 | 25 | Living Room
Recessed Can | Compact Fluorescent |  | Flood | 1 | 22 | Living Room
Floor lamp | Compact Fluorescent |  | Twist | 1 | 25 | Master Bedroom
Ceiling Fixture | Compact Fluorescent |  | Twist | 2 | 14 | Master Bedroom
Floor lamp | Compact Fluorescent |  | Pin base | 1 | 12 | Office
Ceiling Fixture | Compact Fluorescent |  | Twist | 2 | 14 | Office
Ceiling Fixture | Compact Fluorescent |  | Twist | 2 | 14 | Bedroom
Wall Mount | Compact Fluorescent |  | Twist | 1 | 15 | Bathroom
Chandelier (Hanging) | Incandescent |  | Standard A Lamp | 5 | 60 | Bathroom
Wall Mount | Incandescent |  | Globe | 4 | 60 | Bedroom
Recessed Can | Incandescent |  | Reflector | 1 | 40 | Bedroom
Table | Compact Fluorescent |  | Twist | 1 | 15 | Bedroom
Table | Incandescent |  | Standard A Lamp | 1 | 100 | Bedroom
Floor lamp | Incandescent |  | Standard A Lamp | 3 | 60 | Bedroom
Table | Incandescent |  | Standard A Lamp | 1 | 100 | Bedroom
Ceiling Fixture | Incandescent |  | Decorative | 3 | 25 | Family Room
Recessed Can | Incandescent |  | Decorative | 1 | 65 | Family Room
Ceiling Fixture | Compact Fluorescent |  | Twist | 1 | 22 | Garage
Garage door opener | Incandescent |  | Clear | 4 | 40 | Garage
Ceiling Fixture | Incandescent |  | Standard A Lamp | 1 | 65 | Hall
Chandelier (Hanging) | Compact Fluorescent |  | Twist | 3 | 36 | Dining Room
Recessed Can | Incandescent |  | Reflector | 1 | 60 | Dining Room
Chandelier (Hanging) | Incandescent |  | Decorative | 6 | 25 | Dining Room
Ceiling Fixture | Incandescent |  | Standard A Lamp | 1 | 65 | Laundry Room
Ceiling Fixture | Incandescent |  | Globe | 4 | 60 | Office
Wall Mount | Incandescent |  | Globe | 6 | 40 | Bathroom
Wall Mount | Incandescent |  | Globe | 4 | 40 | Bathroom
Recessed Can | Incandescent |  | Reflector | 2 | 65 | Bathroom
Wall Mount | Incandescent |  | Globe | 3 | 40 | Bathroom
Ceiling Fixture | Incandescent |  | Standard A Lamp | 1 | 60 | Bedroom
Ceiling Fixture | Incandescent |  | Standard A Lamp | 1 | 75 | Bedroom
Chandelier (Hanging) | Incandescent |  | Standard A Lamp | 1 | 75 | Master Bedroom
Ceiling Fixture | Incandescent |  | Globe | 1 | 75 | Dining Room
Recessed Can | Incandescent |  | Reflector | 1 | 65 | Kitchen
Architectural | Incandescent |  | Standard A Lamp | 1 | 60 | Kitchen
Table | Incandescent |  | Standard A Lamp | 1 | 75 | Living Room
Floor lamp | Compact Fluorescent |  | Twist | 1 | 22 | Living Room
Ceiling Fixture | Incandescent |  | Standard A Lamp | 1 | 75 | Garage
Recessed Can | Incandescent |  | Reflector | 1 | 65 | Hall
Ceiling Fixture | Incandescent |  | Standard A Lamp | 1 | 100 | Bathroom
Ceiling Fixture | Linear Fluorescent | 48 | T-12 | 4 | 32 | Kitchen
Floor lamp | Incandescent |  | Standard A Lamp | 1 | 100 | Kitchen
Ceiling Fixture | Incandescent |  | Standard A Lamp | 1 | 60 | Dining Room
Ceiling Fixture | Compact Fluorescent |  | Twist | 2 | 15 | Laundry Room
Table | Incandescent |  | Standard A Lamp | 1 | 100 | Laundry Room
Ceiling Fixture | Linear Fluorescent | 48 | T-8 | 4 | 32 | Laundry Room
Ceiling Fixture | Incandescent |  | Standard A Lamp | 1 | 100 | Bedroom
Ceiling Fixture | Compact Fluorescent |  | Twist | 1 | 15 | Bedroom
Table | Incandescent |  | Standard A Lamp | 1 | 25 | Bedroom
Ceiling Fixture | Compact Fluorescent |  | Twist | 1 | 15 | Bathroom
Wall Mount | Compact Fluorescent |  | Twist | 2 | 15 | Bathroom
Wall Mount | Incandescent |  | Standard A Lamp | 2 | 75 | Bathroom
Ceiling Fixture | Compact Fluorescent |  | Twist | 2 | 15 | Bedroom
Table | Incandescent |  | Mini base | 3 | 25 | Bedroom
Other | Incandescent |  | Mini base | 1 | 25 | Bedroom
Ceiling Fan | Incandescent |  | Standard A Lamp | 3 | 100 | Living Room
Floor lamp | Incandescent |  | Standard A Lamp | 1 | 40 | Living Room
Floor lamp | Incandescent |  | Standard A Lamp | 2 | 40 | Living Room
Wall Mount | Incandescent |  | Globe | 6 | 60 | Bathroom
Ceiling Fixture | Incandescent |  | Clear | 2 | 60 | Bedroom
Ceiling Fixture | Incandescent |  | Clear | 2 | 60 | Bedroom
Ceiling Fixture | Incandescent |  | Standard A Lamp | 2 | 65 | Bedroom
Ceiling Fixture | Incandescent |  | Clear | 3 | 60 | Bedroom
Ceiling Fan | Incandescent |  | Clear | 2 | 60 | Family Room
Torchiere | Halogen |  | Quartz Tube | 1 | 300 | Family Room
Chandelier (Hanging) | Incandescent |  | Decorative | 5 | 60 | Dining Room
Ceiling Fixture | Incandescent |  | Standard A Lamp | 2 | 60 | Hall
Ceiling Fixture | Linear Fluorescent | 48 | T-12 | 2 | 40 | Garage
Ceiling Fixture | Incandescent |  | Clear | 1 | 60 | Garage
Garage door opener | Incandescent |  | Standard A Lamp | 1 | 60 | Garage
Recessed Can | Incandescent |  | Reflector | 1 | 65 | Kitchen
Ceiling Fixture | Incandescent |  | Clear | 2 | 60 | Laundry Room
Ceiling Fixture | Incandescent |  | Clear | 2 | 60 | Living Room
Torchiere | Halogen |  | Other | 1 | 300 | Living Room
Wall Mount | Incandescent |  | Globe | 8 | 60 | Bathroom
Torchiere | Incandescent |  | Globe | 1 | 100 | Master Bedroom
Ceiling Fixture | Incandescent |  | Clear | 2 | 60 | Closet
Ceiling Fixture | Incandescent |  | Standard A Lamp | 2 | 60 | Office
Ceiling Fixture | Incandescent |  | Clear | 1 | 60 | Hall
Wall Mount | Compact Fluorescent |  | Twist | 1 | 15 | Bathroom
Ceiling Fixture | Compact Fluorescent |  | Twist | 1 | 22 | Bedroom
Table | Compact Fluorescent |  | Twist | 1 | 22 | Bedroom
Ceiling Fixture | Incandescent |  | Standard A Lamp | 2 | 60 | Bedroom
Table | Incandescent |  | Standard A Lamp | 1 | 60 | Bedroom
Table | Compact Fluorescent |  | Twist | 1 | 7 | Bedroom
Chandelier (Hanging) | Incandescent |  | Standard A Lamp | 3 | 40 | Dining Room
Ceiling Fixture | Incandescent |  | Standard A Lamp | 1 | 60 | Hall
Ceiling Fixture | Compact Fluorescent |  | Twist | 2 | 22 | Kitchen
Ceiling Fixture | Compact Fluorescent |  | Twist | 2 | 22 | Kitchen
Ceiling Fixture | Incandescent |  | Standard A Lamp | 1 | 60 | Laundry Room
Floor lamp | Incandescent |  | Standard A Lamp | 2 | 75 | Living Room
Floor lamp | Incandescent |  | Decorative | 4 | 25 | Living Room
Ceiling Fixture | Incandescent |  | Standard A Lamp | 2 | 60 | Master Bedroom
Table | Incandescent |  | Decorative | 1 | 100 | Master Bedroom
Wall Mount | Compact Fluorescent |  | Twist | 2 | 22 | Bathroom
Ceiling Fixture | Incandescent |  | Standard A Lamp | 1 | 100 | Other
Ceiling Fixture | Linear Fluorescent | 48 | T-12 | 2 | 40 | Other
Wall Mount | Incandescent |  | Clear | 3 | 60 | Bathroom
Wall Mount | Incandescent |  | Standard A Lamp | 4 | 60 | Bathroom
Ceiling Fixture | Incandescent |  | Reflector | 1 | 125 | Bathroom
Ceiling Fixture | Incandescent |  | Standard A Lamp | 1 | 60 | Bedroom
Recessed Can | Incandescent |  | Reflector | 1 | 75 | Bedroom
Table | Compact Fluorescent |  | 3-Way CFL | 1 | 22 | Bedroom
Ceiling Fixture | Incandescent |  | Standard A Lamp | 1 | 75 | Bedroom
Floor lamp | Compact Fluorescent |  | 3-Way CFL | 1 | 22 | Bedroom
Chandelier (Hanging) | Incandescent |  | Mini base | 4 | 25 | Hall
Table | Incandescent |  | Standard A Lamp | 1 | 175 | Family Room
Table | Incandescent |  | Standard A Lamp | 1 | 75 | Family Room
Chandelier (Hanging) | Incandescent |  | Standard A Lamp | 1 | 100 | Family Room
Ceiling Fixture | Incandescent |  | Standard A Lamp | 1 | 75 | Garage
Ceiling Fixture | Linear Fluorescent | 48 | T-12 | 2 | 40 | Garage
Garage door opener | Incandescent |  | Standard A Lamp | 1 | 40 | Garage
Ceiling Fixture | Incandescent |  | Reflector | 1 | 65 | Hall
Wall Mount | Incandescent |  | Clear | 1 | 60 | Hall
Ceiling Fixture | Incandescent |  | Clear | 1 | 60 | Hall
Ceiling Fixture | Incandescent |  | Standard A Lamp | 2 | 100 | Kitchen
Recessed Can | Incandescent |  | Reflector | 1 | 65 | Kitchen
Architectural | Linear Fluorescent | 32 | T-8 | 1 | 16 | Kitchen
Ceiling Fixture | Linear Fluorescent | 48 | Fluorescent Other | 2 | 42 | Laundry Room
Chandelier (Hanging) | Incandescent |  | Mini base | 8 | 25 | Living Room
Architectural | Halogen |  | PAR | 1 | 30 | Living Room
Wall Mount | Incandescent |  | Mini base | 1 | 25 | Living Room
Ceiling Fixture | Incandescent |  | Reflector | 1 | 65 | Living Room
Recessed Can | Incandescent |  | Reflector | 1 | 75 | Living Room
Table | Incandescent |  | 3-Way Incandescent | 1 | 100 | Living Room
Architectural | Incandescent |  | Other | 1 | 40 | Living Room
Wall Mount | Incandescent |  | Standard A Lamp | 4 | 60 | Bathroom
Ceiling Fixture | Incandescent |  | Reflector | 1 | 65 | Bathroom
Ceiling Fixture | Incandescent |  | Standard A Lamp | 3 | 60 | Bedroom
Table | Incandescent |  | Standard A Lamp | 1 | 150 | Bedroom
Ceiling Fixture | Linear Fluorescent | 48 | T-12 | 2 | 42 | Closet
Ceiling Fixture | Incandescent |  | Clear | 2 | 50 | Office
Recessed Can | Incandescent |  | Reflector | 1 | 65 | Office
Floor lamp | Compact Fluorescent |  | Twist | 2 | 15 | Office
Ceiling Fixture | Incandescent |  | Standard A Lamp | 1 | 65 | Hall
Ceiling Fixture | Incandescent |  | Standard A Lamp | 1 | 75 | Closet
Ceiling Fan | Compact Fluorescent |  | Twist | 4 | 15 | Living Room
Floor lamp | Compact Fluorescent |  | Twist | 1 | 15 | Living Room
Ceiling Fixture | Compact Fluorescent |  | Twist | 1 | 15 | Closet
Ceiling Fixture | Compact Fluorescent |  | Twist | 1 | 15 | Bedroom
Ceiling Fixture | Compact Fluorescent |  | Twist | 4 | 15 | Kitchen
Ceiling Fixture | Compact Fluorescent |  | Twist | 1 | 15 | Laundry Room
Chandelier (Hanging) | Compact Fluorescent |  | Twist | 5 | 15 | Dining Room
Ceiling Fixture | Compact Fluorescent |  | Twist | 2 | 15 | Hall
Ceiling Fixture | Compact Fluorescent |  | Twist | 2 | 15 | Bathroom
Wall Mount | Compact Fluorescent |  | Twist | 3 | 22 | Bathroom
Ceiling Fixture | Compact Fluorescent |  | Twist | 1 | 15 | Bedroom
Ceiling Fixture | Compact Fluorescent |  | Twist | 1 | 15 | Master Bedroom
Wall Mount | Compact Fluorescent |  | A shape bulb | 3 | 15 | Bathroom
Track | Halogen |  | PAR | 5 | 30 | Bedroom
Torchiere | Incandescent |  | Standard A Lamp | 1 | 25 | Bedroom
Torchiere | Compact Fluorescent |  | Twist | 1 | 22 | Bedroom
Floor lamp | Incandescent |  | Standard A Lamp | 1 | 40 | Bedroom
Table | Incandescent |  | Standard A Lamp | 1 | 60 | Bedroom
Track | Halogen |  | PAR | 5 | 30 | Bedroom
Ceiling Fixture | Compact Fluorescent |  | Twist | 1 | 22 | Bedroom
Ceiling Fixture | Incandescent |  | Standard A Lamp | 1 | 100 | Closet
Track | Compact Fluorescent |  | Twist | 3 | 22 | Closet
Recessed Can | Compact Fluorescent |  | Reflector | 1 | 15 | Hall
Recessed Can | Other |  | LED Interior | 1 | 11 | Kitchen
Recessed - other | Linear Fluorescent | 48 | T-8 | 2 | 32 | Kitchen
Architectural | Incandescent |  | Decorative | 2 | 40 | Kitchen
Recessed Can | Halogen |  | PAR | 1 | 75 | Living Room
Recessed Can | Compact Fluorescent |  | Reflector | 1 | 22 | Living Room
Table | Incandescent |  | Decorative | 1 | 40 | Living Room
Floor lamp | Compact Fluorescent |  | Twist | 1 | 22 | Living Room
Wall Mount | Compact Fluorescent |  | Globe | 2 | 15 | Bathroom
Table | Compact Fluorescent |  | Straight Tube | 1 | 7 | Master Bedroom
Ceiling Fixture | Compact Fluorescent |  | Twist | 2 | 15 | Master Bedroom
Ceiling Fan | Compact Fluorescent |  | Twist | 1 | 22 | Master Bedroom
Table | Incandescent |  | Standard A Lamp | 1 | 60 | Master Bedroom
Recessed Can | Compact Fluorescent |  | Reflector | 1 | 22 | Dining Room
Recessed Can | Incandescent |  | Reflector | 1 | 75 | Dining Room
Chandelier (Hanging) | Incandescent |  | Mini base | 5 | 40 | Dining Room
Ceiling Fixture | Incandescent |  | Standard A Lamp | 1 | 60 | Laundry Room
Ceiling Fixture | Incandescent |  | Standard A Lamp | 1 | 60 | Bathroom
Ceiling Fixture | Incandescent |  | Standard A Lamp | 4 | 100 | Bathroom
Chandelier (Hanging) | Incandescent |  | Standard A Lamp | 5 | 60 | Dining Room
Track | Incandescent |  | Reflector | 2 | 75 | Dining Room
Recessed Can | Incandescent |  | Reflector | 1 | 65 | Family Room
Ceiling Fixture | Compact Fluorescent |  | Twist | 1 | 22 | Family Room
Ceiling Fixture | Incandescent |  | Standard A Lamp | 1 | 100 | Garage
Garage door opener | Incandescent |  | Standard A Lamp | 1 | 100 | Garage
Ceiling Fixture | Incandescent |  | Standard A Lamp | 1 | 60 | Hall
Ceiling Fixture | Incandescent |  | Standard A Lamp | 1 | 60 | Hall
Ceiling Fixture | Linear Fluorescent | 48 | T-12 | 2 | 40 | Kitchen
Ceiling Fixture | Incandescent |  | Decorative | 5 | 60 | Family Room
Ceiling Fan | Incandescent |  | Standard A Lamp | 3 | 60 | Family Room
Floor lamp | Incandescent |  | Standard A Lamp | 2 | 40 | Family Room
Table | Incandescent |  | Standard A Lamp | 1 | 150 | Family Room
Table | Incandescent |  | Standard A Lamp | 1 | 40 | Family Room
Wall Mount | Incandescent |  | Standard A Lamp | 1 | 60 | Family Room
Table | Incandescent |  | Standard A Lamp | 1 | 150 | Bedroom
Ceiling Fixture | Incandescent |  | Standard A Lamp | 1 | 65 | Bedroom
Ceiling Fixture | Linear Fluorescent | 48 | T-12 | 4 | 40 | Bedroom
Ceiling Fixture | Incandescent |  | Standard A Lamp | 1 | 60 | Bedroom
Ceiling Fixture | Incandescent |  | Standard A Lamp | 1 | 60 | Bedroom
Table | Incandescent |  | Standard A Lamp | 1 | 40 | Bedroom
Wall Mount | Incandescent |  | Standard A Lamp | 2 | 60 | Hall
Ceiling Fixture | Incandescent |  | Standard A Lamp | 2 | 60 | Hall
Table | Incandescent |  | Standard A Lamp | 1 | 40 | Hall
Ceiling Fixture | Compact Fluorescent |  | Pin base | 1 | 22 | Other
Ceiling Fixture | Incandescent |  | Standard A Lamp | 1 | 65 | Other
Ceiling Fixture | Linear Fluorescent | 48 | T-12 | 1 | 40 | Other
Ceiling Fan | Incandescent |  | Mini base | 3 | 60 | Bedroom
Table | Incandescent |  | Standard A Lamp | 1 | 40 | Bedroom
Ceiling Fan | Incandescent |  | Clear | 3 | 60 | Bedroom
Table | Incandescent |  | Decorative | 1 | 20 | Bedroom
Ceiling Fixture | Incandescent |  | Standard A Lamp | 1 | 65 | Closet
Wall Mount | Incandescent |  | Standard A Lamp | 2 | 60 | Bathroom
Ceiling Fixture | Incandescent |  | Standard A Lamp | 1 | 65 | Hall
Wall Mount | Incandescent |  | Reflector | 3 | 65 | Hall
Ceiling Fixture | Compact Fluorescent |  | Twist | 1 | 13 | Hall
Ceiling Fixture | Compact Fluorescent |  | Twist | 1 | 13 | Kitchen
Recessed Can | Incandescent |  | Standard A Lamp | 1 | 65 | Kitchen
Ceiling Fan | Incandescent |  | Standard A Lamp | 2 | 75 | Kitchen
Other | Other | 240 |  | 1 | 20 | Kitchen
Ceiling Fixture | Incandescent |  | Standard A Lamp | 1 | 60 | Laundry Room
Ceiling Fan | Incandescent |  | Standard A Lamp | 2 | 75 | Living Room
Wall Mount | Incandescent |  | Reflector | 3 | 65 | Living Room
Wall Mount | Incandescent |  | Reflector | 1 | 75 | Living Room
Table | Incandescent |  | Globe | 2 | 60 | Living Room
Recessed Can | Incandescent |  | Standard A Lamp | 1 | 65 | Other
Ceiling Fixture | Compact Fluorescent |  | Twist | 1 | 13 | Other
Wall Mount | Incandescent |  | Standard A Lamp | 2 | 60 | Bathroom
Ceiling Fan | Incandescent |  | Standard A Lamp | 1 | 75 | Master Bedroom
Floor lamp | Incandescent |  | Standard A Lamp | 1 | 25 | Master Bedroom
Table | Incandescent |  | Standard A Lamp | 1 | 65 | Master Bedroom
Wall Mount | Incandescent |  | Globe | 4 | 60 | Bathroom
Ceiling Fixture | Incandescent |  | Standard A Lamp | 2 | 60 | Bedroom
Chandelier (Hanging) | Compact Fluorescent |  | Reflector | 5 | 15 | Dining Room
Chandelier (Hanging) | Incandescent |  | Standard A Lamp | 3 | 60 | Other
Chandelier (Hanging) | Compact Fluorescent |  | Twist | 9 | 15 | Dining Room
Recessed Can | Compact Fluorescent |  | Reflector | 1 | 22 | Hall
Recessed Can | Compact Fluorescent |  | Reflector | 1 | 22 | Hall
Recessed Can | Compact Fluorescent |  | Reflector | 1 | 22 | Kitchen
Ceiling Fixture | Incandescent |  | Standard A Lamp | 2 | 60 | Laundry Room
Floor lamp | Incandescent |  | Standard A Lamp | 1 | 100 | Living Room
Torchiere | Incandescent |  | Standard A Lamp | 1 | 100 | Living Room
Table | Compact Fluorescent |  | Twist | 1 | 22 | Living Room
Ceiling Fan | Incandescent |  | Mini base | 2 | 40 | Living Room
Wall Mount | Incandescent |  | Globe | 8 | 60 | Bathroom
Recessed Can | Halogen |  | PAR | 1 | 75 | Bathroom
Ceiling Fixture | Incandescent |  | Standard A Lamp | 2 | 75 | Closet
Ceiling Fan | Compact Fluorescent |  | Twist | 3 | 15 | Office
Ceiling Fixture | Compact Fluorescent |  | Twist | 1 | 22 | Garage
Garage door opener | Incandescent |  | Standard A Lamp | 2 | 75 | Garage
Table | Incandescent |  | Mini base | 4 | 40 | Master Bedroom
Table | Compact Fluorescent |  | Twist | 1 | 22 | Master Bedroom
Ceiling Fan | Compact Fluorescent |  | Twist | 2 | 22 | Master Bedroom
Torchiere | Halogen |  | Quartz Tube | 1 | 150 | Bedroom
Table | Compact Fluorescent |  | Twist | 1 | 22 | Bedroom
Wall Mount | Compact Fluorescent |  | Twist | 4 | 22 | Bathroom
Ceiling Fixture | Incandescent |  | Standard A Lamp | 1 | 60 | Bathroom
Ceiling Fixture | Incandescent |  | Standard A Lamp | 2 | 75 | Bathroom
Ceiling Fixture | Incandescent |  | Standard A Lamp | 1 | 60 | Bathroom
Wall Mount | Compact Fluorescent |  | Twist | 4 | 22 | Bathroom
Ceiling Fixture | Incandescent |  | Standard A Lamp | 2 | 75 | Bedroom
Table | Incandescent |  | Decorative | 3 | 40 | Bedroom
Table | Incandescent |  | Standard A Lamp | 1 | 75 | Bedroom
Ceiling Fan | Incandescent |  | Standard A Lamp | 3 | 75 | Bedroom
Floor lamp | Compact Fluorescent |  | Twist | 3 | 22 | Bedroom
Ceiling Fixture | Incandescent |  | Standard A Lamp | 2 | 75 | Bedroom
Table | Incandescent |  | Standard A Lamp | 1 | 60 | Bedroom
Ceiling Fan | Incandescent |  | Standard A Lamp | 3 | 75 | Dining Room
Ceiling Fixture | Incandescent |  | Standard A Lamp | 1 | 60 | Other
Ceiling Fixture | Incandescent |  | Standard A Lamp | 1 | 75 | Other
Ceiling Fixture | Incandescent |  | Standard A Lamp | 2 | 75 | Hall
Ceiling Fixture | Linear Fluorescent | 48 | T-12 | 2 | 25 | Hall
Ceiling Fixture | Linear Fluorescent | 48 | T-12 | 2 | 25 | Kitchen
Ceiling Fixture | Compact Fluorescent |  | Twist | 1 | 22 | Kitchen
Wall Mount | Incandescent |  | Standard A Lamp | 2 | 25 | Kitchen
Chandelier (Hanging) | Incandescent |  | Standard A Lamp | 1 | 75 | Laundry Room
Ceiling Fan | Incandescent |  | Standard A Lamp | 3 | 75 | Living Room
Table | Incandescent |  | Standard A Lamp | 1 | 75 | Living Room
Ceiling Fixture | Incandescent |  | Standard A Lamp | 1 | 75 | Office
Ceiling Fixture | Incandescent |  | Standard A Lamp | 1 | 75 | Office
Ceiling Fixture | Compact Fluorescent |  | Twist | 1 | 22 | Office
Ceiling Fixture | Incandescent |  | Standard A Lamp | 1 | 60 | Other
Wall Mount | Incandescent |  | Globe | 4 | 40 | Bathroom
Ceiling Fixture | Incandescent |  | Standard A Lamp | 1 | 75 | Bedroom
Chandelier (Hanging) | Incandescent |  | Mini base | 6 | 40 | Bedroom
Table | Incandescent |  | Standard A Lamp | 1 | 60 | Bedroom
Chandelier (Hanging) | Incandescent |  | Mini base | 4 | 40 | Bedroom
Ceiling Fixture | Incandescent |  | Standard A Lamp | 2 | 60 | Bedroom
Table | Incandescent |  | Standard A Lamp | 1 | 40 | Bedroom
Recessed Can | Incandescent |  | Reflector | 1 | 65 | Other
Track | Incandescent |  | Reflector | 3 | 75 | Family Room
Wall Mount | Incandescent |  | Standard A Lamp | 1 | 60 | Family Room
Recessed Can | Incandescent |  | Reflector | 1 | 65 | Hall
Chandelier (Hanging) | Incandescent |  | Mini base | 4 | 40 | Kitchen
Recessed Can | Incandescent |  | Reflector | 1 | 75 | Kitchen
Chandelier (Hanging) | Compact Fluorescent |  | Mini base | 1 | 15 | Kitchen
Ceiling Fixture | Linear Fluorescent | 48 | T-12 | 2 | 32 | Laundry Room
Wall Mount | Incandescent |  | Globe | 4 | 40 | Bathroom
Ceiling Fixture | Incandescent |  | Standard A Lamp | 2 | 60 | Master Bedroom
Ceiling Fixture | Linear Fluorescent | 48 | T-12 | 2 | 40 | Office
Ceiling Fixture | Incandescent |  | Standard A Lamp | 1 | 60 | Closet
Ceiling Fixture | Incandescent |  | Standard A Lamp | 2 | 60 | Family Room
Wall Mount | Halogen |  | Quartz Tube | 2 | 50 | Bathroom
Ceiling Fan | Incandescent |  | Standard A Lamp | 1 | 60 | Bathroom
Ceiling Fixture | Incandescent |  | Decorative | 2 | 40 | Bathroom
Ceiling Fan | Incandescent |  | Standard A Lamp | 1 | 60 | Bathroom
Wall Mount | Halogen |  | Quartz Tube | 2 | 50 | Bathroom
Recessed Can | Incandescent |  | Reflector | 1 | 65 | Bathroom
Ceiling Fan | Incandescent |  | Standard A Lamp | 1 | 60 | Bathroom
Recessed Can | Halogen |  | PAR | 1 | 75 | Bathroom
Chandelier (Hanging) | Incandescent |  | Standard A Lamp | 3 | 60 | Bedroom
Ceiling Fixture | Incandescent |  | Standard A Lamp | 1 | 60 | Bedroom
Ceiling Fixture | Other |  | Other | 2 | 15 | Closet
Recessed Can | Halogen |  | MR | 1 | 50 | Family Room
Recessed Can | Incandescent |  | Reflector | 1 | 65 | Family Room
Ceiling Fixture | Halogen |  | Other | 1 | 20 | Closet
Recessed Can | Incandescent |  | Reflector | 1 | 65 | Family Room
Table | Incandescent |  | Standard A Lamp | 1 | 40 | Family Room
Ceiling Fixture | Linear Fluorescent | 96 | T-8 | 2 | 100 | Garage
Ceiling Fixture | Incandescent |  | Standard A Lamp | 2 | 40 | Hall
Ceiling Fixture | Incandescent |  | Standard A Lamp | 1 | 60 | Hall
Ceiling Fixture | Other |  | Other | 2 | 15 | Laundry Room
Recessed Can | Incandescent |  | Reflector | 1 | 65 | Master Bedroom
Table | Incandescent |  | Clear | 1 | 25 | Master Bedroom
Wall Mount | Halogen |  |  | 2 | 50 | Bathroom
Recessed Can | Halogen |  | MR | 1 | 50 | Bathroom
Ceiling Fan | Incandescent |  | Standard A Lamp | 1 | 60 | Bathroom
Ceiling Fixture | Halogen |  | Other | 2 | 20 | Closet
Recessed Can | Incandescent |  | Reflector | 3 | 65 | Office
Ceiling Fixture | Incandescent |  | Standard A Lamp | 3 | 60 | Closet
Recessed Can | Incandescent |  | Reflector | 1 | 65 | Living Room
Ceiling Fixture | Halogen |  | MR | 1 | 50 | Living Room
Recessed Can | Incandescent |  | Reflector | 1 | 65 | Kitchen
Chandelier (Hanging) | Halogen |  | MR | 3 | 50 | Kitchen
Chandelier (Hanging) | Halogen |  | Quartz Tube | 1 | 50 | Kitchen
Recessed Can | Incandescent |  | Reflector | 1 | 65 | Kitchen
Chandelier (Hanging) | Incandescent |  | Standard A Lamp | 3 | 60 | Kitchen
Wall Mount | Halogen |  | Quartz Tube | 3 | 30 | Kitchen
Chandelier (Hanging) | Incandescent |  | Standard A Lamp | 3 | 60 | Bedroom
Table | Incandescent |  | Standard A Lamp | 2 | 60 | Bedroom
Ceiling Fixture | Incandescent |  | Standard A Lamp | 1 | 60 | Bedroom
Recessed Can | Incandescent |  | Reflector | 1 | 65 | Hall
Ceiling Fixture | Linear Fluorescent | 96 | T-8 | 2 | 100 | Other
Garage door opener | Incandescent |  | Standard A Lamp | 2 | 60 | Other
Floor lamp | Incandescent |  | Mini base | 2 | 25 | Hall
Ceiling Fixture | Incandescent |  | Reflector | 1 | 65 | Hall
Recessed Can | Halogen |  | MR | 1 | 50 | Other
Wall Mount | Halogen |  | Quartz Tube | 1 | 50 | Other
Wall Mount | Compact Fluorescent |  | Twist | 3 | 15 | Bathroom
Ceiling Fan | Compact Fluorescent |  | Twist | 4 | 15 | Office
Ceiling Fixture | Compact Fluorescent |  | Twist | 1 | 22 | Other
Ceiling Fixture | Compact Fluorescent |  | Twist | 2 | 15 | Other
Floor lamp | Compact Fluorescent |  | Straight Tube | 1 | 24 | Other
Table | Compact Fluorescent |  | Twist | 1 | 15 | Other
Recessed Can | Compact Fluorescent |  | Twist | 1 | 24 | Bedroom
Wall Mount | Compact Fluorescent |  | A shape bulb | 2 | 15 | Bathroom
Ceiling Fan | Compact Fluorescent |  | Twist | 1 | 20 | Bathroom
Ceiling Fixture | Compact Fluorescent |  | Twist | 1 | 22 | Master Bedroom
Ceiling Fan | Compact Fluorescent |  | Twist | 1 | 15 | Master Bedroom
Chandelier (Hanging) | Compact Fluorescent |  | Twist | 6 | 15 | Dining Room
Low bay | Linear Fluorescent | 48 | T-8 | 2 | 32 | Kitchen
Ceiling Fixture | Linear Fluorescent | 21 | T-5 | 2 | 13 | Kitchen
Recessed Can | Compact Fluorescent |  | Twist | 1 | 24 | Kitchen
Table | Compact Fluorescent |  | Twist | 1 | 24 | Living Room
Torchiere | Halogen |  | Quartz Tube | 1 | 300 | Living Room
Table | Compact Fluorescent |  | Twist | 1 | 15 | Living Room
Torchiere | Compact Fluorescent |  | Twist | 1 | 24 | Living Room
Ceiling Fixture | Compact Fluorescent |  | Twist | 1 | 22 | Living Room
Floor lamp | Compact Fluorescent |  | Twist | 1 | 15 | Living Room
Ceiling Fixture | Incandescent |  | Standard A Lamp | 1 | 60 | Hall
Wall Mount | Incandescent |  | Globe | 4 | 40 | Bathroom
Wall Mount | Incandescent |  | Globe | 4 | 40 | Bathroom
Ceiling Fixture | Incandescent |  | Clear | 1 | 60 | Bedroom
Ceiling Fixture | Incandescent |  | Clear | 1 | 60 | Bedroom
Table | Compact Fluorescent |  | Twist | 1 | 23 | Bedroom
Ceiling Fan | Compact Fluorescent |  | A shape bulb | 4 | 11 | Bedroom
Ceiling Fixture | Incandescent |  | Standard A Lamp | 1 | 60 | Bedroom
Ceiling Fixture | Incandescent |  | Standard A Lamp | 1 | 60 | Closet
Chandelier (Hanging) | Incandescent |  | Clear | 5 | 60 | Dining Room
Ceiling Fixture | Incandescent |  | Standard A Lamp | 2 | 75 | Dining Room
Ceiling Fixture | Incandescent |  | Standard A Lamp | 1 | 60 | Dining Room
Ceiling Fixture | Incandescent |  | Mini base | 3 | 25 | Hall
Ceiling Fixture | Incandescent |  | Clear | 1 | 60 | Hall
Ceiling Fixture | Incandescent |  | Standard A Lamp | 1 | 75 | Garage
Garage door opener | Incandescent |  | Standard A Lamp | 1 | 40 | Garage
Ceiling Fixture | Incandescent |  | Clear | 1 | 60 | Hall
Ceiling Fixture | Incandescent |  | Standard A Lamp | 2 | 60 | Hall
Recessed Can | Incandescent |  | Reflector | 1 | 65 | Kitchen
Ceiling Fixture | Incandescent |  | Clear | 1 | 60 | Laundry Room
Ceiling Fan | Incandescent |  | Clear | 3 | 60 | Living Room
Ceiling Fan | Compact Fluorescent |  | A shape bulb | 3 | 11 | Living Room
Table | Incandescent |  | Standard A Lamp | 1 | 60 | Living Room
Wall Mount | Incandescent |  | Globe | 8 | 40 | Bathroom
Ceiling Fixture | Incandescent |  | Clear | 1 | 60 | Bathroom
Ceiling Fan | Incandescent |  | Clear | 3 | 60 | Master Bedroom
Ceiling Fixture | Incandescent |  | Clear | 1 | 60 | Closet
Ceiling Fixture | Compact Fluorescent |  | Twist | 1 | 22 | Bedroom
Table | Incandescent |  | 3-Way Incandescent | 1 | 100 | Bedroom
Ceiling Fixture | Compact Fluorescent |  | Twist | 1 | 22 | Office
Chandelier (Hanging) | Incandescent |  | Decorative | 5 | 40 | Dining Room
Other | Incandescent |  | Globe | 1 | 40 | Dining Room
Ceiling Fixture | Linear Fluorescent | 48 | T-8 | 1 | 32 | Garage
Garage door opener | Incandescent |  | Standard A Lamp | 1 | 25 | Garage
Ceiling Fixture | Halogen |  | PAR | 1 | 75 | Garage
Ceiling Fixture | Compact Fluorescent |  | Twist | 1 | 15 | Hall
Ceiling Fixture | Compact Fluorescent |  | Twist | 1 | 22 | Hall
Other | Linear Fluorescent | 18 | Fluorescent Other | 1 | 16 | Kitchen
Ceiling Fixture | Incandescent |  | Standard A Lamp | 1 | 60 | Kitchen
Ceiling Fixture | Compact Fluorescent |  | Twist | 1 | 15 | Kitchen
Recessed - other | Compact Fluorescent |  | Twist | 1 | 15 | Kitchen
Ceiling Fixture | Compact Fluorescent |  | Twist | 1 | 15 | Laundry Room
Ceiling Fixture | Incandescent |  | Standard A Lamp | 2 | 60 | Living Room
Table | Compact Fluorescent |  | Twist | 1 | 15 | Living Room
Floor lamp | Incandescent |  | 3-Way Incandescent | 1 | 150 | Living Room
Ceiling Fixture | Compact Fluorescent |  | Twist | 1 | 15 | Bathroom
Ceiling Fixture | Compact Fluorescent |  | Twist | 1 | 15 | Master Bedroom
Table | Compact Fluorescent |  | Straight Tube | 1 | 15 | Master Bedroom
Floor lamp | Compact Fluorescent |  | Straight Tube | 1 | 27 | Master Bedroom
Wall Mount | Incandescent |  | Standard A Lamp | 1 | 40 | Bathroom
Wall Mount | Incandescent |  | Decorative | 1 | 40 | Bathroom
Ceiling Fan | Compact Fluorescent |  | Twist | 1 | 15 | Bathroom
Table | Compact Fluorescent |  | Straight Tube | 1 | 27 | Family Room
Ceiling Fixture | Compact Fluorescent |  | Twist | 2 | 15 | Family Room
Ceiling Fixture | Compact Fluorescent |  | Twist | 2 | 22 | Bathroom
Ceiling Fixture | Compact Fluorescent |  | Twist | 2 | 22 | Bedroom
Ceiling Fixture | Compact Fluorescent |  | Twist | 2 | 22 | Bedroom
Ceiling Fixture | Compact Fluorescent |  | Twist | 2 | 22 | Family Room
Ceiling Fixture | Compact Fluorescent |  | Twist | 2 | 22 | Kitchen
Wall Mount | Incandescent |  | Globe | 4 | 60 | Bathroom
Ceiling Fixture | Incandescent |  | Standard A Lamp | 1 | 60 | Garage
Low bay | Linear Fluorescent | 48 | T-12 | 2 | 40 | Garage
Chandelier (Hanging) | Incandescent |  | Mini base | 5 | 40 | Dining Room
Track | Halogen |  | PAR | 3 | 30 | Family Room
Floor lamp | Compact Fluorescent |  | Twist | 1 | 15 | Family Room
Wall Mount | Halogen |  | PAR | 3 | 30 | Bedroom
Track | Halogen |  | PAR | 5 | 30 | Kitchen
Wall Mount | Incandescent |  | Standard A Lamp | 1 | 65 | Laundry Room
Track | Incandescent |  | Standard A Lamp | 2 | 65 | Laundry Room
Ceiling Fan | Incandescent |  | Standard A Lamp | 2 | 60 | Master Bedroom
Table | Compact Fluorescent |  | Twist | 1 | 22 | Master Bedroom
Wall Mount | Incandescent |  | Standard A Lamp | 4 | 40 | Bathroom
Wall Mount | Incandescent |  | Standard A Lamp | 1 | 40 | Hall
Ceiling Fixture | Linear Fluorescent | 48 | T-12 | 2 | 40 | Other
Wall Mount | Compact Fluorescent |  | Twist | 2 | 15 | Bathroom
Ceiling Fixture | Incandescent |  | Standard A Lamp | 1 | 60 | Bathroom
Ceiling Fan | Compact Fluorescent |  | Twist | 3 | 15 | Bedroom
Ceiling Fixture | Compact Fluorescent |  | Twist | 3 | 22 | Bedroom
Ceiling Fixture | Compact Fluorescent |  | Twist | 1 | 15 | Bedroom
Ceiling Fan | Compact Fluorescent |  | Twist | 3 | 15 | Kitchen
Ceiling Fan | Compact Fluorescent |  | Twist | 3 | 15 | Living Room
Ceiling Fan | Compact Fluorescent |  | Twist | 4 | 15 | Living Room
Ceiling Fixture | Compact Fluorescent |  | Twist | 1 | 22 | Other
Ceiling Fixture | Incandescent |  | Standard A Lamp | 2 | 60 | Other
Ceiling Fixture | Linear Fluorescent | 48 | T-8 | 2 | 40 | Laundry Room
Wall Mount | Compact Fluorescent |  | Twist | 5 | 22 | Bathroom
Ceiling Fixture | Incandescent |  | Standard A Lamp | 2 | 60 | Bathroom
Ceiling Fixture | Incandescent |  | Decorative | 2 | 65 | Bedroom
Ceiling Fixture | Incandescent |  | Standard A Lamp | 2 | 60 | Bedroom
Floor lamp | Incandescent |  | Standard A Lamp | 1 | 60 | Bedroom
Garage door opener | Incandescent |  | Clear | 2 | 40 | Garage
Ceiling Fixture | Incandescent |  | Standard A Lamp | 1 | 60 | Garage
Ceiling Fixture | Incandescent |  | Globe | 1 | 75 | Hall
Chandelier (Hanging) | Incandescent |  | Standard A Lamp | 5 | 60 | Kitchen
Ceiling Fixture | Incandescent |  | Globe | 3 | 40 | Kitchen
Floor lamp | Linear Fluorescent | 72 | Fluorescent Unknown | 3 | 60 | Living Room
Ceiling Fan | Incandescent |  | Standard A Lamp | 1 | 40 | Bathroom
Wall Mount | Incandescent |  | 3-Way Incandescent | 1 | 150 | Bathroom
Architectural | Incandescent |  | Globe | 1 | 40 | Dining Room
Table | Incandescent |  | Mini base | 1 | 40 | Dining Room
Table | Incandescent |  | Globe | 4 | 25 | Hall
Recessed Can | Incandescent |  | Standard A Lamp | 1 | 40 | Kitchen
Ceiling Fixture | Incandescent |  | Standard A Lamp | 1 | 40 | Kitchen
Ceiling Fan | Incandescent |  | Globe | 1 | 25 | Kitchen
Other | Incandescent |  | Standard A Lamp | 3 | 25 | Living Room
Table | Incandescent |  | Globe | 1 | 25 | Living Room
Wall Mount | Incandescent |  | Mini base | 1 | 7 | Living Room
Table | Incandescent |  | Globe | 1 | 38 | Living Room
Torchiere | Incandescent |  | Decorative | 3 | 15 | Living Room
Floor lamp | Halogen |  | Other | 1 | 50 | Bedroom
Chandelier (Hanging) | Incandescent |  | Globe | 1 | 25 | Bedroom
Chandelier (Hanging) | Incandescent |  | Globe | 1 | 25 | Bedroom
Ceiling Fixture | Incandescent |  | Standard A Lamp | 1 | 40 | Bedroom
Ceiling Fixture | Incandescent |  | Standard A Lamp | 1 | 40 | Bedroom
Table | Incandescent |  | Standard A Lamp | 1 | 75 | Bedroom
Table | Incandescent |  | Decorative | 1 | 25 | Bedroom
Table | Incandescent |  | Globe | 1 | 25 | Bedroom
Table | Incandescent |  | Decorative | 1 | 25 | Bedroom
Wall Mount | Incandescent |  | Globe | 3 | 40 | Bathroom
Ceiling Fixture | Incandescent |  | Standard A Lamp | 1 | 60 | Bathroom
Chandelier (Hanging) | Incandescent |  | Standard A Lamp | 4 | 60 | Bathroom
Ceiling Fixture | Compact Fluorescent |  | Twist | 3 | 20 | Bedroom
Table | Incandescent |  | Standard A Lamp | 1 | 100 | Bedroom
Ceiling Fixture | Incandescent |  | Standard A Lamp | 4 | 60 | Master Bedroom
Ceiling Fan | Compact Fluorescent |  | Twist | 1 | 22 | Master Bedroom
Ceiling Fixture | Compact Fluorescent |  | Twist | 2 | 20 | Bedroom
Table | Halogen |  | MR | 1 | 50 | Bedroom
Ceiling Fixture | Compact Fluorescent |  | Twist | 4 | 22 | Dining Room
Recessed - other | Halogen |  | MR | 1 | 50 | Family Room
Ceiling Fixture | Linear Fluorescent | 48 | T-12 | 2 | 40 | Family Room
Table | Incandescent |  | 3-Way Incandescent | 1 | 100 | Family Room
Wall Mount | Compact Fluorescent |  | Reflector | 1 | 22 | Family Room
Table | Compact Fluorescent |  | Twist | 1 | 18 | Family Room
Ceiling Fixture | Incandescent |  | Standard A Lamp | 2 | 60 | Hall
Recessed - other | Halogen |  | MR | 1 | 50 | Kitchen
Architectural | Linear Fluorescent | 48 | T-12 | 1 | 40 | Kitchen
Architectural | Linear Fluorescent | 48 | T-12 | 2 | 40 | Kitchen
Ceiling Fan | Incandescent |  | Decorative | 4 | 25 | Living Room
Ceiling Fan | Incandescent |  | Standard A Lamp | 1 | 60 | Living Room
Table | Incandescent |  | 3-Way Incandescent | 1 | 100 | Living Room
Table | Incandescent |  | Standard A Lamp | 1 | 100 | Living Room
Chandelier (Hanging) | Incandescent |  | Standard A Lamp | 1 | 60 | Living Room
Architectural | Linear Fluorescent | 48 | T-12 | 3 | 40 | Living Room
Floor lamp | Incandescent |  | Mini base | 5 | 40 | Living Room
Ceiling Fixture | Compact Fluorescent |  | Pin base | 1 | 22 | Laundry Room
Ceiling Fan | Halogen |  | MR | 3 | 50 | Dining Room
Floor lamp | Incandescent |  | Other | 1 | 25 | Dining Room
Chandelier (Hanging) | Compact Fluorescent |  | Twist | 3 | 15 | Dining Room
Chandelier (Hanging) | Incandescent |  | Standard A Lamp | 1 | 40 | Dining Room
Ceiling Fixture | Halogen |  | MR | 3 | 50 | Kitchen
Recessed Can | Incandescent |  | Reflector | 1 | 65 | Kitchen
Ceiling Fixture | Compact Fluorescent |  | Twist | 1 | 22 | Kitchen
Ceiling Fixture | Compact Fluorescent |  | Twist | 1 | 22 | Bathroom
Wall Mount | Incandescent |  | Globe | 6 | 25 | Bathroom
Ceiling Fixture | Incandescent |  | Standard A Lamp | 1 | 60 | Bathroom
Ceiling Fixture | Incandescent |  | Mini base | 3 | 40 | Bedroom
Ceiling Fixture | Incandescent |  | Standard A Lamp | 1 | 60 | Hall
Ceiling Fixture | Halogen |  | MR | 4 | 50 | Family Room
Floor lamp | Compact Fluorescent |  | Twist | 1 | 15 | Family Room
Ceiling Fixture | Compact Fluorescent |  | Twist | 1 | 22 | Family Room
Ceiling Fixture | Compact Fluorescent |  | Twist | 2 | 22 | Family Room
Floor lamp | Incandescent |  | Standard A Lamp | 2 | 100 | Family Room
Ceiling Fixture | Incandescent |  | Standard A Lamp | 2 | 75 | Bedroom
Floor lamp | Incandescent |  | Other | 2 | 25 | Bedroom
Wall Mount | Incandescent |  | Standard A Lamp | 2 | 60 | Bathroom
Ceiling Fixture | Compact Fluorescent |  | Twist | 1 | 15 | Bathroom
Ceiling Fixture | Incandescent |  | Standard A Lamp | 1 | 60 | Bathroom
Ceiling Fixture | Compact Fluorescent |  | Twist | 2 | 15 | Bedroom
Ceiling Fixture | Compact Fluorescent |  | Twist | 1 | 22 | Hall
Ceiling Fixture | Linear Fluorescent | 48 | T-12 | 2 | 40 | Kitchen
Wall Mount | Compact Fluorescent |  | Twist | 1 | 15 | Kitchen
Ceiling Fixture | Incandescent |  | Standard A Lamp | 2 | 60 | Laundry Room
Ceiling Fixture | Compact Fluorescent |  | Twist | 1 | 15 | Living Room
Table | Compact Fluorescent |  | Twist | 1 | 15 | Living Room
Ceiling Fixture | Compact Fluorescent |  | Twist | 1 | 15 | Master Bedroom
Table | Incandescent |  | Decorative | 3 | 15 | Master Bedroom
Ceiling Fixture | Compact Fluorescent |  | Twist | 1 | 15 | Closet
Ceiling Fixture | Incandescent |  | Standard A Lamp | 1 | 60 | Bathroom
Ceiling Fixture | Incandescent |  | Standard A Lamp | 1 | 60 | Bedroom
Table | Incandescent |  | Standard A Lamp | 1 | 60 | Bedroom
Ceiling Fixture | Incandescent |  | Standard A Lamp | 1 | 60 | Bedroom
Floor lamp | Incandescent |  | Standard A Lamp | 1 | 60 | Bedroom
Ceiling Fan | Incandescent |  | Standard A Lamp | 4 | 60 | Kitchen
Ceiling Fixture | Incandescent |  | Standard A Lamp | 1 | 60 | Kitchen
Ceiling Fixture | Compact Fluorescent |  | Twist | 1 | 22 | Kitchen
Ceiling Fixture | Incandescent |  | Standard A Lamp | 3 | 60 | Kitchen
Ceiling Fan | Incandescent |  | Standard A Lamp | 4 | 60 | Living Room
Floor lamp | Incandescent |  | Standard A Lamp | 1 | 60 | Living Room
Wall Mount | Incandescent |  | Globe | 8 | 40 | Bathroom
Ceiling Fixture | Incandescent |  | Standard A Lamp | 1 | 60 | Bedroom
Ceiling Fixture | Incandescent |  | Standard A Lamp | 2 | 60 | Bedroom
Table | Incandescent |  | Standard A Lamp | 1 | 60 | Bedroom
Ceiling Fan | Incandescent |  | Standard A Lamp | 3 | 40 | Bedroom
Ceiling Fixture | Incandescent |  | Decorative | 1 | 60 | Bedroom
Wall Mount | Incandescent |  | Standard A Lamp | 1 | 40 | Bedroom
Ceiling Fan | Incandescent |  | Standard A Lamp | 3 | 60 | Family Room
Ceiling Fixture | Incandescent |  | Standard A Lamp | 1 | 60 | Family Room
Ceiling Fixture | Incandescent |  | Standard A Lamp | 5 | 40 | Family Room
Ceiling Fixture | Incandescent |  | Standard A Lamp | 1 | 100 | Garage
Garage door opener | Incandescent |  | Standard A Lamp | 1 | 100 | Garage
Ceiling Fixture | Incandescent |  | Standard A Lamp | 1 | 60 | Hall
Ceiling Fixture | Incandescent |  | Standard A Lamp | 1 | 60 | Kitchen
Ceiling Fixture | Linear Fluorescent | 48 | T-12 | 4 | 40 | Kitchen
Ceiling Fixture | Incandescent |  | Standard A Lamp | 2 | 60 | Laundry Room
Wall Mount | Incandescent |  | Standard A Lamp | 4 | 60 | Bathroom
Ceiling Fixture | Incandescent |  | Standard A Lamp | 1 | 60 | Living Room
Ceiling Fixture | Incandescent |  | Standard A Lamp | 1 | 60 | Living Room
Floor lamp | Incandescent |  | Standard A Lamp | 1 | 100 | Living Room
Wall Mount | Compact Fluorescent |  | Twist | 2 | 15 | Bathroom
Wall Mount | Compact Fluorescent |  | Twist | 3 | 14 | Bathroom
Recessed - other | Incandescent |  | Heat Lamp | 1 | 250 | Bathroom
Wall Mount | Compact Fluorescent |  | Twist | 3 | 15 | Bathroom
Ceiling Fixture | Compact Fluorescent |  | Twist | 1 | 22 | Bathroom
Ceiling Fixture | Compact Fluorescent |  | Circline (Screw Base) | 1 | 22 | Master Bedroom
Table | Incandescent |  | Decorative | 1 | 40 | Master Bedroom
Ceiling Fixture | Compact Fluorescent |  | Circline (Screw Base) | 1 | 28 | Office
Ceiling Fixture | Compact Fluorescent |  | Circline (Screw Base) | 1 | 22 | Bedroom
Ceiling Fixture | Compact Fluorescent |  | Circline (Screw Base) | 1 | 22 | Bedroom
Ceiling Fixture | Compact Fluorescent |  | Twist | 1 | 15 | Closet
Ceiling Fixture | Compact Fluorescent |  | Circline (Screw Base) | 1 | 22 | Hall
Ceiling Fixture | Incandescent |  | Standard A Lamp | 1 | 75 | Hall
Floor lamp | Compact Fluorescent |  | Twist | 2 | 22 | Family Room
Floor lamp | Compact Fluorescent |  | A shape bulb | 1 | 11 | Family Room
Recessed Can | Incandescent |  | Reflector | 1 | 75 | Family Room
Ceiling Fixture | Linear Fluorescent | 48 | T-8 | 2 | 32 | Garage
Garage door opener | Incandescent |  | Standard A Lamp | 1 | 60 | Garage
Recessed Can | Compact Fluorescent |  | Reflector | 1 | 15 | Hall
Ceiling Fixture | Compact Fluorescent |  | Twist | 1 | 15 | Hall
Recessed Can | Incandescent |  | Standard A Lamp | 1 | 65 | Kitchen
Recessed - other | Linear Fluorescent | 48 | T-12 | 2 | 35 | Kitchen
Ceiling Fan | Compact Fluorescent |  | Twist | 4 | 15 | Kitchen
Ceiling Fixture | Compact Fluorescent |  | Twist | 1 | 22 | Laundry Room
Torchiere | Compact Fluorescent |  | Twist | 1 | 28 | Living Room
Track | Halogen |  | MR | 5 | 30 | Living Room
Ceiling Fan | Incandescent |  | Standard A Lamp | 3 | 40 | Bedroom
Wall Mount | Incandescent |  | Globe | 4 | 60 | Bathroom
Ceiling Fixture | Incandescent |  | Standard A Lamp | 2 | 60 | Hall
Ceiling Fan | Compact Fluorescent |  | Twist | 4 | 15 | Kitchen
Other | Linear Fluorescent | 12 | T-8 | 1 | 16 | Kitchen
Chandelier (Hanging) | Compact Fluorescent |  | Twist | 1 | 15 | Laundry Room
Ceiling Fan | Compact Fluorescent |  | A shape bulb | 4 | 7 | Living Room
Floor lamp | Incandescent |  | Standard A Lamp | 1 | 100 | Living Room
Floor lamp | Compact Fluorescent |  | Twist | 1 | 15 | Living Room
Floor lamp | Incandescent |  | Standard A Lamp | 1 | 60 | Living Room
Ceiling Fan | Compact Fluorescent |  | Twist | 3 | 15 | Bedroom
Table | Incandescent |  | Standard A Lamp | 1 | 60 | Bedroom
Ceiling Fixture | Linear Fluorescent | 48 | T-8 | 2 | 32 | Garage
Ceiling Fixture | Linear Fluorescent | 48 | T-12 | 2 | 40 | Garage
Wall Mount | Incandescent |  | Globe | 6 | 40 | Bathroom
Wall Mount | Incandescent |  | Globe | 2 | 40 | Bathroom
Wall Mount | Incandescent |  | Standard A Lamp | 2 | 60 | Bathroom
Ceiling Fixture | Incandescent |  | Standard A Lamp | 2 | 40 | Bedroom
Ceiling Fixture | Incandescent |  | Standard A Lamp | 2 | 60 | Bedroom
Ceiling Fixture | Incandescent |  | Standard A Lamp | 2 | 60 | Bedroom
Ceiling Fixture | Compact Fluorescent |  | Twist | 1 | 7 | Closet
Ceiling Fixture | Incandescent |  | Standard A Lamp | 1 | 40 | Closet
Ceiling Fan | Compact Fluorescent |  | Twist | 5 | 9 | Dining Room
Ceiling Fan | Incandescent |  | Standard A Lamp | 3 | 40 | Family Room
Ceiling Fixture | Incandescent |  | Standard A Lamp | 1 | 60 | Garage
Garage door opener | Incandescent |  | Standard A Lamp | 1 | 60 | Garage
Ceiling Fixture | Incandescent |  | Standard A Lamp | 1 | 60 | Hall
Ceiling Fixture | Incandescent |  | Standard A Lamp | 3 | 60 | Kitchen
Torchiere | Compact Fluorescent |  | Twist | 1 | 15 | Living Room
Table | Compact Fluorescent |  | Twist | 1 | 9 | Living Room
Ceiling Fixture | Incandescent |  | Standard A Lamp | 2 | 40 | Master Bedroom
Chandelier (Hanging) | Incandescent |  | Standard A Lamp | 1 | 40 | Office
Table | Incandescent |  | Standard A Lamp | 1 | 40 | Office
Wall Mount | Compact Fluorescent |  | Twist | 1 | 15 | Other
Ceiling Fixture | Incandescent |  | Standard A Lamp | 2 | 60 | Bedroom
Table | Compact Fluorescent |  | Pin base | 1 | 27 | Bedroom
Ceiling Fixture | Incandescent |  | Standard A Lamp | 2 | 60 | Bedroom
Floor lamp | Incandescent |  | 3-Way Incandescent | 1 | 150 | Bedroom
Table | Incandescent |  | 3-Way Incandescent | 1 | 100 | Bedroom
Ceiling Fixture | Incandescent |  | Standard A Lamp | 1 | 75 | Bathroom
Ceiling Fixture | Incandescent |  | Standard A Lamp | 1 | 60 | Bedroom
Floor lamp | Incandescent |  | Standard A Lamp | 1 | 100 | Bedroom
Ceiling Fixture | Incandescent |  | Standard A Lamp | 1 | 60 | Laundry Room
Wall Mount | Incandescent |  | Clear | 3 | 40 | Laundry Room
Table | Incandescent |  | Standard A Lamp | 1 | 40 | Living Room
Table | Compact Fluorescent |  | Twist | 1 | 15 | Living Room
Ceiling Fixture | Linear Fluorescent | 48 | T-12 | 2 | 40 | Living Room
Ceiling Fixture | Incandescent |  | Standard A Lamp | 2 | 60 | Hall
Ceiling Fixture | Incandescent |  | Standard A Lamp | 1 | 40 | Garage
Ceiling Fixture | Incandescent |  | Standard A Lamp | 1 | 75 | Garage
Ceiling Fixture | Incandescent |  | Standard A Lamp | 2 | 60 | Hall
Chandelier (Hanging) | Incandescent |  | Clear | 5 | 60 | Kitchen
Floor lamp | Incandescent |  | 3-Way Incandescent | 1 | 100 | Dining Room
Table | Incandescent |  | 3-Way Incandescent | 1 | 100 | Dining Room
Ceiling Fixture | Incandescent |  | Globe | 2 | 75 | Dining Room
Ceiling Fixture | Incandescent |  | Standard A Lamp | 2 | 60 | Office
Ceiling Fixture | Incandescent |  | Decorative | 1 | 60 | Hall
Ceiling Fixture | Incandescent |  | Standard A Lamp | 2 | 60 | Bathroom
Wall Mount | Incandescent |  | Globe | 5 | 40 | Bathroom
Ceiling Fixture | Incandescent |  | Standard A Lamp | 1 | 60 | Bedroom
Ceiling Fixture | Incandescent |  | Standard A Lamp | 3 | 60 | Bedroom
Floor lamp | Incandescent |  | Standard A Lamp | 1 | 100 | Bedroom
Chandelier (Hanging) | Incandescent |  | Standard A Lamp | 1 | 60 | Bedroom
Ceiling Fixture | Incandescent |  | Standard A Lamp | 3 | 60 | Family Room
Recessed Can | Incandescent |  | Reflector | 1 | 75 | Family Room
Table | Incandescent |  | Standard A Lamp | 1 | 60 | Family Room
Table | Incandescent |  | Standard A Lamp | 1 | 100 | Family Room
Ceiling Fixture | Incandescent |  | Standard A Lamp | 2 | 60 | Family Room
Ceiling Fixture | Incandescent |  | Standard A Lamp | 2 | 60 | Hall
Ceiling Fixture | Incandescent |  | Standard A Lamp | 1 | 75 | Hall
Ceiling Fixture | Incandescent |  | Standard A Lamp | 1 | 100 | Other
Ceiling Fixture | Incandescent |  | Standard A Lamp | 2 | 60 | Bedroom
Table | Incandescent |  | Standard A Lamp | 1 | 60 | Bedroom
Table | Incandescent |  | Decorative | 3 | 60 | Bedroom
Ceiling Fixture | Incandescent |  | Standard A Lamp | 4 | 60 | Bedroom
Table | Incandescent |  | Standard A Lamp | 1 | 60 | Bedroom
Ceiling Fan | Incandescent |  | Standard A Lamp | 4 | 60 | Master Bedroom
Table | Incandescent |  | Standard A Lamp | 1 | 150 | Master Bedroom
Torchiere | Incandescent |  | Standard A Lamp | 1 | 100 | Family Room
Table | Incandescent |  | Standard A Lamp | 1 | 150 | Family Room
Table | Incandescent |  | Standard A Lamp | 1 | 75 | Family Room
Table | Compact Fluorescent |  | Twist | 1 | 22 | Family Room
Table | Incandescent |  | Standard A Lamp | 1 | 25 | Family Room
Chandelier (Hanging) | Incandescent |  | Decorative | 5 | 60 | Family Room
Ceiling Fixture | Incandescent |  | Standard A Lamp | 1 | 100 | Garage
Garage door opener | Incandescent |  | Standard A Lamp | 1 | 60 | Garage
Ceiling Fixture | Incandescent |  | Standard A Lamp | 2 | 60 | Hall
Ceiling Fan | Incandescent |  | Standard A Lamp | 3 | 75 | Living Room
Ceiling Fixture | Incandescent |  | Standard A Lamp | 1 | 60 | Living Room
Floor lamp | Compact Fluorescent |  | Pin base | 1 | 22 | Living Room
Table | Incandescent |  | Standard A Lamp | 1 | 100 | Living Room
Ceiling Fixture | Incandescent |  | Standard A Lamp | 1 | 100 | Bathroom
Wall Mount | Incandescent |  | Standard A Lamp | 2 | 60 | Bathroom
Ceiling Fixture | Incandescent |  | Standard A Lamp | 2 | 60 | Office
Table | Incandescent |  | Standard A Lamp | 1 | 100 | Office
Wall Mount | Incandescent |  | Standard A Lamp | 4 | 60 | Bathroom
Ceiling Fixture | Incandescent |  | Standard A Lamp | 2 | 60 | Laundry Room
Ceiling Fixture | Incandescent |  | Standard A Lamp | 1 | 100 | Other
Ceiling Fixture | Linear Fluorescent | 48 | T-12 | 2 | 40 | Other
Ceiling Fan | Incandescent |  | Standard A Lamp | 3 | 60 | Hall
Wall Mount | Compact Fluorescent |  | Twist | 3 | 22 | Bathroom
Ceiling Fixture | Incandescent |  | Standard A Lamp | 1 | 60 | Bedroom
Table | Incandescent |  | Standard A Lamp | 1 | 60 | Bedroom
Ceiling Fixture | Incandescent |  | Standard A Lamp | 1 | 60 | Bedroom
Ceiling Fixture | Linear Fluorescent | 48 | T-8 | 2 | 32 | Garage
Ceiling Fixture | Incandescent |  | Standard A Lamp | 1 | 60 | Hall
Chandelier (Hanging) | Compact Fluorescent |  | Twist | 3 | 15 | Kitchen
Ceiling Fixture | Linear Fluorescent | 48 | T-8 | 2 | 32 | Kitchen
Floor lamp | Compact Fluorescent |  | Twist | 1 | 22 | Living Room
Ceiling Fixture | Incandescent |  | Standard A Lamp | 1 | 60 | Master Bedroom
Table | Incandescent |  | Standard A Lamp | 1 | 60 | Master Bedroom
Ceiling Fixture | Incandescent |  | Standard A Lamp | 1 | 60 | Other
Wall Mount | Incandescent |  | Globe | 4 | 60 | Bathroom
Ceiling Fixture | Incandescent |  | Standard A Lamp | 1 | 60 | Closet
Ceiling Fixture | Incandescent |  | Standard A Lamp | 1 | 60 | Closet
Recessed Can | Incandescent |  | Standard A Lamp | 1 | 60 | Closet
Recessed Can | Incandescent |  | Reflector | 1 | 75 | Other
Ceiling Fixture | Incandescent |  | Standard A Lamp | 1 | 60 | Garage
Chandelier (Hanging) | Halogen |  | PAR | 1 | 30 | Kitchen
Recessed Can | Incandescent |  | Reflector | 1 | 75 | Kitchen
Recessed Can | Incandescent |  | Reflector | 1 | 60 | Laundry Room
Recessed Can | Incandescent |  | Reflector | 1 | 60 | Living Room
Recessed Can | Incandescent |  | Reflector | 1 | 75 | Living Room
Wall Mount | Incandescent |  | Decorative | 1 | 40 | Living Room
Floor lamp | Incandescent |  | Standard A Lamp | 1 | 75 | Living Room
Floor lamp | Incandescent |  | Standard A Lamp | 2 | 60 | Living Room
Floor lamp | Incandescent |  | Decorative | 4 | 60 | Living Room
Chandelier (Hanging) | Incandescent |  | Globe | 1 | 60 | Living Room
Wall Mount | Incandescent |  | Globe | 8 | 60 | Bathroom
Recessed Can | Incandescent |  | Reflector | 1 | 75 | Bathroom
Recessed Can | Incandescent |  | Standard A Lamp | 1 | 75 | Bathroom
Recessed Can | Incandescent |  | Reflector | 1 | 60 | Master Bedroom
Ceiling Fixture | Incandescent |  | Standard A Lamp | 3 | 60 | Master Bedroom
Recessed Can | Incandescent |  | Reflector | 1 | 60 | Master Bedroom
Ceiling Fixture | Incandescent |  | Standard A Lamp | 2 | 60 | Closet
Track | Halogen |  | MR | 8 | 15 | Other
Recessed Can | Incandescent |  | Reflector | 1 | 60 | Other
Wall Mount | Incandescent |  | Globe | 6 | 60 | Bathroom
Recessed Can | Incandescent |  | Reflector | 1 | 75 | Bedroom
Table | Incandescent |  | Standard A Lamp | 1 | 75 | Bedroom
Floor lamp | Halogen |  | Quartz Tube | 1 | 300 | Bedroom
Recessed Can | Incandescent |  | Reflector | 1 | 60 | Bedroom
Table | Incandescent |  | Standard A Lamp | 1 | 75 | Bedroom
Wall Mount | Incandescent |  | Standard A Lamp | 1 | 60 | Closet
Track | Halogen |  | MR | 3 | 15 | Office
Ceiling Fan | Incandescent |  | Standard A Lamp | 1 | 60 | Office
Recessed Can | Incandescent |  | Reflector | 1 | 60 | Office
Ceiling Fixture | Incandescent |  | Standard A Lamp | 2 | 40 | Bedroom
Ceiling Fixture | Linear Fluorescent | 48 | T-12 | 4 | 40 | Laundry Room
Ceiling Fixture | Incandescent |  | Standard A Lamp | 1 | 60 | Garage
Ceiling Fixture | Incandescent |  | Standard A Lamp | 1 | 60 | Master Bedroom
Table | Incandescent |  | Standard A Lamp | 1 | 40 | Master Bedroom
Ceiling Fan | Incandescent |  | Clear | 3 | 60 | Master Bedroom
Ceiling Fixture | Incandescent |  | Standard A Lamp | 2 | 60 | Closet
Recessed Can | Compact Fluorescent |  | Flood | 1 | 15 | Bathroom
Wall Mount | Incandescent |  | Standard A Lamp | 2 | 60 | Bathroom
Ceiling Fixture | Incandescent |  | Standard A Lamp | 2 | 40 | Hall
Ceiling Fixture | Incandescent |  | Standard A Lamp | 2 | 60 | Bedroom
Ceiling Fixture | Incandescent |  | Standard A Lamp | 2 | 60 | Bedroom
Table | Incandescent |  | Mini base | 1 | 40 | Bedroom
Ceiling Fixture | Incandescent |  | Standard A Lamp | 1 | 60 | Other
Ceiling Fixture | Incandescent |  | Standard A Lamp | 2 | 60 | Family Room
Ceiling Fixture | Incandescent |  | Standard A Lamp | 2 | 60 | Hall
Wall Mount | Incandescent |  | Standard A Lamp | 4 | 40 | Bathroom
Ceiling Fixture | Incandescent |  | Standard A Lamp | 1 | 40 | Bathroom
Ceiling Fixture | Incandescent |  | Standard A Lamp | 2 | 40 | Bedroom
Floor lamp | Incandescent |  | Mini base | 5 | 25 | Bedroom
Track | Incandescent |  | Reflector | 2 | 60 | Bedroom
Ceiling Fixture | Incandescent |  | Standard A Lamp | 2 | 40 | Bedroom
Table | Incandescent |  | Standard A Lamp | 1 | 40 | Bedroom
Wall Mount | Incandescent |  | Standard A Lamp | 4 | 60 | Bathroom
Ceiling Fixture | Incandescent |  | Standard A Lamp | 1 | 60 | Bedroom
Floor lamp | Incandescent |  | Standard A Lamp | 1 | 100 | Bedroom
Floor lamp | Incandescent |  | Standard A Lamp | 1 | 40 | Bedroom
Recessed Can | Incandescent |  | Reflector | 1 | 75 | Hall
Chandelier (Hanging) | Incandescent |  | Decorative | 5 | 60 | Dining Room
Ceiling Fixture | Linear Fluorescent | 48 | T-12 | 4 | 40 | Kitchen
Floor lamp | Incandescent |  | Mini base | 5 | 40 | Living Room
Ceiling Fan | Incandescent |  | Standard A Lamp | 3 | 60 | Living Room
Ceiling Fixture | Incandescent |  | Standard A Lamp | 2 | 60 | Hall
Ceiling Fixture | Compact Fluorescent |  | Twist | 1 | 15 | Bathroom
Wall Mount | Compact Fluorescent |  | Twist | 2 | 22 | Bathroom
Wall Mount | Compact Fluorescent |  | Twist | 3 | 15 | Bathroom
Ceiling Fan | Incandescent |  | Globe | 1 | 60 | Bedroom
Table | Incandescent |  | Decorative | 1 | 25 | Bedroom
Ceiling Fixture | Compact Fluorescent |  | Twist | 2 | 15 | Bedroom
Ceiling Fixture | Compact Fluorescent |  | Twist | 2 | 15 | Bedroom
Floor lamp | Compact Fluorescent |  | Twist | 1 | 22 | Bedroom
Ceiling Fixture | Compact Fluorescent |  | Twist | 1 | 15 | Closet
Ceiling Fixture | Compact Fluorescent |  | Twist | 1 | 15 | Garage
Other | Compact Fluorescent |  | Twist | 1 | 15 | Garage
Ceiling Fixture | Compact Fluorescent |  | A shape bulb | 1 | 22 | Hall
Ceiling Fixture | Linear Fluorescent | 48 | T-8 | 3 | 32 | Kitchen
Ceiling Fan | Compact Fluorescent |  | Twist | 2 | 15 | Kitchen
Track | Halogen |  | PAR | 2 | 20 | Kitchen
Ceiling Fixture | Compact Fluorescent |  | Twist | 2 | 15 | Kitchen
Table | Compact Fluorescent |  | Twist | 1 | 15 | Living Room
Ceiling Fixture | Incandescent |  | Standard A Lamp | 2 | 90 | Bedroom
Table | Incandescent |  | Standard A Lamp | 3 | 25 | Bedroom
Wall Mount | Incandescent |  | Standard A Lamp | 4 | 90 | Bathroom
Ceiling Fixture | Compact Fluorescent |  | Twist | 2 | 22 | Bedroom
Table | Incandescent |  | Clear | 2 | 40 | Bedroom
Ceiling Fixture | Incandescent |  | Standard A Lamp | 2 | 75 | Bedroom
Ceiling Fixture | Linear Fluorescent | 48 | T-8 | 2 | 32 | Garage
Garage door opener | Incandescent |  | Clear | 1 | 60 | Garage
Ceiling Fixture | Incandescent |  | Standard A Lamp | 1 | 75 | Hall
Ceiling Fixture | Compact Fluorescent |  | Twist | 1 | 22 | Hall
Ceiling Fixture | Compact Fluorescent |  | Twist | 2 | 22 | Dining Room
Table | Incandescent |  | Standard A Lamp | 1 | 75 | Family Room
Chandelier (Hanging) | Incandescent |  | Decorative | 6 | 65 | Family Room
Ceiling Fixture | Incandescent |  | Standard A Lamp | 3 | 75 | Living Room
Table | Incandescent |  | 3-Way Incandescent | 1 | 100 | Living Room
Ceiling Fixture | Incandescent |  | Standard A Lamp | 1 | 75 | Kitchen
Ceiling Fixture | Compact Fluorescent |  | Twist | 1 | 22 | Kitchen
Other | Incandescent |  | Clear | 1 | 40 | Kitchen
Ceiling Fixture | Incandescent |  | Standard A Lamp | 1 | 75 | Laundry Room
Wall Mount | Incandescent |  | Clear | 5 | 75 | Bathroom
Ceiling Fixture | Incandescent |  | Clear | 1 | 75 | Bathroom
Ceiling Fixture | Compact Fluorescent |  | Twist | 1 | 22 | Bathroom
Ceiling Fixture | Incandescent |  | Standard A Lamp | 3 | 75 | Master Bedroom
Wall Mount | Incandescent |  | Decorative | 1 | 75 | Master Bedroom
Table | Incandescent |  | Standard A Lamp | 2 | 75 | Master Bedroom
Wall Mount | Incandescent |  | Globe | 4 | 60 | Bathroom
Ceiling Fixture | Incandescent |  | Standard A Lamp | 1 | 60 | Bathroom
Ceiling Fixture | Incandescent |  | Standard A Lamp | 2 | 75 | Bedroom
Table | Incandescent |  | Standard A Lamp | 1 | 60 | Bedroom
Ceiling Fixture | Incandescent |  | Standard A Lamp | 2 | 60 | Closet
Chandelier (Hanging) | Incandescent |  | Mini base | 5 | 60 | Dining Room
Table | Compact Fluorescent |  | Twist | 1 | 14 | Dining Room
Floor lamp | Incandescent |  | Standard A Lamp | 1 | 60 | Dining Room
Recessed Can | Incandescent |  | Reflector | 1 | 65 | Dining Room
Chandelier (Hanging) | Compact Fluorescent |  | Twist | 1 | 14 | Dining Room
Recessed Can | Incandescent |  | Reflector | 1 | 65 | Hall
Recessed Can | Incandescent |  | Reflector | 1 | 65 | Kitchen
Ceiling Fixture | Linear Fluorescent | 48 | T-8 | 2 | 32 | Laundry Room
Table | Incandescent |  | 3-Way Incandescent | 1 | 100 | Living Room
Table | Incandescent |  | Standard A Lamp | 1 | 60 | Living Room
Recessed Can | Incandescent |  | Reflector | 1 | 65 | Living Room
Wall Mount | Incandescent |  | Globe | 6 | 60 | Bathroom
Ceiling Fixture | Incandescent |  | Standard A Lamp | 1 | 60 | Bathroom
Table | Compact Fluorescent |  | Twist | 1 | 14 | Master Bedroom
Floor lamp | Incandescent |  | Standard A Lamp | 1 | 60 | Master Bedroom
Ceiling Fixture | Incandescent |  | Standard A Lamp | 2 | 60 | Closet
Wall Mount | Incandescent |  | Globe | 4 | 40 | Bathroom
Ceiling Fixture | Incandescent |  | Standard A Lamp | 3 | 65 | Bedroom
Ceiling Fixture | Incandescent |  | Standard A Lamp | 2 | 60 | Bedroom
Table | Incandescent |  | Standard A Lamp | 1 | 40 | Bedroom
Ceiling Fixture | Linear Fluorescent | 48 | T-8 | 2 | 32 | Dining Room
Table | Incandescent |  | 3-Way Incandescent | 1 | 75 | Dining Room
Ceiling Fixture | Linear Fluorescent | 48 | T-8 | 2 | 32 | Kitchen
Ceiling Fan | Incandescent |  | Standard A Lamp | 1 | 100 | Living Room
Table | Incandescent |  | Standard A Lamp | 1 | 60 | Living Room
Torchiere | Incandescent |  | Standard A Lamp | 1 | 65 | Living Room
Ceiling Fixture | Compact Fluorescent |  | Twist | 1 | 15 | Hall
Ceiling Fixture | Compact Fluorescent |  | Twist | 2 | 13 | Bedroom
Floor lamp | Compact Fluorescent |  | Twist | 1 | 13 | Bedroom
Ceiling Fixture | Compact Fluorescent |  | Twist | 1 | 13 | Bedroom
Ceiling Fixture | Compact Fluorescent |  | Twist | 3 | 23 | Bedroom
Ceiling Fixture | Compact Fluorescent |  | Twist | 1 | 13 | Bedroom
Ceiling Fan | Compact Fluorescent |  | Twist | 1 | 13 | Dining Room
Ceiling Fan | Incandescent |  | Standard A Lamp | 1 | 40 | Dining Room
Wall Mount | Compact Fluorescent |  | Twist | 3 | 23 | Bathroom
Ceiling Fixture | Incandescent |  | Standard A Lamp | 1 | 40 | Bathroom
Recessed Can | Compact Fluorescent |  | Twist | 1 | 13 | Bathroom
Ceiling Fixture | Compact Fluorescent |  | Twist | 3 | 13 | Family Room
Chandelier (Hanging) | Incandescent |  | Globe | 3 | 40 | Other
Ceiling Fixture | Incandescent |  | Standard A Lamp | 2 | 60 | Hall
Ceiling Fixture | Linear Fluorescent | 48 | T-12 | 4 | 40 | Garage
Ceiling Fan | Incandescent |  | Standard A Lamp | 2 | 100 | Kitchen
Recessed Can | Incandescent |  | Reflector | 1 | 65 | Kitchen
Ceiling Fixture | Compact Fluorescent |  | Globe | 1 | 15 | Laundry Room
Floor lamp | Incandescent |  | Standard A Lamp | 1 | 100 | Living Room
Floor lamp | Compact Fluorescent |  | Twist | 1 | 23 | Living Room
Ceiling Fixture | Compact Fluorescent |  | Twist | 1 | 23 | Bathroom
Ceiling Fixture | Compact Fluorescent |  | Globe | 1 | 15 | Bathroom
Ceiling Fan | Incandescent |  | Standard A Lamp | 3 | 60 | Master Bedroom
Ceiling Fixture | Compact Fluorescent |  | Twist | 1 | 13 | Master Bedroom
Ceiling Fixture | Compact Fluorescent |  | Twist | 2 | 23 | Office
Floor lamp | Compact Fluorescent |  | Twist | 1 | 13 | Office
Floor lamp | Incandescent |  | Standard A Lamp | 1 | 60 | Office
Ceiling Fixture | Compact Fluorescent |  | Twist | 1 | 23 | Other
Ceiling Fixture | Incandescent |  | Standard A Lamp | 1 | 60 | Bedroom
Ceiling Fixture | Compact Fluorescent |  | Twist | 1 | 13 | Bedroom
Chandelier (Hanging) | Compact Fluorescent |  | Twist | 1 | 23 | Hall
Ceiling Fixture | Incandescent |  | Standard A Lamp | 1 | 100 | Bathroom
Ceiling Fixture | Compact Fluorescent |  | Twist | 2 | 13 | Hall
Ceiling Fixture | Compact Fluorescent |  | Twist | 2 | 23 | Other
Ceiling Fan | Incandescent |  | Standard A Lamp | 4 | 60 | Other
Ceiling Fixture | Incandescent |  | Standard A Lamp | 1 | 60 | Bathroom
Ceiling Fixture | Compact Fluorescent |  | Twist | 1 | 15 | Bathroom
Wall Mount | Incandescent |  | Globe | 6 | 60 | Bathroom
Table | Halogen |  | PAR | 4 | 40 | Bathroom
Ceiling Fixture | Compact Fluorescent |  | Twist | 1 | 15 | Bathroom
Ceiling Fan | Incandescent |  | Standard A Lamp | 3 | 40 | Bedroom
Table | Compact Fluorescent |  | Twist | 1 | 15 | Bedroom
Table | Compact Fluorescent |  | Twist | 1 | 15 | Bedroom
Ceiling Fan | Compact Fluorescent |  | Twist | 1 | 15 | Bedroom
Ceiling Fixture | Incandescent |  | Standard A Lamp | 2 | 60 | Bedroom
Floor lamp | Incandescent |  | Standard A Lamp | 1 | 60 | Bedroom
Ceiling Fan | Incandescent |  | Standard A Lamp | 3 | 40 | Bedroom
Ceiling Fixture | Linear Fluorescent | 48 | T-12 | 2 | 40 | Garage
Ceiling Fixture | Compact Fluorescent |  | Twist | 1 | 15 | Hall
Recessed Can | Incandescent |  | Reflector | 1 | 60 | Hall
Chandelier (Hanging) | Compact Fluorescent |  | Twist | 3 | 15 | Kitchen
Ceiling Fixture | Linear Fluorescent | 48 | T-12 | 2 | 40 | Kitchen
Ceiling Fixture | Compact Fluorescent |  | Twist | 1 | 15 | Kitchen
Track | Halogen |  | PAR | 3 | 40 | Kitchen
Recessed Can | Incandescent |  | Reflector | 1 | 65 | Living Room
Table | Compact Fluorescent |  | Twist | 1 | 15 | Living Room
Wall Mount | Incandescent |  | Standard A Lamp | 3 | 60 | Bathroom
Ceiling Fixture | Incandescent |  | Standard A Lamp | 1 | 60 | Bathroom
Ceiling Fixture | Incandescent |  | Standard A Lamp | 2 | 60 | Bedroom
Ceiling Fixture | Incandescent |  | Standard A Lamp | 1 | 60 | Living Room
Ceiling Fixture | Incandescent |  | Standard A Lamp | 1 | 40 | Other
Wall Mount | Incandescent |  | Decorative | 1 | 25 | Other
Table | Incandescent |  | Standard A Lamp | 1 | 40 | Other
Ceiling Fixture | Incandescent |  | Standard A Lamp | 1 | 40 | Bathroom
Table | Incandescent |  | Decorative | 1 | 40 | Bathroom
Table | Incandescent |  | Standard A Lamp | 1 | 40 | Bedroom
Table | Incandescent |  | Decorative | 1 | 25 | Bedroom
Wall Mount | Incandescent |  | Standard A Lamp | 1 | 40 | Bedroom
Ceiling Fan | Incandescent |  | Standard A Lamp | 1 | 25 | Bedroom
Table | Incandescent |  | Decorative | 1 | 40 | Bedroom
Chandelier (Hanging) | Incandescent |  | Standard A Lamp | 1 | 25 | Bedroom
Floor lamp | Incandescent |  | Standard A Lamp | 1 | 40 | Bedroom
Ceiling Fixture | Incandescent |  | Standard A Lamp | 1 | 40 | Closet
Floor lamp | Incandescent |  | Standard A Lamp | 1 | 60 | Living Room
Floor lamp | Incandescent |  | Standard A Lamp | 1 | 40 | Living Room
Table | Incandescent |  | Standard A Lamp | 1 | 25 | Living Room
Table | Incandescent |  | Standard A Lamp | 1 | 40 | Living Room
Floor lamp | Incandescent |  | Standard A Lamp | 1 | 15 | Living Room
Ceiling Fan | Incandescent |  | Standard A Lamp | 1 | 60 | Living Room
Table | Incandescent |  | Decorative | 1 | 40 | Living Room
Floor lamp | Incandescent |  | Standard A Lamp | 1 | 15 | Hall
Floor lamp | Incandescent |  | Standard A Lamp | 1 | 60 | Hall
Table | Incandescent |  | Standard A Lamp | 1 | 40 | Hall
Floor lamp | Incandescent |  | Clear | 1 | 60 | Hall
Ceiling Fixture | Incandescent |  | Standard A Lamp | 1 | 40 | Hall
Table | Incandescent |  | Standard A Lamp | 2 | 40 | Hall
Table | Incandescent |  | Decorative | 1 | 25 | Kitchen
Table | Incandescent |  | Standard A Lamp | 1 | 25 | Kitchen
Wall Mount | Incandescent |  | Standard A Lamp | 1 | 25 | Kitchen
Ceiling Fixture | Incandescent |  | Standard A Lamp | 2 | 40 | Kitchen
Table | Incandescent |  | Decorative | 1 | 25 | Kitchen
Floor lamp | Incandescent |  | Standard A Lamp | 1 | 15 | Kitchen
Wall Mount | Incandescent |  | Standard A Lamp | 1 | 40 | Kitchen
Ceiling Fixture | Compact Fluorescent |  | Twist | 1 | 22 | Other
Wall Mount | Compact Fluorescent |  | Twist | 1 | 22 | Bathroom
Wall Mount | Compact Fluorescent |  | Twist | 4 | 15 | Bathroom
Recessed Can | Compact Fluorescent |  | Reflector | 1 | 22 | Bathroom
Chandelier (Hanging) | Incandescent |  | Standard A Lamp | 3 | 60 | Bedroom
Architectural | Incandescent |  | Standard A Lamp | 4 | 60 | Bedroom
Ceiling Fan | Compact Fluorescent |  | Twist | 2 | 15 | Bedroom
Recessed Can | Incandescent |  | Reflector | 1 | 65 | Bedroom
Floor lamp | Incandescent |  | Reflector | 1 | 65 | Bedroom
Ceiling Fixture | Compact Fluorescent |  | Twist | 1 | 22 | Bedroom
Track | Incandescent |  | Clear | 4 | 40 | Closet
Track | Incandescent |  | Clear | 4 | 40 | Closet
Track | Incandescent |  | Clear | 3 | 40 | Closet
Ceiling Fixture | Incandescent |  | Standard A Lamp | 3 | 60 | Other
Ceiling Fixture | Incandescent |  | Reflector | 1 | 65 | Other
Ceiling Fixture | Compact Fluorescent |  | Twist | 1 | 22 | Other
Garage door opener | Incandescent |  | Standard A Lamp | 1 | 60 | Garage
Ceiling Fixture | Compact Fluorescent |  | Twist | 1 | 22 | Garage
Recessed Can | Incandescent |  | Reflector | 1 | 65 | Hall
Chandelier (Hanging) | Halogen |  | PAR | 1 | 50 | Kitchen
Ceiling Fixture | Incandescent |  | Standard A Lamp | 2 | 60 | Laundry Room
Recessed Can | Incandescent |  | Reflector | 1 | 60 | Living Room
Ceiling Fan | Compact Fluorescent |  | Twist | 1 | 7 | Living Room
Table | Compact Fluorescent |  | Twist | 1 | 22 | Living Room
Wall Mount | Compact Fluorescent |  | Twist | 1 | 22 | Living Room
Recessed Can | Incandescent |  | Reflector | 1 | 65 | Bathroom
Wall Mount | Compact Fluorescent |  | Twist | 4 | 22 | Bathroom
Ceiling Fan | Incandescent |  | Standard A Lamp | 2 | 60 | Bedroom
Table | Compact Fluorescent |  | Twist | 1 | 15 | Bedroom
Recessed Can | Incandescent |  | Reflector | 1 | 65 | Bedroom
Ceiling Fixture | Compact Fluorescent |  | Twist | 1 | 22 | Other
Recessed Can | Incandescent |  | Reflector | 1 | 65 | Office
Wall Mount | Compact Fluorescent |  | Twist | 1 | 15 | Closet
Ceiling Fixture | Compact Fluorescent |  | Twist | 1 | 22 | Family Room
Wall Mount | Incandescent |  | Standard A Lamp | 1 | 60 | Other
Wall Mount | Incandescent |  | Standard A Lamp | 1 | 60 | Office
Wall Mount | Incandescent |  | Standard A Lamp | 1 | 40 | Office
Ceiling Fixture | Compact Fluorescent |  | Twist | 2 | 22 | Other
Ceiling Fan | Incandescent |  | Standard A Lamp | 1 | 75 | Office
Table | Compact Fluorescent |  | Straight Tube | 1 | 28 | Office
Wall Mount | Compact Fluorescent |  | Twist | 2 | 15 | Bathroom
Ceiling Fan | Incandescent |  | Standard A Lamp | 1 | 75 | Bedroom
Ceiling Fixture | Compact Fluorescent |  | Twist | 1 | 15 | Closet
Ceiling Fan | Incandescent |  | Standard A Lamp | 1 | 60 | Dining Room
Chandelier (Hanging) | Incandescent |  | Mini base | 3 | 25 | Hall
Low bay | Linear Fluorescent | 48 | T-12 | 2 | 40 | Garage
Ceiling Fixture | Compact Fluorescent |  | Twist | 1 | 15 | Garage
Garage door opener | Incandescent |  | Standard A Lamp | 1 | 40 | Garage
Table | Compact Fluorescent |  | Circline (Screw Base) | 1 | 28 | Garage
Ceiling Fixture | Compact Fluorescent |  | Twist | 2 | 15 | Hall
Chandelier (Hanging) | Compact Fluorescent |  | Twist | 1 | 15 | Kitchen
Wall Mount | Incandescent |  | Standard A Lamp | 1 | 60 | Kitchen
Wall Mount | Compact Fluorescent |  | A shape bulb | 2 | 15 | Kitchen
Other | Linear Fluorescent | 24 | T-5 | 1 | 16 | Kitchen
Other | Linear Fluorescent | 36 | T-5 | 1 | 32 | Kitchen
Wall Mount | Halogen |  | MR | 3 | 75 | Kitchen
Ceiling Fixture | Compact Fluorescent |  | Twist | 1 | 15 | Laundry Room
Recessed Can | Incandescent |  | Reflector | 1 | 65 | Living Room
Table | Compact Fluorescent |  | Twist | 1 | 15 | Living Room
Ceiling Fan | Incandescent |  | Standard A Lamp | 1 | 60 | Master Bedroom
Table | Incandescent |  | Standard A Lamp | 1 | 60 | Master Bedroom
Wall Mount | Compact Fluorescent |  | Twist | 3 | 15 | Bathroom
Recessed Can | Incandescent |  | Reflector | 1 | 90 | Other
Recessed Can | Incandescent |  | Reflector | 1 | 125 | Bathroom
Wall Mount | Incandescent |  | Globe | 4 | 100 | Bathroom
Ceiling Fixture | Compact Fluorescent |  | Reflector | 1 | 22 | Bathroom
Wall Mount | Incandescent |  | Globe | 4 | 100 | Bathroom
Recessed Can | Compact Fluorescent |  | Reflector | 1 | 22 | Bathroom
Track | Compact Fluorescent |  | Twist | 3 | 15 | Bathroom
Wall Mount | Compact Fluorescent |  | Twist | 4 | 15 | Bathroom
Ceiling Fixture | Incandescent |  | Standard A Lamp | 3 | 60 | Bedroom
Table | Incandescent |  | Standard A Lamp | 1 | 40 | Bedroom
Ceiling Fixture | Compact Fluorescent |  | Twist | 3 | 15 | Office
Table | Halogen |  | Quartz Tube | 1 | 50 | Office
Ceiling Fan | Incandescent |  | Globe | 3 | 60 | Master Bedroom
Table | Incandescent |  | Decorative | 3 | 25 | Master Bedroom
Ceiling Fixture | Compact Fluorescent |  | Twist | 1 | 15 | Bedroom
Ceiling Fixture | Linear Fluorescent | 48 | T-12 | 2 | 40 | Closet
Chandelier (Hanging) | Incandescent |  | Decorative | 4 | 40 | Dining Room
Chandelier (Hanging) | Incandescent |  | Reflector | 1 | 60 | Dining Room
Table | Halogen |  | MR | 1 | 20 | Dining Room
Table | Compact Fluorescent |  | Straight Tube | 1 | 28 | Dining Room
Ceiling Fixture | Incandescent |  | Globe | 3 | 60 | Hall
Ceiling Fixture | Incandescent |  | Globe | 1 | 60 | Hall
Ceiling Fan | Incandescent |  | Globe | 3 | 60 | Hall
Ceiling Fixture | Incandescent |  | Globe | 3 | 60 | Family Room
Wall Mount | Compact Fluorescent |  | Twist | 1 | 15 | Family Room
Floor lamp | Incandescent |  | Standard A Lamp | 1 | 40 | Family Room
Ceiling Fixture | Incandescent |  | Globe | 1 | 40 | Family Room
Ceiling Fixture | Linear Fluorescent | 48 | T-12 | 2 | 40 | Garage
Ceiling Fixture | Linear Fluorescent | 48 | T-12 | 4 | 32 | Kitchen
Recessed Can | Compact Fluorescent |  | Reflector | 1 | 22 | Kitchen
Ceiling Fixture | Linear Fluorescent | 48 | T-12 | 4 | 32 | Laundry Room
Table | Halogen |  | MR | 1 | 20 | Laundry Room
Architectural | Linear Fluorescent | 18 | T-4 | 1 | 16 | Laundry Room
Table | Incandescent |  | 3-Way Incandescent | 1 | 100 | Living Room
Table | Incandescent |  | 3-Way Incandescent | 1 | 75 | Living Room
Floor lamp | Incandescent |  | 3-Way Incandescent | 1 | 200 | Living Room
Ceiling Fixture | Incandescent |  | Standard A Lamp | 3 | 60 | Living Room
Ceiling Fixture | Incandescent |  | Standard A Lamp | 2 | 60 | Living Room
Ceiling Fixture | Incandescent |  | Standard A Lamp | 1 | 150 | Other
Ceiling Fixture | Incandescent |  | Clear | 2 | 60 | Other
Ceiling Fixture | Incandescent |  | Standard A Lamp | 1 | 100 | Bathroom
Ceiling Fixture | Incandescent |  | Standard A Lamp | 1 | 60 | Bedroom
Ceiling Fixture | Incandescent |  | Standard A Lamp | 1 | 100 | Hall
Ceiling Fixture | Incandescent |  | Standard A Lamp | 3 | 60 | Kitchen
Ceiling Fixture | Incandescent |  | Standard A Lamp | 2 | 60 | Laundry Room
Ceiling Fixture | Incandescent |  | Standard A Lamp | 2 | 60 | Hall
Ceiling Fixture | Incandescent |  | Standard A Lamp | 1 | 40 | Bedroom
Table | Linear Fluorescent | 24 | T-5 | 1 | 16 | Bedroom
Ceiling Fixture | Incandescent |  | Standard A Lamp | 1 | 100 | Closet
Ceiling Fixture | Incandescent |  | Standard A Lamp | 1 | 75 | Bedroom
Ceiling Fixture | Incandescent |  | Standard A Lamp | 2 | 60 | Bedroom
Wall Mount | Linear Fluorescent | 24 | T-5 | 1 | 16 | Bathroom
Ceiling Fixture | Compact Fluorescent |  | Flood | 1 | 15 | Bathroom
Ceiling Fixture | Incandescent |  | Clear | 2 | 60 | Family Room
Ceiling Fixture | Incandescent |  | Standard A Lamp | 1 | 60 | Bathroom
Ceiling Fixture | Incandescent |  | Standard A Lamp | 1 | 60 | Bedroom
Floor lamp | Incandescent |  | Standard A Lamp | 1 | 60 | Bedroom
Wall Mount | Incandescent |  | Standard A Lamp | 1 | 60 | Bedroom
Ceiling Fixture | Incandescent |  | Standard A Lamp | 1 | 60 | Closet
Floor lamp | Halogen |  | MR | 1 | 100 | Garage
Ceiling Fixture | Incandescent |  | Standard A Lamp | 1 | 60 | Hall
Ceiling Fixture | Incandescent |  | Standard A Lamp | 1 | 60 | Kitchen
Ceiling Fixture | Incandescent |  | Standard A Lamp | 1 | 60 | Laundry Room
Ceiling Fan | Incandescent |  | Standard A Lamp | 1 | 60 | Living Room
Table | Incandescent |  | Standard A Lamp | 1 | 60 | Living Room
Ceiling Fixture | Incandescent |  | Standard A Lamp | 1 | 60 | Other
Recessed Can | Incandescent |  | Globe | 1 | 75 | Bathroom
Wall Mount | Compact Fluorescent |  | Twist | 2 | 15 | Bathroom
Wall Mount | Incandescent |  | Globe | 3 | 40 | Bathroom
Ceiling Fixture | Incandescent |  | Standard A Lamp | 1 | 60 | Bathroom
Wall Mount | Incandescent |  | Globe | 4 | 40 | Bathroom
Ceiling Fixture | Incandescent |  | Standard A Lamp | 1 | 60 | Bathroom
Ceiling Fixture | Incandescent |  | Standard A Lamp | 1 | 60 | Bathroom
Wall Mount | Compact Fluorescent |  | Twist | 1 | 15 | Bathroom
Chandelier (Hanging) | Compact Fluorescent |  | Twist | 4 | 15 | Bedroom
Table | Compact Fluorescent |  | Twist | 1 | 15 | Bedroom
Ceiling Fixture | Compact Fluorescent |  | Twist | 2 | 15 | Bedroom
Table | Compact Fluorescent |  | Pin base | 1 | 15 | Bedroom
Ceiling Fixture | Compact Fluorescent |  | Twist | 2 | 15 | Bedroom
Table | Compact Fluorescent |  | Twist | 1 | 15 | Bedroom
Recessed Can | Compact Fluorescent |  | Twist | 1 | 15 | Closet
Ceiling Fixture | Compact Fluorescent |  | Twist | 2 | 15 | Bathroom
Table | Compact Fluorescent |  | Twist | 1 | 15 | Bathroom
Chandelier (Hanging) | Compact Fluorescent |  | Twist | 4 | 15 | Hall
Wall Mount | Compact Fluorescent |  | Twist | 1 | 15 | Hall
Recessed Can | Incandescent |  | Clear | 1 | 75 | Hall
Ceiling Fixture | Compact Fluorescent |  | Twist | 2 | 15 | Hall
Ceiling Fan | Compact Fluorescent |  | Twist | 3 | 15 | Kitchen
Recessed Can | Incandescent |  | Clear | 1 | 75 | Kitchen
Wall Mount | Compact Fluorescent |  | Twist | 2 | 15 | Kitchen
Recessed Can | Incandescent |  | Clear | 1 | 75 | Laundry Room
Ceiling Fan | Compact Fluorescent |  | Twist | 2 | 15 | Living Room
Table | Compact Fluorescent |  | Twist | 1 | 15 | Living Room
Wall Mount | Incandescent |  | Globe | 4 | 40 | Bathroom
Recessed Can | Incandescent |  | Clear | 1 | 40 | Bathroom
Ceiling Fan | Compact Fluorescent |  | Twist | 4 | 7 | Master Bedroom
Floor lamp | Compact Fluorescent |  | Twist | 1 | 15 | Master Bedroom
Table | Compact Fluorescent |  | Twist | 1 | 15 | Master Bedroom
Ceiling Fan | Compact Fluorescent |  | Twist | 4 | 15 | Office
Floor lamp | Compact Fluorescent |  | Twist | 1 | 15 | Office
Ceiling Fixture | Linear Fluorescent | 48 | T-8 | 4 | 40 | Other
Ceiling Fixture | Compact Fluorescent |  | Twist | 2 | 15 | Bedroom
Ceiling Fixture | Compact Fluorescent |  | Twist | 1 | 15 | Garage
Ceiling Fixture | Compact Fluorescent |  | Twist | 1 | 15 | Other
Wall Mount | Incandescent |  | Globe | 4 | 40 | Bathroom
Ceiling Fixture | Compact Fluorescent |  | Twist | 2 | 22 | Dining Room
Floor lamp | Incandescent |  | Standard A Lamp | 1 | 100 | Dining Room
Ceiling Fixture | Linear Fluorescent | 48 | T-12 | 4 | 32 | Bedroom
Table | Incandescent |  | Standard A Lamp | 1 | 100 | Bedroom
Table | Incandescent |  | Standard A Lamp | 1 | 60 | Bedroom
Table | Incandescent |  | Standard A Lamp | 1 | 25 | Bedroom
Ceiling Fixture | Linear Fluorescent | 48 | T-12 | 4 | 32 | Laundry Room
Table | Compact Fluorescent |  | Twist | 1 | 22 | Laundry Room
Table | Compact Fluorescent |  | Pin base | 1 | 13 | Laundry Room
Ceiling Fixture | Linear Fluorescent | 48 | T-12 | 2 | 20 | Garage
Ceiling Fixture | Compact Fluorescent |  | Twist | 1 | 22 | Kitchen
Table | Incandescent |  | Standard A Lamp | 1 | 40 | Kitchen
Recessed Can | Incandescent |  | Reflector | 1 | 65 | Kitchen
Ceiling Fixture | Linear Fluorescent | 48 | T-12 | 2 | 40 | Kitchen
Table | Compact Fluorescent |  | Twist | 1 | 22 | Living Room
Table | Incandescent |  | 3-Way Incandescent | 1 | 75 | Living Room
Floor lamp | Incandescent |  | Standard A Lamp | 1 | 60 | Living Room
Table | Incandescent |  | Standard A Lamp | 1 | 60 | Office
Table | Compact Fluorescent |  | Twist | 1 | 22 | Office
Ceiling Fan | Incandescent |  | Standard A Lamp | 3 | 40 | Office
Ceiling Fixture | Compact Fluorescent |  | Twist | 2 | 15 | Hall
Wall Mount | Incandescent |  | Clear | 4 | 40 | Bathroom
Ceiling Fixture | Compact Fluorescent |  | Twist | 2 | 15 | Hall
Ceiling Fixture | Compact Fluorescent |  | Twist | 1 | 15 | Hall
Wall Mount | Incandescent |  | Globe | 8 | 40 | Bathroom
Ceiling Fan | Incandescent |  | Standard A Lamp | 1 | 60 | Master Bedroom
Table | Incandescent |  | Standard A Lamp | 1 | 60 | Master Bedroom
Table | Compact Fluorescent |  | Twist | 1 | 22 | Master Bedroom
Floor lamp | Incandescent |  | Standard A Lamp | 1 | 75 | Master Bedroom
Ceiling Fixture | Compact Fluorescent |  | Twist | 2 | 15 | Office
Table | Incandescent |  | Standard A Lamp | 1 | 100 | Office
Table | Incandescent |  | Standard A Lamp | 1 | 60 | Office
Floor lamp | Incandescent |  | 3-Way Incandescent | 1 | 100 | Office
Table | Compact Fluorescent |  | Pin base | 1 | 15 | Office
Ceiling Fixture | Incandescent |  | Clear | 2 | 60 | Bathroom
Table | Linear Fluorescent | 6 | T-4 | 1 | 13 | Bathroom
Table | Compact Fluorescent |  | Pin base | 1 | 22 | Bathroom
Table | Incandescent |  | Standard A Lamp | 1 | 60 | Bathroom
Ceiling Fixture | Incandescent |  | Standard A Lamp | 1 | 60 | Hall
Wall Mount | Incandescent |  | Globe | 3 | 60 | Bathroom
Ceiling Fixture | Incandescent |  | Standard A Lamp | 1 | 60 | Bathroom
Ceiling Fixture | Incandescent |  | Standard A Lamp | 2 | 60 | Bedroom
Table | Incandescent |  | Standard A Lamp | 1 | 60 | Bedroom
Table | Linear Fluorescent | 6 | T-4 | 2 | 13 | Bedroom
Ceiling Fixture | Incandescent |  | Standard A Lamp | 2 | 60 | Bedroom
Table | Incandescent |  | Standard A Lamp | 1 | 60 | Bedroom
Table | Incandescent |  | Standard A Lamp | 1 | 100 | Bedroom
Ceiling Fixture | Incandescent |  | Standard A Lamp | 1 | 100 | Other
Ceiling Fixture | Compact Fluorescent |  | Circline (Screw Base) | 1 | 15 | Other
Ceiling Fixture | Incandescent |  | Standard A Lamp | 1 | 60 | Garage
Garage door opener | Incandescent |  | Standard A Lamp | 1 | 60 | Garage
Ceiling Fan | Incandescent |  | Standard A Lamp | 4 | 25 | Master Bedroom
Table | Incandescent |  | Standard A Lamp | 1 | 60 | Master Bedroom
Floor lamp | Compact Fluorescent |  | Twist | 1 | 15 | Master Bedroom
Ceiling Fixture | Incandescent |  | Standard A Lamp | 1 | 40 | Master Bedroom
Ceiling Fixture | Incandescent |  | Standard A Lamp | 1 | 40 | Closet
Wall Mount | Incandescent |  | Standard A Lamp | 2 | 40 | Bathroom
Ceiling Fixture | Incandescent |  | Standard A Lamp | 1 | 40 | Bathroom
Ceiling Fixture | Incandescent |  | Clear | 1 | 60 | Hall
Chandelier (Hanging) | Incandescent |  | Mini base | 3 | 40 | Hall
Wall Mount | Incandescent |  | Globe | 3 | 60 | Bathroom
Wall Mount | Incandescent |  | Mini base | 1 | 60 | Living Room
Table | Compact Fluorescent |  | Twist | 1 | 22 | Living Room
Table | Incandescent |  | Mini base | 2 | 60 | Living Room
Table | Incandescent |  | 3-Way Incandescent | 1 | 100 | Living Room
Chandelier (Hanging) | Compact Fluorescent |  | Twist | 5 | 15 | Kitchen
Ceiling Fixture | Linear Fluorescent | 48 | T-8 | 4 | 32 | Kitchen
Chandelier (Hanging) | Compact Fluorescent |  | Twist | 1 | 15 | Kitchen
Architectural | Linear Fluorescent | 24 | T-8 | 1 | 16 | Kitchen
Architectural | Incandescent |  | Decorative | 1 | 25 | Kitchen
Ceiling Fixture | Linear Fluorescent | 48 | T-12 | 2 | 40 | Laundry Room
Ceiling Fixture | Incandescent |  | Standard A Lamp | 1 | 60 | Bathroom
Ceiling Fixture | Incandescent |  | Standard A Lamp | 2 | 60 | Bedroom
Table | Incandescent |  | Standard A Lamp | 1 | 60 | Bedroom
Ceiling Fixture | Incandescent |  | Standard A Lamp | 1 | 60 | Bedroom
Ceiling Fixture | Incandescent |  | Standard A Lamp | 2 | 60 | Family Room
Table | Compact Fluorescent |  | Twist | 1 | 10 | Family Room
Floor lamp | Compact Fluorescent |  | Twist | 1 | 10 | Family Room
Ceiling Fixture | Incandescent |  | Standard A Lamp | 1 | 60 | Hall
Ceiling Fixture | Incandescent |  | Standard A Lamp | 2 | 60 | Kitchen
Chandelier (Hanging) | Incandescent |  | Standard A Lamp | 1 | 60 | Kitchen
Ceiling Fixture | Incandescent |  | Standard A Lamp | 1 | 60 | Bedroom
Table | Incandescent |  | Standard A Lamp | 1 | 60 | Bedroom
Ceiling Fixture | Incandescent |  | Standard A Lamp | 1 | 60 | Other
Ceiling Fixture | Linear Fluorescent | 96 | T-12 | 2 | 96 | Other
Ceiling Fixture | Incandescent |  | Standard A Lamp | 2 | 60 | Bathroom
Wall Mount | Incandescent |  | Standard A Lamp | 4 | 60 | Bathroom
Ceiling Fixture | Incandescent |  | Standard A Lamp | 2 | 60 | Bedroom
Ceiling Fixture | Incandescent |  | Standard A Lamp | 2 | 60 | Bedroom
Table | Incandescent |  | Standard A Lamp | 1 | 60 | Bedroom
Ceiling Fixture | Linear Fluorescent | 48 | T-8 | 2 | 32 | Dining Room
Ceiling Fixture | Incandescent |  | Standard A Lamp | 3 | 60 | Dining Room
Table | Incandescent |  | Standard A Lamp | 1 | 50 | Family Room
Floor lamp | Incandescent |  | Standard A Lamp | 5 | 60 | Family Room
Ceiling Fixture | Incandescent |  | Standard A Lamp | 1 | 60 | Garage
Garage door opener | Incandescent |  | Standard A Lamp | 2 | 60 | Garage
Ceiling Fixture | Incandescent |  | Standard A Lamp | 1 | 60 | Hall
Ceiling Fixture | Linear Fluorescent | 48 | T-8 | 2 | 32 | Kitchen
Ceiling Fixture | Incandescent |  | Standard A Lamp | 3 | 60 | Laundry Room
Ceiling Fixture | Compact Fluorescent |  | Twist | 2 | 22 | Laundry Room
Ceiling Fan | Incandescent |  | Standard A Lamp | 3 | 60 | Living Room
Table | Incandescent |  | Standard A Lamp | 1 | 60 | Living Room
Ceiling Fixture | Incandescent |  | Standard A Lamp | 1 | 60 | Living Room
Table | Halogen |  | MR | 4 | 30 | Living Room
Ceiling Fixture | Incandescent |  | Standard A Lamp | 1 | 60 | Bathroom
Wall Mount | Incandescent |  | Standard A Lamp | 2 | 60 | Bathroom
Ceiling Fixture | Incandescent |  | Standard A Lamp | 1 | 60 | Closet
Wall Mount | Incandescent |  | Globe | 4 | 60 | Bathroom
Track | Compact Fluorescent |  | Twist | 2 | 15 | Bedroom
Wall Mount | Incandescent |  | Globe | 1 | 60 | Closet
Ceiling Fixture | Incandescent |  | Standard A Lamp | 3 | 40 | Dining Room
Ceiling Fan | Compact Fluorescent |  | Twist | 1 | 15 | Family Room
Wall Mount | Compact Fluorescent |  | Twist | 1 | 15 | Hall
Ceiling Fixture | Linear Fluorescent | 24 | T-12 | 2 | 20 | Kitchen
Torchiere | Halogen |  | Quartz Tube | 1 | 500 | Living Room
Floor lamp | Compact Fluorescent |  | Twist | 1 | 15 | Living Room
Chandelier (Hanging) | Compact Fluorescent |  | Twist | 1 | 15 | Living Room
Wall Mount | Incandescent |  | Standard A Lamp | 1 | 60 | Bedroom
Wall Mount | Compact Fluorescent |  | Twist | 1 | 15 | Bedroom
Wall Mount | Incandescent |  | Standard A Lamp | 1 | 60 | Bedroom
Wall Mount | Compact Fluorescent |  | Twist | 1 | 15 | Bedroom
Wall Mount | Compact Fluorescent |  | Twist | 4 | 15 | Bathroom
Torchiere | Halogen |  | Quartz Tube | 1 | 500 | Office
Wall Mount | Incandescent |  | Standard A Lamp | 1 | 60 | Office
Ceiling Fixture | Linear Fluorescent | 48 | T-8 | 2 | 40 | Other
Ceiling Fixture | Incandescent |  | Standard A Lamp | 1 | 60 | Laundry Room
Ceiling Fixture | Compact Fluorescent |  | Twist | 2 | 15 | Master Bedroom
Table | Incandescent |  | Decorative | 1 | 25 | Master Bedroom
Ceiling Fixture | Compact Fluorescent |  | Twist | 2 | 15 | Bedroom
Table | Incandescent |  | Standard A Lamp | 1 | 60 | Bedroom
Chandelier (Hanging) | Compact Fluorescent |  | Twist | 2 | 15 | Master Bedroom
Ceiling Fixture | Incandescent |  | Standard A Lamp | 1 | 60 | Bedroom
Table | Incandescent |  | Decorative | 1 | 40 | Bedroom
Chandelier (Hanging) | Compact Fluorescent |  | Twist | 3 | 15 | Dining Room
Recessed Can | Incandescent |  | Standard A Lamp | 1 | 60 | Bathroom
Recessed Can | Compact Fluorescent |  | Twist | 1 | 22 | Bathroom
Ceiling Fixture | Compact Fluorescent |  | Twist | 1 | 15 | Garage
Ceiling Fixture | Compact Fluorescent |  | Twist | 1 | 15 | Hall
Wall Mount | Compact Fluorescent |  | Twist | 1 | 15 | Hall
Ceiling Fixture | Linear Fluorescent | 48 | T-12 | 4 | 32 | Kitchen
Ceiling Fixture | Compact Fluorescent |  | Twist | 1 | 15 | Laundry Room
Ceiling Fan | Incandescent |  | Globe | 4 | 40 | Living Room
Table | Compact Fluorescent |  | Twist | 1 | 22 | Living Room
Wall Mount | Compact Fluorescent |  | Twist | 2 | 15 | Bathroom
Table | Incandescent |  | Standard A Lamp | 1 | 60 | Bedroom
Table | Compact Fluorescent |  | Twist | 1 | 13 | Bedroom
Chandelier (Hanging) | Incandescent |  | Globe | 5 | 40 | Dining Room
Wall Mount | Incandescent |  | Standard A Lamp | 2 | 60 | Bathroom
Chandelier (Hanging) | Incandescent |  | Standard A Lamp | 5 | 40 | Hall
Table | Compact Fluorescent |  | Twist | 2 | 13 | Family Room
Table | Compact Fluorescent |  | Twist | 1 | 22 | Family Room
Floor lamp | Incandescent |  | 3-Way Incandescent | 1 | 100 | Family Room
Table | Incandescent |  | Decorative | 1 | 40 | Family Room
Track | Halogen |  | Quartz Tube | 3 | 35 | Kitchen
Ceiling Fixture | Linear Fluorescent | 12 | T-8 | 1 | 20 | Kitchen
Ceiling Fixture | Incandescent |  | Standard A Lamp | 1 | 75 | Laundry Room
Chandelier (Hanging) | Incandescent |  | Standard A Lamp | 1 | 60 | Bathroom
Table | Incandescent |  | Decorative | 1 | 80 | Master Bedroom
Floor lamp | Incandescent |  | 3-Way Incandescent | 1 | 100 | Master Bedroom
Table | Incandescent |  | Standard A Lamp | 1 | 60 | Master Bedroom
Floor lamp | Compact Fluorescent |  | Straight Tube | 1 | 15 | Bedroom
Chandelier (Hanging) | Incandescent |  | Standard A Lamp | 1 | 43 | Bedroom
Chandelier (Hanging) | Incandescent |  | Decorative | 1 | 40 | Bathroom
Chandelier (Hanging) | Incandescent |  | Standard A Lamp | 3 | 40 | Hall
Ceiling Fixture | Incandescent |  | Standard A Lamp | 1 | 43 | Hall
Ceiling Fixture | Linear Fluorescent | 48 | T-12 | 2 | 40 | Other
Ceiling Fixture | Linear Fluorescent | 12 | Fluorescent Other | 1 | 23 | Other
Table | Incandescent |  | Decorative | 1 | 40 | Other
Wall Mount | Linear Fluorescent | 24 | T-8 | 1 | 20 | Bathroom
Wall Mount | Incandescent |  | Standard A Lamp | 3 | 60 | Bathroom
Ceiling Fan | Incandescent |  | Standard A Lamp | 1 | 60 | Bedroom
Table | Incandescent |  | Standard A Lamp | 1 | 60 | Bedroom
Ceiling Fixture | Compact Fluorescent |  | Twist | 1 | 18 | Bedroom
Table | Incandescent |  | Mini base | 1 | 40 | Bedroom
Ceiling Fan | Incandescent |  | Standard A Lamp | 1 | 60 | Bedroom
Ceiling Fixture | Linear Fluorescent | 48 | T-12 | 2 | 40 | Garage
Ceiling Fixture | Incandescent |  | Standard A Lamp | 1 | 50 | Hall
Ceiling Fixture | Incandescent |  | Standard A Lamp | 5 | 60 | Kitchen
Ceiling Fixture | Linear Fluorescent | 48 | T-8 | 2 | 32 | Kitchen
Ceiling Fan | Incandescent |  | Standard A Lamp | 1 | 60 | Living Room
Floor lamp | Incandescent |  | Standard A Lamp | 2 | 60 | Living Room
Ceiling Fixture | Incandescent |  | Standard A Lamp | 1 | 60 | Other
Wall Mount | Incandescent |  | Standard A Lamp | 6 | 60 | Bathroom
Wall Mount | Incandescent |  | Decorative | 3 | 40 | Bathroom
Ceiling Fixture | Incandescent |  | Standard A Lamp | 2 | 60 | Bathroom
Recessed Can | Incandescent |  | Reflector | 1 | 65 | Bedroom
Ceiling Fixture | Incandescent |  | Standard A Lamp | 3 | 60 | Bedroom
Ceiling Fixture | Incandescent |  | Standard A Lamp | 2 | 60 | Closet
Ceiling Fixture | Incandescent |  | Standard A Lamp | 2 | 60 | Closet
Recessed Can | Incandescent |  | Reflector | 1 | 65 | Office
Chandelier (Hanging) | Incandescent |  | Mini base | 9 | 40 | Dining Room
Recessed Can | Incandescent |  | Reflector | 1 | 65 | Family Room
Recessed Can | Incandescent |  | Reflector | 1 | 65 | Hall
Chandelier (Hanging) | Incandescent |  | Standard A Lamp | 14 | 40 | Hall
Ceiling Fixture | Incandescent |  | Standard A Lamp | 1 | 60 | Garage
Garage door opener | Incandescent |  | Standard A Lamp | 1 | 60 | Garage
Recessed Can | Compact Fluorescent |  | Reflector | 1 | 22 | Hall
Track | Halogen |  | MR | 3 | 40 | Kitchen
Recessed Can | Incandescent |  | Reflector | 1 | 65 | Kitchen
Chandelier (Hanging) | Incandescent |  | Mini base | 7 | 25 | Kitchen
Chandelier (Hanging) | Halogen |  | Quartz Tube | 1 | 30 | Kitchen
Recessed Can | Compact Fluorescent |  | Reflector | 1 | 22 | Laundry Room
Recessed Can | Halogen |  | PAR | 1 | 75 | Living Room
Table | Incandescent |  | Standard A Lamp | 1 | 100 | Living Room
Wall Mount | Incandescent |  | Mini base | 3 | 25 | Bathroom
Recessed Can | Incandescent |  | Reflector | 1 | 65 | Bathroom
Recessed Can | Incandescent |  | Reflector | 1 | 65 | Master Bedroom
Recessed Can | Incandescent |  | Reflector | 1 | 65 | Other
Wall Mount | Compact Fluorescent |  | Twist | 2 | 15 | Bathroom
Ceiling Fixture | Incandescent |  | Standard A Lamp | 1 | 60 | Bathroom
Wall Mount | Compact Fluorescent |  | Twist | 3 | 22 | Bathroom
Recessed Can | Compact Fluorescent |  | Twist | 1 | 15 | Bedroom
Table | Incandescent |  | Standard A Lamp | 1 | 60 | Bedroom
Ceiling Fixture | Incandescent |  | Standard A Lamp | 1 | 60 | Bedroom
Ceiling Fixture | Incandescent |  | Standard A Lamp | 1 | 60 | Bedroom
Ceiling Fixture | Incandescent |  | Standard A Lamp | 1 | 60 | Closet
Ceiling Fixture | Incandescent |  | Standard A Lamp | 1 | 25 | Garage
Garage door opener | Incandescent |  | Standard A Lamp | 1 | 60 | Garage
Recessed Can | Compact Fluorescent |  | Twist | 1 | 15 | Hall
Recessed Can | Compact Fluorescent |  | Twist | 1 | 15 | Kitchen
Ceiling Fixture | Incandescent |  | Standard A Lamp | 1 | 60 | Laundry Room
Wall Mount | Compact Fluorescent |  | Twist | 1 | 15 | Living Room
Ceiling Fan | Compact Fluorescent |  | Twist | 2 | 15 | Living Room
Table | Incandescent |  | Standard A Lamp | 1 | 60 | Living Room
Recessed Can | Compact Fluorescent |  | Twist | 1 | 15 | Living Room
Wall Mount | Compact Fluorescent |  | Twist | 2 | 7 | Bathroom
Ceiling Fixture | Compact Fluorescent |  | Circline (Screw Base) | 1 | 22 | Bathroom
Wall Mount | Incandescent |  | Standard A Lamp | 1 | 60 | Bathroom
Ceiling Fixture | Incandescent |  | Standard A Lamp | 1 | 60 | Bedroom
Ceiling Fixture | Incandescent |  | Standard A Lamp | 2 | 60 | Bedroom
Track | Compact Fluorescent |  | Twist | 2 | 15 | Bedroom
Ceiling Fixture | Incandescent |  | Standard A Lamp | 2 | 60 | Other
Ceiling Fixture | Compact Fluorescent |  | Twist | 1 | 22 | Hall
Ceiling Fixture | Incandescent |  | Standard A Lamp | 1 | 60 | Hall
Chandelier (Hanging) | Compact Fluorescent |  | Twist | 3 | 15 | Kitchen
Ceiling Fixture | Linear Fluorescent | 48 | T-8 | 2 | 40 | Kitchen
Ceiling Fan | Incandescent |  | Standard A Lamp | 4 | 60 | Living Room
Table | Incandescent |  | Standard A Lamp | 1 | 60 | Living Room
Ceiling Fixture | Compact Fluorescent |  | Twist | 2 | 15 | Master Bedroom
Ceiling Fixture | Incandescent |  | Standard A Lamp | 1 | 60 | Other
Ceiling Fixture | Incandescent |  | Standard A Lamp | 2 | 60 | Office
Ceiling Fixture | Incandescent |  | Standard A Lamp | 1 | 60 | Other
Wall Mount | Incandescent |  | Standard A Lamp | 3 | 60 | Bathroom
Ceiling Fixture | Incandescent |  | Standard A Lamp | 2 | 60 | Bedroom
Ceiling Fixture | Incandescent |  | Standard A Lamp | 2 | 60 | Bedroom
Ceiling Fixture | Incandescent |  | Standard A Lamp | 1 | 60 | Garage
Ceiling Fixture | Incandescent |  | Standard A Lamp | 2 | 60 | Kitchen
Ceiling Fixture | Incandescent |  | Standard A Lamp | 1 | 60 | Laundry Room
Table | Incandescent |  | Standard A Lamp | 1 | 60 | Living Room
Ceiling Fixture | Incandescent |  | Standard A Lamp | 1 | 40 | Kitchen
Ceiling Fixture | Compact Fluorescent |  | Twist | 2 | 15 | Kitchen
Ceiling Fan | Compact Fluorescent |  | Twist | 4 | 15 | Dining Room
Ceiling Fixture | Compact Fluorescent |  | Twist | 1 | 15 | Closet
Ceiling Fixture | Compact Fluorescent |  | Twist | 1 | 15 | Bedroom
Table | Incandescent |  | Standard A Lamp | 1 | 60 | Bedroom
Table | Compact Fluorescent |  | Twist | 1 | 15 | Bedroom
Wall Mount | Compact Fluorescent |  | Twist | 2 | 15 | Bathroom
Recessed - other | Incandescent |  | Heat Lamp | 2 | 250 | Bathroom
Ceiling Fixture | Incandescent |  | Standard A Lamp | 1 | 60 | Hall
Table | Incandescent |  | Standard A Lamp | 1 | 65 | Living Room
Floor lamp | Compact Fluorescent |  | Twist | 1 | 22 | Living Room
Ceiling Fixture | Incandescent |  | Standard A Lamp | 1 | 40 | Hall
Wall Mount | Incandescent |  | Clear | 4 | 40 | Bathroom
Wall Mount | Incandescent |  | Clear | 3 | 40 | Bathroom
Ceiling Fixture | Incandescent |  | Standard A Lamp | 2 | 60 | Bedroom
Table | Incandescent |  | Standard A Lamp | 1 | 60 | Bedroom
Ceiling Fixture | Incandescent |  | Standard A Lamp | 1 | 60 | Bedroom
Table | Incandescent |  | Standard A Lamp | 1 | 60 | Bedroom
Ceiling Fan | Incandescent |  | Standard A Lamp | 3 | 60 | Bedroom
Recessed Can | Incandescent |  | Reflector | 1 | 65 | Bedroom
Table | Incandescent |  | Standard A Lamp | 1 | 60 | Bedroom
Ceiling Fixture | Compact Fluorescent |  | Twist | 1 | 22 | Bedroom
Recessed Can | Incandescent |  | Reflector | 1 | 65 | Hall
Ceiling Fixture | Incandescent |  | Clear | 1 | 60 | Hall
Recessed Can | Incandescent |  | Reflector | 1 | 60 | Family Room
Table | Incandescent |  | Standard A Lamp | 1 | 40 | Family Room
Floor lamp | Incandescent |  | Standard A Lamp | 1 | 60 | Family Room
Ceiling Fixture | Incandescent |  | Standard A Lamp | 1 | 60 | Garage
Recessed Can | Incandescent |  | Reflector | 1 | 65 | Kitchen
Chandelier (Hanging) | Incandescent |  | Standard A Lamp | 3 | 40 | Kitchen
Ceiling Fixture | Linear Fluorescent | 48 | T-8 | 4 | 40 | Laundry Room
Ceiling Fixture | Incandescent |  | Standard A Lamp | 2 | 40 | Kitchen
Ceiling Fixture | Incandescent |  | Standard A Lamp | 1 | 60 | Kitchen
Ceiling Fixture | Incandescent |  | Standard A Lamp | 2 | 60 | Bedroom
Table | Compact Fluorescent |  | Twist | 1 | 15 | Bedroom
Ceiling Fan | Incandescent |  | Standard A Lamp | 3 | 60 | Master Bedroom
Wall Mount | Incandescent |  | Standard A Lamp | 1 | 60 | Master Bedroom
Ceiling Fixture | Linear Fluorescent | 48 | T-8 | 2 | 32 | Office
Ceiling Fixture | Incandescent |  | Standard A Lamp | 1 | 60 | Bathroom
Ceiling Fixture | Incandescent |  | Standard A Lamp | 2 | 60 | Bedroom
Table | Incandescent |  | Standard A Lamp | 1 | 60 | Bedroom
Ceiling Fan | Incandescent |  | Standard A Lamp | 3 | 60 | Bedroom
Ceiling Fixture | Linear Fluorescent | 48 | T-8 | 2 | 32 | Office
Wall Mount | Incandescent |  | Standard A Lamp | 3 | 60 | Bathroom
Ceiling Fixture | Incandescent |  | Standard A Lamp | 1 | 40 | Bathroom
Ceiling Fixture | Incandescent |  | Clear | 1 | 60 | Hall
Ceiling Fixture | Compact Fluorescent |  | Twist | 2 | 15 | Living Room
Ceiling Fan | Compact Fluorescent |  | Twist | 3 | 22 | Living Room
Table | Incandescent |  | Standard A Lamp | 1 | 60 | Living Room
Ceiling Fixture | Incandescent |  | Standard A Lamp | 2 | 60 | Bedroom
Table | Incandescent |  | Standard A Lamp | 1 | 60 | Bedroom
Ceiling Fixture | Linear Fluorescent | 48 | T-12 | 2 | 40 | Laundry Room
Wall Mount | Incandescent |  | Globe | 3 | 40 | Laundry Room
Ceiling Fixture | Compact Fluorescent |  | Twist | 1 | 22 | Bathroom
Ceiling Fixture | Linear Fluorescent | 48 | T-12 | 4 | 40 | Family Room
Table | Compact Fluorescent |  | Twist | 1 | 22 | Family Room
Ceiling Fixture | Linear Fluorescent | 48 | T-8 | 2 | 32 | Other
Ceiling Fixture | Linear Fluorescent | 48 | T-8 | 4 | 32 | Other
Ceiling Fixture | Incandescent |  | Standard A Lamp | 1 | 100 | Other
Chandelier (Hanging) | Incandescent |  | Standard A Lamp | 1 | 60 | Kitchen
Chandelier (Hanging) | Incandescent |  | Mini base | 5 | 40 | Kitchen
Wall Mount | Incandescent |  | Globe | 4 | 60 | Bathroom
Recessed Can | Incandescent |  | Heat Lamp | 1 | 250 | Bathroom
Recessed Can | Incandescent |  | Standard A Lamp | 1 | 60 | Bathroom
Ceiling Fixture | Incandescent |  | Standard A Lamp | 3 | 60 | Bedroom
Ceiling Fixture | Incandescent |  | Standard A Lamp | 3 | 60 | Bedroom
Ceiling Fixture | Linear Fluorescent | 48 | T-12 | 2 | 40 | Garage
Recessed Can | Incandescent |  | Reflector | 1 | 75 | Living Room
Table | Incandescent |  | 3-Way Incandescent | 1 | 100 | Living Room
Table | Compact Fluorescent |  | Twist | 1 | 22 | Living Room
Wall Mount | Incandescent |  | Clear | 4 | 60 | Bathroom
Chandelier (Hanging) | Incandescent |  | Standard A Lamp | 1 | 40 | Bathroom
Ceiling Fixture | Incandescent |  | Standard A Lamp | 1 | 60 | Bathroom
Recessed Can | Incandescent |  | Heat Lamp | 1 | 250 | Bathroom
Ceiling Fixture | Compact Fluorescent |  | Twist | 1 | 15 | Bathroom
Ceiling Fixture | Compact Fluorescent |  | A shape bulb | 1 | 15 | Master Bedroom
Table | Incandescent |  | 3-Way Incandescent | 1 | 100 | Master Bedroom
Table | Compact Fluorescent |  | Twist | 1 | 22 | Master Bedroom
Ceiling Fixture | Incandescent |  | Decorative | 1 | 60 | Closet
Ceiling Fixture | Incandescent |  | Decorative | 2 | 40 | Family Room
Ceiling Fixture | Incandescent |  | Standard A Lamp | 1 | 100 | Other
Ceiling Fixture | Incandescent |  | Standard A Lamp | 1 | 60 | Other
Chandelier (Hanging) | Incandescent |  | Standard A Lamp | 1 | 60 | Laundry Room
Wall Mount | Incandescent |  | Globe | 3 | 60 | Bathroom
Ceiling Fixture | Compact Fluorescent |  | Twist | 2 | 15 | Bedroom
Wall Mount | Compact Fluorescent |  | Twist | 1 | 22 | Bedroom
Ceiling Fixture | Halogen |  | Quartz Tube | 1 | 100 | Bedroom
Ceiling Fixture | Compact Fluorescent |  | Twist | 1 | 22 | Bedroom
Table | Compact Fluorescent |  | Twist | 1 | 15 | Bedroom
Ceiling Fixture | Compact Fluorescent |  | Twist | 2 | 15 | Family Room
Table | Compact Fluorescent |  | Twist | 1 | 15 | Family Room
Ceiling Fixture | Compact Fluorescent |  | Twist | 1 | 15 | Garage
Ceiling Fixture | Compact Fluorescent |  | Twist | 1 | 28 | Garage
Low bay | Linear Fluorescent | 48 | T-12 | 2 | 40 | Garage
Ceiling Fixture | Compact Fluorescent |  | Twist | 4 | 7 | Garage
Ceiling Fixture | Incandescent |  | Standard A Lamp | 1 | 60 | Garage
Ceiling Fixture | Compact Fluorescent |  | Twist | 3 | 15 | Hall
Ceiling Fixture | Incandescent |  | Standard A Lamp | 1 | 60 | Hall
Recessed Can | Compact Fluorescent |  | Reflector | 1 | 22 | Kitchen
Recessed Can | Incandescent |  | Reflector | 1 | 40 | Kitchen
Recessed Can | Compact Fluorescent |  | Twist | 1 | 15 | Kitchen
Recessed Can | Incandescent |  | Reflector | 1 | 60 | Kitchen
Ceiling Fan | Incandescent |  | Standard A Lamp | 3 | 60 | Family Room
Ceiling Fixture | Incandescent |  | Standard A Lamp | 1 | 60 | Family Room
Ceiling Fixture | Compact Fluorescent |  | Twist | 2 | 15 | Living Room
Floor lamp | Incandescent |  | Standard A Lamp | 1 | 60 | Living Room
Floor lamp | Compact Fluorescent |  | Twist | 1 | 22 | Living Room
Table | Incandescent |  | Standard A Lamp | 1 | 60 | Living Room
Recessed - other | Linear Fluorescent | 48 | T-12 | 2 | 40 | Bathroom
Ceiling Fixture | Incandescent |  | Standard A Lamp | 2 | 60 | Bathroom
Table | Compact Fluorescent |  | Twist | 1 | 22 | Master Bedroom
Ceiling Fixture | Compact Fluorescent |  | Twist | 3 | 22 | Master Bedroom
Recessed Can | Compact Fluorescent |  | Twist | 1 | 15 | Dining Room
Chandelier (Hanging) | Compact Fluorescent |  | Mini base | 3 | 7 | Dining Room
Recessed Can | Compact Fluorescent |  | Twist | 1 | 15 | Dining Room
Ceiling Fixture | Compact Fluorescent |  | Twist | 2 | 15 | Bedroom
Ceiling Fixture | Incandescent |  | Standard A Lamp | 1 | 60 | Bathroom
Ceiling Fixture | Incandescent |  | Standard A Lamp | 1 | 60 | Bedroom
Ceiling Fixture | Incandescent |  | Standard A Lamp | 1 | 60 | Bedroom
Ceiling Fan | Incandescent |  | Mini base | 1 | 40 | Kitchen
Ceiling Fixture | Incandescent |  | Standard A Lamp | 1 | 60 | Kitchen
Ceiling Fixture | Incandescent |  | Standard A Lamp | 1 | 100 | Laundry Room
Ceiling Fixture | Incandescent |  | Standard A Lamp | 2 | 60 | Living Room
Ceiling Fixture | Compact Fluorescent |  | Twist | 1 | 15 | Living Room
Floor lamp | Incandescent |  | Standard A Lamp | 1 | 60 | Living Room
Ceiling Fixture | Compact Fluorescent |  | Twist | 1 | 15 | Living Room
Ceiling Fixture | Incandescent |  | Standard A Lamp | 2 | 60 | Family Room
Table | Incandescent |  | Standard A Lamp | 1 | 60 | Family Room
Chandelier (Hanging) | Incandescent |  | Standard A Lamp | 3 | 60 | Other
Chandelier (Hanging) | Compact Fluorescent |  | Decorative | 1 | 15 | Other
Wall Mount | Incandescent |  | Standard A Lamp | 1 | 60 | Other
Chandelier (Hanging) | Incandescent |  | Decorative | 3 | 40 | Other
Wall Mount | Compact Fluorescent |  | Twist | 1 | 15 | Closet
Ceiling Fixture | Compact Fluorescent |  | Twist | 1 | 15 | Bedroom
Table | Incandescent |  | Decorative | 1 | 40 | Bedroom
Floor lamp | Compact Fluorescent |  | Twist | 1 | 22 | Bedroom
Wall Mount | Incandescent |  | Standard A Lamp | 1 | 60 | Hall
Ceiling Fixture | Incandescent |  | Standard A Lamp | 1 | 60 | Bedroom
Table | Incandescent |  | Mini base | 2 | 60 | Bedroom
Wall Mount | Incandescent |  | Standard A Lamp | 4 | 60 | Bathroom
Recessed - other | Incandescent |  | Standard A Lamp | 2 | 40 | Bathroom
Ceiling Fixture | Linear Fluorescent | 48 | T-8 | 4 | 32 | Kitchen
Recessed Can | Compact Fluorescent |  | Flood | 1 | 28 | Kitchen
Chandelier (Hanging) | Incandescent |  | Mini base | 6 | 60 | Kitchen
Ceiling Fixture | Compact Fluorescent |  | Twist | 2 | 22 | Hall
Ceiling Fixture | Incandescent |  | Standard A Lamp | 2 | 60 | Bedroom
Wall Mount | Compact Fluorescent |  | Twist | 4 | 15 | Bathroom
Ceiling Fixture | Incandescent |  | Standard A Lamp | 2 | 60 | Master Bedroom
Table | Incandescent |  | Standard A Lamp | 1 | 60 | Master Bedroom
Ceiling Fixture | Incandescent |  | Standard A Lamp | 2 | 60 | Bedroom
Ceiling Fixture | Compact Fluorescent |  | Pin base | 1 | 22 | Laundry Room
Chandelier (Hanging) | Compact Fluorescent |  | Twist | 1 | 22 | Hall
Ceiling Fixture | Compact Fluorescent |  | Twist | 1 | 15 | Bathroom
Ceiling Fixture | Incandescent |  | Reflector | 1 | 65 | Bathroom
Wall Mount | Compact Fluorescent |  | Twist | 2 | 15 | Bathroom
Recessed Can | Incandescent |  | Standard A Lamp | 1 | 60 | Bathroom
Ceiling Fixture | Compact Fluorescent |  | Twist | 2 | 15 | Bedroom
Ceiling Fixture | Incandescent |  | Standard A Lamp | 2 | 60 | Bedroom
Ceiling Fixture | Incandescent |  | Standard A Lamp | 1 | 60 | Bedroom
Ceiling Fixture | Compact Fluorescent |  | Twist | 1 | 15 | Bedroom
Ceiling Fixture | Compact Fluorescent |  | Twist | 2 | 15 | Master Bedroom
Ceiling Fixture | Compact Fluorescent |  | Twist | 1 | 15 | Living Room
Ceiling Fixture | Compact Fluorescent |  | Twist | 2 | 15 | Family Room
Ceiling Fixture | Incandescent |  | Clear | 1 | 150 | Garage
Ceiling Fixture | Linear Fluorescent | 48 | T-12 | 2 | 40 | Garage
Ceiling Fixture | Compact Fluorescent |  | Twist | 1 | 15 | Hall
Ceiling Fixture | Linear Fluorescent | 48 | T-12 | 2 | 40 | Kitchen
Ceiling Fixture | Linear Fluorescent | 24 | T-12 | 1 | 20 | Kitchen
Ceiling Fan | Compact Fluorescent |  | Twist | 1 | 15 | Kitchen
Ceiling Fixture | Incandescent |  | Standard A Lamp | 2 | 60 | Laundry Room
Ceiling Fixture | Incandescent |  | Standard A Lamp | 2 | 60 | Living Room
Ceiling Fan | Compact Fluorescent |  | Twist | 2 | 15 | Living Room
Table | Compact Fluorescent |  | Twist | 1 | 22 | Living Room
Table | Compact Fluorescent |  | Twist | 1 | 15 | Living Room
Wall Mount | Incandescent |  | Globe | 4 | 60 | Bathroom
Ceiling Fan | Compact Fluorescent |  | Twist | 1 | 15 | Bathroom
Ceiling Fixture | Incandescent |  | Standard A Lamp | 2 | 60 | Bedroom
Table | Incandescent |  | Standard A Lamp | 1 | 60 | Bedroom
Chandelier (Hanging) | Compact Fluorescent |  | Twist | 9 | 15 | Dining Room
Ceiling Fixture | Compact Fluorescent |  | Twist | 1 | 15 | Garage
Garage door opener | Incandescent |  | Clear | 2 | 40 | Garage
Ceiling Fixture | Incandescent |  | Globe | 1 | 65 | Hall
Chandelier (Hanging) | Compact Fluorescent |  | Twist | 5 | 15 | Kitchen
Ceiling Fan | Incandescent |  | Decorative | 3 | 40 | Kitchen
Table | Incandescent |  | Standard A Lamp | 1 | 60 | Kitchen
Table | Incandescent |  | Clear | 1 | 40 | Kitchen
Table | Incandescent |  | Globe | 1 | 40 | Kitchen
Table | Incandescent |  | Standard A Lamp | 1 | 60 | Living Room
Wall Mount | Incandescent |  | Globe | 4 | 60 | Bathroom
Ceiling Fan | Compact Fluorescent |  | Twist | 1 | 15 | Bathroom
Ceiling Fixture | Incandescent |  | Standard A Lamp | 2 | 60 | Master Bedroom
Table | Incandescent |  | Standard A Lamp | 1 | 60 | Master Bedroom
Ceiling Fixture | Incandescent |  | Standard A Lamp | 2 | 60 | Other
Table | Linear Fluorescent | 96 | T-4 | 2 | 20 | Other
Wall Mount | Compact Fluorescent |  | Twist | 6 | 15 | Bathroom
Recessed - other | Incandescent |  | Standard A Lamp | 1 | 40 | Bathroom
Ceiling Fixture | Incandescent |  | Standard A Lamp | 1 | 60 | Bedroom
Ceiling Fixture | Compact Fluorescent |  | Twist | 1 | 22 | Bedroom
Ceiling Fixture | Linear Fluorescent | 48 | T-12 | 2 | 40 | Kitchen
Ceiling Fan | Incandescent |  | Standard A Lamp | 1 | 75 | Kitchen
Ceiling Fixture | Compact Fluorescent |  | Twist | 2 | 15 | Laundry Room
Ceiling Fan | Compact Fluorescent |  | Twist | 2 | 15 | Living Room
Ceiling Fixture | Incandescent |  | Standard A Lamp | 1 | 60 | Other
Ceiling Fixture | Compact Fluorescent |  | Twist | 1 | 15 | Other
Ceiling Fixture | Compact Fluorescent |  | Twist | 1 | 22 | Bathroom
Wall Mount | Compact Fluorescent |  | Twist | 2 | 22 | Bathroom
Wall Mount | Incandescent |  | Standard A Lamp | 2 | 60 | Bathroom
Ceiling Fixture | Compact Fluorescent |  | Twist | 2 | 15 | Bedroom
Ceiling Fan | Compact Fluorescent |  | Twist | 3 | 15 | Bedroom
Chandelier (Hanging) | Incandescent |  | Standard A Lamp | 3 | 60 | Dining Room
Ceiling Fan | Incandescent |  | Decorative | 3 | 40 | Family Room
Ceiling Fixture | Compact Fluorescent |  | Twist | 2 | 15 | Family Room
Garage door opener | Incandescent |  | Standard A Lamp | 1 | 60 | Garage
Ceiling Fixture | Incandescent |  | Standard A Lamp | 1 | 60 | Hall
Ceiling Fixture | Compact Fluorescent |  | Twist | 1 | 22 | Hall
Ceiling Fixture | Incandescent |  | Standard A Lamp | 2 | 125 | Kitchen
Ceiling Fixture | Compact Fluorescent |  | Twist | 1 | 15 | Kitchen
Ceiling Fixture | Incandescent |  | Standard A Lamp | 1 | 60 | Laundry Room
Ceiling Fixture | Halogen |  | MR | 3 | 50 | Living Room
Wall Mount | Incandescent |  | Standard A Lamp | 3 | 60 | Bathroom
Ceiling Fan | Compact Fluorescent |  | Twist | 3 | 15 | Bedroom
Table | Incandescent |  | Standard A Lamp | 1 | 150 | Bedroom
Ceiling Fixture | Linear Fluorescent | 48 | T-12 | 4 | 40 | Other
Track | Halogen |  | MR | 3 | 50 | Other
Ceiling Fan | Compact Fluorescent |  | Twist | 3 | 15 | Bedroom
Ceiling Fixture | Incandescent |  | Standard A Lamp | 1 | 60 | Bathroom
Ceiling Fixture | Compact Fluorescent |  | Twist | 1 | 13 | Bedroom
Ceiling Fixture | Compact Fluorescent |  | Twist | 2 | 13 | Bedroom
Floor lamp | Incandescent |  | 3-Way Incandescent | 1 | 70 | Bedroom
Ceiling Fixture | Compact Fluorescent |  | Twist | 1 | 13 | Kitchen
Ceiling Fixture | Incandescent |  | Standard A Lamp | 1 | 60 | Laundry Room
Floor lamp | Compact Fluorescent |  | Twist | 1 | 13 | Living Room
Wall Mount | Incandescent |  | Standard A Lamp | 2 | 60 | Bathroom
Ceiling Fan | Incandescent |  | Reflector | 1 | 90 | Bathroom
Wall Mount | Compact Fluorescent |  | Twist | 2 | 15 | Bedroom
Table | Incandescent |  | Standard A Lamp | 1 | 60 | Bedroom
Ceiling Fixture | Linear Fluorescent | 24 | T-12 | 1 | 16 | Bedroom
Table | Compact Fluorescent |  | Twist | 1 | 15 | Bedroom
Table | Halogen |  | Quartz Tube | 1 | 75 | Bedroom
Wall Mount | Compact Fluorescent |  | A shape bulb | 4 | 15 | Bathroom
Ceiling Fixture | Incandescent |  | Reflector | 3 | 125 | Bathroom
Chandelier (Hanging) | Incandescent |  | Mini base | 5 | 40 | Dining Room
Ceiling Fixture | Linear Fluorescent | 48 | T-12 | 2 | 32 | Garage
Ceiling Fixture | Incandescent |  | Standard A Lamp | 1 | 100 | Garage
Garage door opener | Incandescent |  | Standard A Lamp | 1 | 60 | Garage
Chandelier (Hanging) | Incandescent |  | Standard A Lamp | 1 | 60 | Hall
Ceiling Fixture | Linear Fluorescent | 48 | T-12 | 2 | 20 | Kitchen
Ceiling Fixture | Incandescent |  | Standard A Lamp | 2 | 60 | Kitchen
Wall Mount | Incandescent |  | Standard A Lamp | 1 | 40 | Kitchen
Wall Mount | Incandescent |  | Standard A Lamp | 2 | 60 | Kitchen
Other | Incandescent |  | Standard A Lamp | 1 | 40 | Kitchen
Chandelier (Hanging) | Incandescent |  | Mini base | 3 | 40 | Living Room
Table | Compact Fluorescent |  | Twist | 1 | 15 | Living Room
Floor lamp | Compact Fluorescent |  | Twist | 1 | 15 | Living Room
Wall Mount | Incandescent |  | Standard A Lamp | 1 | 60 | Master Bedroom
Table | Incandescent |  | Standard A Lamp | 1 | 60 | Master Bedroom
Wall Mount | Incandescent |  | Standard A Lamp | 4 | 60 | Bathroom
Ceiling Fixture | Incandescent |  | Standard A Lamp | 1 | 60 | Bathroom
Wall Mount | Incandescent |  | Globe | 4 | 40 | Bathroom
Ceiling Fixture | Incandescent |  | Standard A Lamp | 2 | 60 | Bathroom
Wall Mount | Incandescent |  | Standard A Lamp | 3 | 60 | Bathroom
Ceiling Fixture | Incandescent |  | Standard A Lamp | 1 | 60 | Bathroom
Ceiling Fixture | Incandescent |  | Standard A Lamp | 1 | 60 | Bedroom
Ceiling Fixture | Incandescent |  | Standard A Lamp | 2 | 60 | Bedroom
Ceiling Fixture | Incandescent |  | Standard A Lamp | 1 | 60 | Bedroom
Ceiling Fixture | Incandescent |  | Standard A Lamp | 1 | 60 | Family Room
Recessed Can | Incandescent |  | Standard A Lamp | 1 | 65 | Family Room
Ceiling Fixture | Incandescent |  | Standard A Lamp | 1 | 100 | Garage
Garage door opener | Incandescent |  | Standard A Lamp | 1 | 60 | Garage
Ceiling Fixture | Incandescent |  | Standard A Lamp | 1 | 60 | Hall
Ceiling Fixture | Incandescent |  | Standard A Lamp | 1 | 60 | Hall
Chandelier (Hanging) | Incandescent |  | Standard A Lamp | 5 | 60 | Kitchen
Ceiling Fixture | Incandescent |  | Standard A Lamp | 2 | 60 | Kitchen
Ceiling Fixture | Linear Fluorescent | 48 | T-12 | 4 | 40 | Kitchen
Ceiling Fixture | Compact Fluorescent |  | Pin base | 1 | 22 | Kitchen
Ceiling Fixture | Incandescent |  | Standard A Lamp | 1 | 60 | Other
Ceiling Fixture | Incandescent |  | Standard A Lamp | 1 | 60 | Living Room
Ceiling Fixture | Incandescent |  | Standard A Lamp | 1 | 60 | Other
Ceiling Fixture | Incandescent |  | Standard A Lamp | 1 | 60 | Bedroom
Ceiling Fixture | Incandescent |  | Standard A Lamp | 1 | 60 | Bedroom
Ceiling Fixture | Incandescent |  | Standard A Lamp | 1 | 60 | Bedroom
Recessed Can | Compact Fluorescent |  | Twist | 1 | 22 | Other
Wall Mount | Incandescent |  | Globe | 8 | 40 | Other
Ceiling Fixture | Incandescent |  | Standard A Lamp | 3 | 60 | Other
Recessed Can | Compact Fluorescent |  | Twist | 1 | 22 | Other
Recessed Can | Compact Fluorescent |  | Twist | 2 | 22 | Bathroom
Wall Mount | Incandescent |  | Globe | 4 | 40 | Bathroom
Ceiling Fan | Compact Fluorescent |  | Twist | 3 | 22 | Bathroom
Floor lamp | Incandescent |  | Decorative | 1 | 60 | Bathroom
Recessed Can | Compact Fluorescent |  | Twist | 1 | 22 | Bathroom
Ceiling Fixture | Incandescent |  | Standard A Lamp | 2 | 60 | Bedroom
Wall Mount | Incandescent |  | Globe | 3 | 40 | Bedroom
Ceiling Fixture | Incandescent |  | Standard A Lamp | 1 | 60 | Garage
Recessed Can | Compact Fluorescent |  | A shape bulb | 1 | 22 | Hall
Ceiling Fan | Incandescent |  | Clear | 3 | 60 | Hall
Ceiling Fixture | Incandescent |  | Standard A Lamp | 3 | 60 | Hall
Floor lamp | Compact Fluorescent |  | Twist | 1 | 22 | Bedroom
Ceiling Fixture | Incandescent |  | Standard A Lamp | 2 | 60 | Bedroom
Recessed Can | Compact Fluorescent |  | Twist | 1 | 22 | Bedroom
Recessed Can | Compact Fluorescent |  | Twist | 1 | 22 | Kitchen
Recessed Can | Compact Fluorescent |  | Twist | 1 | 22 | Laundry Room
Recessed Can | Compact Fluorescent |  | Twist | 1 | 28 | Dining Room
Chandelier (Hanging) | Incandescent |  | Decorative | 6 | 40 | Dining Room
Ceiling Fixture | Incandescent |  | Standard A Lamp | 1 | 75 | Other
Recessed Can | Incandescent |  | Reflector | 1 | 65 | Dining Room
Chandelier (Hanging) | Incandescent |  | Standard A Lamp | 3 | 75 | Dining Room
Ceiling Fixture | Linear Fluorescent | 48 | T-12 | 2 | 32 | Garage
Ceiling Fixture | Incandescent |  | Standard A Lamp | 1 | 75 | Garage
Ceiling Fixture | Compact Fluorescent |  | Twist | 2 | 22 | Office
Recessed Can | Incandescent |  | Reflector | 1 | 65 | Kitchen
Recessed Can | Incandescent |  | Reflector | 1 | 65 | Living Room
Table | Incandescent |  | Standard A Lamp | 2 | 75 | Living Room
Table | Incandescent |  | Standard A Lamp | 1 | 75 | Living Room
Floor lamp | Incandescent |  | Standard A Lamp | 1 | 75 | Living Room
Wall Mount | Incandescent |  | Standard A Lamp | 3 | 60 | Bathroom
Ceiling Fixture | Incandescent |  | Standard A Lamp | 1 | 65 | Hall
Recessed Can | Incandescent |  | Standard A Lamp | 1 | 65 | Other
Wall Mount | Incandescent |  | Standard A Lamp | 3 | 60 | Bathroom
Ceiling Fixture | Incandescent |  | Standard A Lamp | 1 | 75 | Closet
Ceiling Fixture | Incandescent |  | Standard A Lamp | 3 | 75 | Bedroom
Table | Compact Fluorescent |  | Twist | 1 | 15 | Bedroom
Ceiling Fixture | Incandescent |  | Standard A Lamp | 3 | 75 | Bedroom
Table | Incandescent |  | Standard A Lamp | 1 | 75 | Bedroom
Wall Mount | Incandescent |  | Standard A Lamp | 1 | 40 | Bedroom
Ceiling Fixture | Incandescent |  | Standard A Lamp | 2 | 75 | Hall
Wall Mount | Incandescent |  | Standard A Lamp | 1 | 75 | Hall
Ceiling Fixture | Incandescent |  | Standard A Lamp | 1 | 75 | Closet
Ceiling Fixture | Incandescent |  | Standard A Lamp | 1 | 75 | Bathroom
Wall Mount | Incandescent |  | Standard A Lamp | 2 | 75 | Bathroom
Recessed Can | Incandescent |  | Reflector | 1 | 65 | Master Bedroom
Table | Incandescent |  | Clear | 1 | 40 | Master Bedroom
Table | Compact Fluorescent |  | Twist | 1 | 15 | Master Bedroom
Recessed Can | Incandescent |  | Standard A Lamp | 1 | 65 | Laundry Room
Recessed Can | Incandescent |  | Reflector | 1 | 65 | Family Room
Recessed Can | Compact Fluorescent |  | Twist | 1 | 15 | Family Room
Wall Mount | Compact Fluorescent |  | Twist | 1 | 15 | Family Room
Table | Compact Fluorescent |  | Twist | 1 | 15 | Family Room
Table | Incandescent |  | Clear | 1 | 60 | Family Room
Table | Incandescent |  | Mini base | 1 | 25 | Family Room
Recessed Can | Compact Fluorescent |  | Twist | 1 | 15 | Kitchen
Table | Compact Fluorescent |  | Twist | 2 | 15 | Kitchen
Table | Compact Fluorescent |  | Twist | 1 | 15 | Bedroom
Ceiling Fixture | Compact Fluorescent |  | Twist | 1 | 15 | Bedroom
Wall Mount | Incandescent |  | Globe | 4 | 40 | Bathroom
Ceiling Fan | Compact Fluorescent |  | Straight Tube | 1 | 25 | Bathroom
Wall Mount | Incandescent |  | Standard A Lamp | 1 | 40 | Closet
Ceiling Fixture | Incandescent |  | Standard A Lamp | 1 | 60 | Closet
Ceiling Fixture | Incandescent |  | Standard A Lamp | 1 | 100 | Closet
Ceiling Fixture | Incandescent |  | Standard A Lamp | 1 | 60 | Other
Ceiling Fixture | Incandescent |  | Reflector | 1 | 65 | Other
Other | Linear Fluorescent | 16 | T-4 | 1 | 16 | Other
Ceiling Fixture | Incandescent |  | Standard A Lamp | 1 | 60 | Garage
Ceiling Fixture | Linear Fluorescent | 48 | T-12 | 2 | 40 | Other
Other | Compact Fluorescent |  | Twist | 1 | 7 | Other
Wall Mount | Compact Fluorescent |  | Twist | 1 | 15 | Living Room
Ceiling Fixture | Compact Fluorescent |  | Twist | 1 | 15 | Hall
Wall Mount | Compact Fluorescent |  | Twist | 1 | 15 | Bathroom
Ceiling Fixture | Compact Fluorescent |  | Twist | 2 | 7 | Master Bedroom
Table | Compact Fluorescent |  | Twist | 1 | 7 | Master Bedroom
Wall Mount | Compact Fluorescent |  | Twist | 3 | 7 | Bathroom
Ceiling Fixture | Compact Fluorescent |  | Twist | 1 | 15 | Bedroom
Table | Incandescent |  | Standard A Lamp | 1 | 75 | Bedroom
Wall Mount | Compact Fluorescent |  | Twist | 1 | 15 | Bedroom
Ceiling Fixture | Compact Fluorescent |  | Twist | 1 | 15 | Laundry Room
Recessed Can | Compact Fluorescent |  | Reflector | 1 | 15 | Hall
Wall Mount | Incandescent |  | Globe | 8 | 40 | Bathroom
Wall Mount | Incandescent |  | Globe | 4 | 40 | Bathroom
Ceiling Fixture | Incandescent |  | Standard A Lamp | 2 | 40 | Bedroom
Ceiling Fixture | Incandescent |  | Standard A Lamp | 1 | 40 | Bedroom
Ceiling Fan | Incandescent |  | Mini base | 4 | 40 | Dining Room
Recessed Can | Compact Fluorescent |  | Reflector | 1 | 28 | Hall
Recessed Can | Incandescent |  | Reflector | 1 | 60 | Family Room
Ceiling Fixture | Incandescent |  | Standard A Lamp | 1 | 65 | Garage
Recessed Can | Compact Fluorescent |  | Reflector | 1 | 28 | Kitchen
Table | Incandescent |  | Standard A Lamp | 1 | 60 | Living Room
Wall Mount | Incandescent |  | Globe | 8 | 40 | Bathroom
Ceiling Fixture | Incandescent |  | Standard A Lamp | 2 | 65 | Master Bedroom
Ceiling Fixture | Incandescent |  | Standard A Lamp | 2 | 60 | Closet
Ceiling Fixture | Incandescent |  | Standard A Lamp | 2 | 60 | Bedroom
Wall Mount | Incandescent |  | Standard A Lamp | 1 | 65 | Hall
Recessed Can | Compact Fluorescent |  | Reflector | 1 | 22 | Garage
Ceiling Fixture | Incandescent |  | Standard A Lamp | 1 | 40 | Laundry Room
Ceiling Fan | Compact Fluorescent |  | Twist | 3 | 15 | Living Room
Table | Compact Fluorescent |  | Twist | 1 | 15 | Living Room
Ceiling Fixture | Incandescent |  | Mini base | 4 | 40 | Living Room
Ceiling Fixture | Incandescent |  | Standard A Lamp | 2 | 60 | Bedroom
Ceiling Fixture | Incandescent |  | Standard A Lamp | 2 | 60 | Bedroom
Table | Compact Fluorescent |  | Twist | 1 | 15 | Bedroom
Ceiling Fixture | Incandescent |  | Standard A Lamp | 1 | 40 | Garage
Chandelier (Hanging) | Incandescent |  | Clear | 5 | 60 | Dining Room
Chandelier (Hanging) | Compact Fluorescent |  | Twist | 1 | 22 | Kitchen
Track | Compact Fluorescent |  | Twist | 3 | 15 | Kitchen
Ceiling Fixture | Compact Fluorescent |  | Twist | 2 | 22 | Kitchen
Wall Mount | Incandescent |  | Globe | 4 | 60 | Bathroom
Ceiling Fixture | Compact Fluorescent |  | Twist | 1 | 15 | Hall
Table | Compact Fluorescent |  | Twist | 1 | 15 | Hall
Ceiling Fixture | Compact Fluorescent |  | Twist | 1 | 15 | Closet
Wall Mount | Incandescent |  | Globe | 4 | 60 | Bathroom
Table | Compact Fluorescent |  | Twist | 1 | 22 | Master Bedroom
Architectural | Linear Fluorescent | 48 | T-8 | 1 | 32 | Master Bedroom
Wall Mount | Incandescent |  | Globe | 2 | 60 | Bathroom
Wall Mount | Incandescent |  | Globe | 5 | 40 | Bathroom
Wall Mount | Incandescent |  | Standard A Lamp | 1 | 65 | Bedroom
Ceiling Fixture | Compact Fluorescent |  | Twist | 3 | 22 | Bedroom
Wall Mount | Incandescent |  | Globe | 6 | 40 | Bathroom
Ceiling Fixture | Incandescent |  | Standard A Lamp | 1 | 60 | Bathroom
Ceiling Fixture | Linear Fluorescent | 48 | T-12 | 4 | 40 | Bathroom
Ceiling Fixture | Incandescent |  | Standard A Lamp | 2 | 60 | Bedroom
Table | Incandescent |  | Mini base | 1 | 25 | Bedroom
Ceiling Fixture | Linear Fluorescent | 48 | T-8 | 4 | 32 | Bedroom
Wall Mount | Incandescent |  | Standard A Lamp | 1 | 60 | Closet
Table | Incandescent |  | Standard A Lamp | 1 | 60 | Laundry Room
Chandelier (Hanging) | Incandescent |  | Decorative | 7 | 40 | Hall
Ceiling Fixture | Incandescent |  | Decorative | 8 | 40 | Hall
Recessed Can | Incandescent |  | Reflector | 1 | 65 | Hall
Ceiling Fixture | Compact Fluorescent |  | Twist | 1 | 22 | Garage
Ceiling Fixture | Incandescent |  | Standard A Lamp | 1 | 65 | Garage
Ceiling Fixture | Incandescent |  | Standard A Lamp | 1 | 60 | Hall
Recessed Can | Incandescent |  | Reflector | 1 | 65 | Hall
Recessed Can | Incandescent |  | Reflector | 1 | 65 | Kitchen
Recessed Can | Compact Fluorescent |  | Reflector | 1 | 15 | Kitchen
Track | Incandescent |  | Mini base | 6 | 40 | Living Room
Table | Incandescent |  | Standard A Lamp | 1 | 65 | Living Room
Recessed Can | Incandescent |  | Reflector | 1 | 65 | Living Room
Wall Mount | Incandescent |  | Decorative | 1 | 40 | Bathroom
Wall Mount | Incandescent |  | Standard A Lamp | 5 | 40 | Bathroom
Ceiling Fan | Incandescent |  | Standard A Lamp | 1 | 65 | Bathroom
Ceiling Fixture | Incandescent |  | Standard A Lamp | 1 | 60 | Bathroom
Ceiling Fan | Incandescent |  | Standard A Lamp | 3 | 90 | Bedroom
Wall Mount | Incandescent |  | Standard A Lamp | 1 | 100 | Other
Ceiling Fixture | Incandescent |  | Standard A Lamp | 2 | 60 | Hall
Wall Mount | Incandescent |  | Standard A Lamp | 1 | 60 | Bedroom
Table | Incandescent |  | Mini base | 1 | 25 | Bedroom
Ceiling Fixture | Incandescent |  | Standard A Lamp | 1 | 65 | Other
Recessed Can | Incandescent |  | Reflector | 1 | 65 | Family Room
Wall Mount | Incandescent |  | Mini base | 5 | 40 | Bathroom
Wall Mount | Compact Fluorescent |  | Twist | 5 | 20 | Bathroom
Ceiling Fixture | Incandescent |  | Standard A Lamp | 2 | 60 | Bathroom
Ceiling Fixture | Incandescent |  | Standard A Lamp | 2 | 60 | Bedroom
Ceiling Fixture | Incandescent |  | Standard A Lamp | 2 | 60 | Hall
Chandelier (Hanging) | Compact Fluorescent |  | Twist | 6 | 13 | Family Room
Floor lamp | Compact Fluorescent |  | Twist | 1 | 13 | Family Room
Floor lamp | Compact Fluorescent |  | Twist | 1 | 20 | Family Room
Ceiling Fixture | Linear Fluorescent | 48 | T-12 | 2 | 40 | Garage
Ceiling Fixture | Compact Fluorescent |  | Twist | 1 | 20 | Garage
Ceiling Fixture | Incandescent |  | Standard A Lamp | 1 | 60 | Garage
Ceiling Fixture | Incandescent |  | Standard A Lamp | 2 | 60 | Hall
Wall Mount | Halogen |  | Quartz Tube | 1 | 300 | Hall
Recessed Can | Compact Fluorescent |  | Twist | 1 | 23 | Kitchen
Recessed Can | Incandescent |  | Standard A Lamp | 1 | 60 | Kitchen
Wall Mount | Incandescent |  | Standard A Lamp | 5 | 40 | Bathroom
Ceiling Fixture | Incandescent |  | Standard A Lamp | 2 | 60 | Master Bedroom
Floor lamp | Incandescent |  | Standard A Lamp | 1 | 25 | Master Bedroom
Floor lamp | Incandescent |  | 3-Way Incandescent | 1 | 100 | Master Bedroom
Ceiling Fixture | Incandescent |  | Standard A Lamp | 2 | 60 | Closet
Ceiling Fixture | Compact Fluorescent |  | Twist | 1 | 22 | Bathroom
Wall Mount | Compact Fluorescent |  | Twist | 4 | 15 | Bathroom
Other | Incandescent |  | Other | 1 | 42 | Bathroom
Wall Mount | Compact Fluorescent |  | Twist | 1 | 22 | Other
Table | Incandescent |  | Standard A Lamp | 1 | 100 | Other
Ceiling Fixture | Compact Fluorescent |  | Twist | 1 | 15 | Other
Table | Incandescent |  | Mini base | 2 | 25 | Other
Ceiling Fixture | Compact Fluorescent |  | Twist | 1 | 22 | Other
Chandelier (Hanging) | Compact Fluorescent |  | Twist | 1 | 15 | Master Bedroom
Ceiling Fan | Incandescent |  | Decorative | 3 | 60 | Master Bedroom
Table | Compact Fluorescent |  | Twist | 2 | 15 | Master Bedroom
Table | Incandescent |  | Standard A Lamp | 1 | 60 | Master Bedroom
Ceiling Fixture | Compact Fluorescent |  | Twist | 2 | 15 | Closet
Ceiling Fixture | Compact Fluorescent |  | Twist | 2 | 15 | Laundry Room
Table | Compact Fluorescent |  | Twist | 1 | 15 | Bedroom
Wall Mount | Compact Fluorescent |  | Globe | 4 | 15 | Bathroom
Ceiling Fixture | Compact Fluorescent |  | Twist | 2 | 15 | Bathroom
Ceiling Fan | Incandescent |  | Reflector | 3 | 45 | Kitchen
Ceiling Fan | Compact Fluorescent |  | Reflector | 1 | 15 | Kitchen
Architectural | Incandescent |  | Mini base | 1 | 40 | Kitchen
Ceiling Fixture | Compact Fluorescent |  | Twist | 1 | 15 | Kitchen
Ceiling Fixture | Incandescent |  | Standard A Lamp | 1 | 40 | Hall
Ceiling Fan | Compact Fluorescent |  | Twist | 4 | 15 | Living Room
Table | Compact Fluorescent |  | Twist | 1 | 22 | Living Room
Table | Compact Fluorescent |  | Twist | 1 | 15 | Living Room
Wall Mount | Incandescent |  | Clear | 4 | 40 | Bathroom
Recessed Can | Incandescent |  | Standard A Lamp | 1 | 125 | Bedroom
Floor lamp | Incandescent |  | Standard A Lamp | 3 | 60 | Bedroom
Ceiling Fixture | Incandescent |  | Standard A Lamp | 2 | 60 | Bedroom
Wall Mount | Incandescent |  | Globe | 4 | 40 | Bathroom
Ceiling Fixture | Incandescent |  | Standard A Lamp | 1 | 75 | Bedroom
Ceiling Fixture | Compact Fluorescent |  | Twist | 2 | 15 | Other
Ceiling Fixture | Incandescent |  | Standard A Lamp | 2 | 60 | Family Room
Ceiling Fixture | Compact Fluorescent |  | Twist | 2 | 22 | Kitchen
Ceiling Fixture | Compact Fluorescent |  | Twist | 1 | 22 | Laundry Room
Ceiling Fan | Compact Fluorescent |  | Twist | 2 | 15 | Living Room
Ceiling Fixture | Compact Fluorescent |  | Twist | 1 | 15 | Other
Ceiling Fixture | Incandescent |  | Standard A Lamp | 2 | 60 | Hall
Wall Mount | Incandescent |  | Globe | 4 | 40 | Bathroom
Ceiling Fixture | Incandescent |  | Standard A Lamp | 2 | 60 | Bedroom
Chandelier (Hanging) | Incandescent |  | Standard A Lamp | 5 | 60 | Dining Room
Ceiling Fixture | Incandescent |  | Standard A Lamp | 1 | 60 | Garage
Ceiling Fixture | Incandescent |  | Standard A Lamp | 1 | 60 | Hall
Ceiling Fan | Incandescent |  | Decorative | 4 | 25 | Kitchen
Recessed Can | Incandescent |  | Reflector | 1 | 65 | Kitchen
Recessed Can | Incandescent |  | Reflector | 1 | 40 | Kitchen
Ceiling Fixture | Linear Fluorescent | 48 | T-12 | 2 | 40 | Laundry Room
Ceiling Fixture | Incandescent |  | Standard A Lamp | 3 | 40 | Living Room
Table | Incandescent |  | Standard A Lamp | 1 | 40 | Living Room
Table | Incandescent |  | 3-Way Incandescent | 1 | 100 | Living Room
Table | Incandescent |  | Standard A Lamp | 1 | 100 | Living Room
Torchiere | Incandescent |  | Standard A Lamp | 1 | 125 | Living Room
Wall Mount | Incandescent |  | Globe | 4 | 40 | Bathroom
Ceiling Fixture | Incandescent |  | Standard A Lamp | 2 | 60 | Master Bedroom
Table | Incandescent |  | Standard A Lamp | 1 | 60 | Master Bedroom
Ceiling Fixture | Incandescent |  | Standard A Lamp | 2 | 60 | Office
Table | Incandescent |  | 3-Way Incandescent | 1 | 100 | Office
Ceiling Fixture | Incandescent |  | Standard A Lamp | 1 | 40 | Hall
Wall Mount | Linear Fluorescent | 24 | T-12 | 1 | 32 | Bathroom
Wall Mount | Linear Fluorescent | 24 | Fluorescent Unknown | 1 | 17 | Closet
Ceiling Fixture | Incandescent |  | Standard A Lamp | 1 | 60 | Bedroom
Wall Mount | Incandescent |  | Globe | 1 | 20 | Bedroom
Table | Incandescent |  | Globe | 1 | 20 | Bedroom
Chandelier (Hanging) | Incandescent |  | Decorative | 5 | 20 | Dining Room
Ceiling Fixture | Incandescent |  | Standard A Lamp | 1 | 60 | Other
Ceiling Fixture | Incandescent |  | Standard A Lamp | 1 | 75 | Other
Ceiling Fixture | Incandescent |  | Standard A Lamp | 1 | 60 | Laundry Room
Ceiling Fixture | Incandescent |  | Standard A Lamp | 1 | 75 | Other
Ceiling Fixture | Compact Fluorescent |  | Twist | 1 | 15 | Other
Wall Mount | Incandescent |  | Standard A Lamp | 1 | 100 | Family Room
Floor lamp | Compact Fluorescent |  | Twist | 1 | 22 | Family Room
Table | Compact Fluorescent |  | Twist | 1 | 22 | Family Room
Ceiling Fixture | Compact Fluorescent |  | Twist | 1 | 28 | Kitchen
Wall Mount | Linear Fluorescent | 36 | T-8 | 1 | 20 | Kitchen
Floor lamp | Incandescent |  | 3-Way Incandescent | 1 | 100 | Living Room
Table | Compact Fluorescent |  | Twist | 1 | 22 | Living Room
Floor lamp | Incandescent |  | Standard A Lamp | 3 | 60 | Office
Floor lamp | Incandescent |  | 3-Way Incandescent | 1 | 200 | Office
Wall Mount | Linear Fluorescent | 48 | T-12 | 1 | 32 | Bathroom
Ceiling Fixture | Incandescent |  | Decorative | 4 | 40 | Bedroom
Ceiling Fixture | Incandescent |  | Globe | 3 | 75 | Bedroom
Table | Incandescent |  | Standard A Lamp | 1 | 40 | Bedroom
Table | Incandescent |  | Standard A Lamp | 1 | 60 | Bedroom
Wall Mount | Linear Fluorescent | 24 | T-12 | 1 | 15 | Closet
Wall Mount | Compact Fluorescent |  | Twist | 1 | 15 | Closet
Ceiling Fixture | Compact Fluorescent |  | Twist | 1 | 28 | Closet
Ceiling Fixture | Compact Fluorescent |  | Twist | 1 | 22 | Hall
Ceiling Fixture | Incandescent |  | Standard A Lamp | 2 | 60 | Bathroom
Wall Mount | Incandescent |  | Standard A Lamp | 1 | 40 | Bathroom
Ceiling Fixture | Incandescent |  | Clear | 2 | 60 | Closet
Recessed Can | Incandescent |  | Reflector | 1 | 65 | Bathroom
Wall Mount | Incandescent |  | Clear | 3 | 40 | Bathroom
Recessed Can | Incandescent |  | Reflector | 1 | 65 | Master Bedroom
Ceiling Fan | Incandescent |  | Clear | 2 | 60 | Master Bedroom
Table | Incandescent |  | Clear | 1 | 40 | Master Bedroom
Wall Mount | Incandescent |  | Decorative | 3 | 40 | Bathroom
Recessed Can | Incandescent |  | Reflector | 1 | 65 | Bathroom
Ceiling Fan | Incandescent |  | Clear | 2 | 60 | Bedroom
Table | Compact Fluorescent |  | Twist | 1 | 15 | Bedroom
Ceiling Fixture | Linear Fluorescent | 48 | T-8 | 2 | 32 | Garage
Garage door opener | Incandescent |  | Standard A Lamp | 2 | 60 | Garage
Chandelier (Hanging) | Incandescent |  | Standard A Lamp | 6 | 60 | Hall
Recessed Can | Incandescent |  | Reflector | 1 | 65 | Hall
Ceiling Fan | Incandescent |  | Standard A Lamp | 2 | 60 | Office
Table | Compact Fluorescent |  | Twist | 1 | 28 | Office
Chandelier (Hanging) | Incandescent |  | Standard A Lamp | 12 | 40 | Dining Room
Recessed Can | Incandescent |  | Reflector | 1 | 65 | Dining Room
Recessed Can | Incandescent |  | Reflector |  | 65 | Living Room
Ceiling Fan | Incandescent |  | Standard A Lamp | 2 | 60 | Living Room
Floor lamp | Incandescent |  | Clear | 1 | 60 | Living Room
Table | Incandescent |  | Clear | 1 | 40 | Living Room
Chandelier (Hanging) | Incandescent |  | Clear | 5 | 60 | Kitchen
Recessed Can | Incandescent |  | Reflector | 1 | 65 | Kitchen
Chandelier (Hanging) | Incandescent |  | Clear | 1 | 60 | Kitchen
Recessed Can | Incandescent |  | Reflector | 1 | 65 | Closet
Recessed Can | Incandescent |  | Reflector | 1 | 65 | Hall
Ceiling Fixture | Linear Fluorescent | 48 | T-8 | 4 | 32 | Laundry Room
Chandelier (Hanging) | Incandescent |  | Standard A Lamp | 1 | 60 | Bedroom
Table | Incandescent |  | Standard A Lamp | 1 | 25 | Bedroom
Ceiling Fixture | Incandescent |  | Standard A Lamp | 1 | 65 | Hall
Track | Compact Fluorescent |  | Flood | 3 | 28 | Family Room
Chandelier (Hanging) | Incandescent |  | Decorative | 6 | 40 | Dining Room
Table | Incandescent |  | 3-Way Incandescent | 1 | 125 | Dining Room
Ceiling Fixture | Incandescent |  | Reflector | 1 | 65 | Garage
Wall Mount | Incandescent |  | Globe | 3 | 60 | Bathroom
Recessed Can | Incandescent |  | Reflector | 1 | 65 | Bathroom
Track | Compact Fluorescent |  | Reflector | 2 | 28 | Hall
Recessed Can | Incandescent |  | Reflector | 1 | 65 | Hall
Wall Mount | Compact Fluorescent |  | Reflector | 1 | 28 | Hall
Track | Compact Fluorescent |  | Flood | 2 | 28 | Kitchen
Wall Mount | Incandescent |  | Standard A Lamp | 1 | 65 | Bathroom
Track | Compact Fluorescent |  | Reflector | 2 | 28 | Master Bedroom
Table | Incandescent |  | Standard A Lamp | 1 | 25 | Master Bedroom
Track | Halogen |  | MR | 2 | 30 | Office
Table | Incandescent |  | Standard A Lamp | 1 | 100 | Office
Wall Mount | Incandescent |  | Globe | 5 | 60 | Closet
Ceiling Fan | Incandescent |  | Standard A Lamp | 3 | 60 | Bedroom
Ceiling Fixture | Incandescent |  | Standard A Lamp | 3 | 60 | Closet
Recessed Can | Incandescent |  | Reflector | 1 | 65 | Dining Room
Ceiling Fixture | Incandescent |  | Standard A Lamp | 1 | 60 | Garage
Garage door opener | Compact Fluorescent |  | Twist | 1 | 15 | Garage
Wall Mount | Incandescent |  | Standard A Lamp | 3 | 60 | Bathroom
Ceiling Fixture | Incandescent |  | Standard A Lamp | 2 | 60 | Bathroom
Chandelier (Hanging) | Compact Fluorescent |  | Twist | 3 | 15 | Hall
Recessed Can | Incandescent |  | Reflector | 1 | 65 | Hall
Recessed Can | Incandescent |  | Reflector | 1 | 65 | Kitchen
Ceiling Fixture | Incandescent |  | Standard A Lamp | 1 | 60 | Kitchen
Ceiling Fixture | Incandescent |  | Reflector | 3 | 65 | Laundry Room
Recessed Can | Incandescent |  | Reflector | 1 | 65 | Living Room
Table | Incandescent |  | 3-Way Incandescent | 1 | 100 | Living Room
Floor lamp | Incandescent |  | Standard A Lamp | 4 | 40 | Living Room
Ceiling Fan | Incandescent |  | Standard A Lamp | 3 | 65 | Master Bedroom
Table | Incandescent |  | Standard A Lamp | 1 | 100 | Master Bedroom
Table | Compact Fluorescent |  | Twist | 1 | 15 | Master Bedroom
Ceiling Fixture | Incandescent |  | Standard A Lamp | 3 | 60 | Bathroom
Wall Mount | Incandescent |  | Globe | 5 | 40 | Bathroom
Recessed Can | Incandescent |  | Reflector | 1 | 65 | Other
Wall Mount | Compact Fluorescent |  | Twist | 2 | 15 | Bedroom
Wall Mount | Compact Fluorescent |  | Globe | 1 | 15 | Bedroom
Wall Mount | Compact Fluorescent |  | Globe | 4 | 15 | Bathroom
Wall Mount | Compact Fluorescent |  | Globe | 4 | 15 | Bathroom
Ceiling Fixture | Compact Fluorescent |  | Twist | 2 | 22 | Office
Table | Incandescent |  | Standard A Lamp | 1 | 60 | Office
Ceiling Fixture | Compact Fluorescent |  | Twist | 1 | 15 | Bedroom
Ceiling Fixture | Compact Fluorescent |  | Twist | 1 | 22 | Master Bedroom
Table | Incandescent |  | Standard A Lamp | 1 | 60 | Master Bedroom
Ceiling Fixture | Compact Fluorescent |  | Twist | 1 | 22 | Bedroom
Chandelier (Hanging) | Compact Fluorescent |  | Twist | 1 | 15 | Closet
Ceiling Fixture | Incandescent |  | Standard A Lamp | 1 | 60 | Closet
Chandelier (Hanging) | Incandescent |  | Decorative | 8 | 25 | Dining Room
Table | Incandescent |  | Standard A Lamp | 1 | 75 | Dining Room
Torchiere | Incandescent |  | Decorative | 1 | 60 | Living Room
Ceiling Fixture | Incandescent |  | Standard A Lamp | 1 | 60 | Garage
Low bay | Incandescent |  | Standard A Lamp | 1 | 60 | Garage
Ceiling Fixture | Compact Fluorescent |  | Twist | 1 | 15 | Hall
Ceiling Fixture | Linear Fluorescent | 48 | T-12 | 2 | 40 | Kitchen
Architectural | Incandescent |  | Standard A Lamp | 1 | 40 | Kitchen
Ceiling Fixture | Incandescent |  | Standard A Lamp | 1 | 60 | Laundry Room
Chandelier (Hanging) | Compact Fluorescent |  | Decorative | 6 | 7 | Living Room
Table | Compact Fluorescent |  | Twist | 1 | 22 | Living Room
Wall Mount | Incandescent |  | Standard A Lamp | 3 | 60 | Bathroom
Ceiling Fixture | Compact Fluorescent |  | Twist | 1 | 15 | Bedroom
Table | Incandescent |  | Standard A Lamp | 1 | 40 | Bedroom
Other | Incandescent |  | Standard A Lamp | 1 | 60 | Bedroom
Ceiling Fixture | Compact Fluorescent |  | Twist | 1 | 22 | Other
Ceiling Fixture | Compact Fluorescent |  | Twist | 1 | 15 | Office
Other | Linear Fluorescent | 24 | T-12 | 1 | 20 | Office
Chandelier (Hanging) | Incandescent |  | Standard A Lamp | 5 | 75 | Dining Room
Ceiling Fixture | Linear Fluorescent | 48 | T-12 | 2 | 40 | Bathroom
Ceiling Fixture | Linear Fluorescent | 48 | T-12 | 2 | 40 | Bedroom
Table | Incandescent |  | Standard A Lamp | 1 | 40 | Bedroom
Ceiling Fixture | Compact Fluorescent | 48 | Twist | 3 | 15 | Bedroom
Ceiling Fixture | Linear Fluorescent | 48 | T-12 | 2 | 40 | Hall
Ceiling Fixture | Linear Fluorescent | 48 | T-12 | 2 | 40 | Living Room
Ceiling Fixture | Linear Fluorescent | 48 | T-12 | 2 | 40 | Bedroom
Table | Incandescent |  | Decorative | 1 | 25 | Bedroom
Table | Incandescent |  | Other | 1 | 60 | Bedroom
Ceiling Fan | Incandescent |  | Mini base | 3 | 40 | Family Room
Recessed Can | Incandescent |  | Reflector | 1 | 65 | Family Room
Ceiling Fixture | Linear Fluorescent | 96 | T-12 | 2 | 100 | Garage
Ceiling Fixture | Linear Fluorescent | 48 | T-12 | 2 | 40 | Kitchen
Other | Linear Fluorescent | 12 | T-4 | 1 | 16 | Kitchen
Ceiling Fan | Compact Fluorescent |  | Twist | 2 | 22 | Living Room
Wall Mount | Compact Fluorescent |  | Twist | 1 | 15 | Living Room
Recessed Can | Compact Fluorescent |  | Reflector | 1 | 15 | Living Room
Ceiling Fixture | Compact Fluorescent |  | Twist | 1 | 15 | Closet
Wall Mount | Compact Fluorescent |  | Twist | 2 | 15 | Bathroom
Recessed Can | Incandescent |  | Standard A Lamp | 1 | 60 | Bathroom
Ceiling Fixture | Compact Fluorescent |  | Twist | 2 | 15 | Master Bedroom
Table | Incandescent |  | Standard A Lamp | 1 | 75 | Master Bedroom
Ceiling Fixture | Linear Fluorescent | 48 | T-12 | 2 | 40 | Other
Ceiling Fixture | Linear Fluorescent | 48 | T-12 | 4 | 40 | Office
Ceiling Fixture | Compact Fluorescent |  | Twist | 1 | 15 | Hall
Ceiling Fixture | Compact Fluorescent |  | Twist | 2 | 15 | Hall
Wall Mount | Incandescent |  | Globe | 8 | 40 | Bathroom
Wall Mount | Incandescent |  | Globe | 6 | 40 | Bathroom
Ceiling Fixture | Compact Fluorescent |  | Twist | 2 | 13 | Bedroom
Table | Compact Fluorescent |  | Pin base | 1 | 27 | Bedroom
Table | Compact Fluorescent |  | Twist | 2 | 18 | Bedroom
Floor lamp | Incandescent |  | Other | 2 | 20 | Bedroom
Ceiling Fixture | Incandescent |  | Standard A Lamp | 2 | 60 | Bedroom
Ceiling Fixture | Incandescent |  | Clear | 1 | 60 | Bedroom
Ceiling Fan | Incandescent |  | Decorative | 4 | 40 | Dining Room
Ceiling Fixture | Linear Fluorescent | 48 | T-12 | 2 | 40 | Other
Ceiling Fixture | Compact Fluorescent |  | Twist | 2 | 13 | Family Room
Garage door opener | Incandescent |  | Standard A Lamp | 2 | 40 | Garage
Ceiling Fixture | Incandescent |  | Standard A Lamp | 1 | 100 | Garage
Ceiling Fixture | Incandescent |  | Standard A Lamp | 1 | 60 | Hall
Ceiling Fixture | Incandescent |  | Clear | 1 | 60 | Hall
Chandelier (Hanging) | Incandescent |  | Mini base | 4 | 40 | Hall
Ceiling Fixture | Incandescent |  | Clear | 1 | 60 | Kitchen
Ceiling Fixture | Incandescent |  | Standard A Lamp | 2 | 50 | Kitchen
Ceiling Fixture | Incandescent |  | Clear | 2 | 60 | Laundry Room
Table | Compact Fluorescent |  | Twist | 1 | 23 | Living Room
Floor lamp | Compact Fluorescent |  | 3-Way CFL | 1 | 21 | Living Room
Ceiling Fixture | Incandescent |  | Standard A Lamp | 2 | 60 | Closet
Wall Mount | Incandescent |  | Globe | 4 | 40 | Bathroom
Wall Mount | Incandescent |  | Standard A Lamp | 2 | 60 | Bathroom
Chandelier (Hanging) | Incandescent |  | Standard A Lamp | 2 | 60 | Master Bedroom
Table | Incandescent |  | Standard A Lamp | 1 | 60 | Master Bedroom
Wall Mount | Incandescent |  | Standard A Lamp | 1 | 40 | Master Bedroom
Ceiling Fan | Incandescent |  | Globe | 3 | 40 | Bedroom
Table | Incandescent |  | Globe | 2 | 40 | Bedroom
Ceiling Fan | Incandescent |  | Decorative | 3 | 40 | Family Room
Table | Incandescent |  | 3-Way Incandescent | 1 | 100 | Family Room
Wall Mount | Incandescent |  | Standard A Lamp | 1 | 40 | Family Room
Table | Compact Fluorescent |  | Circline (Screw Base) | 1 | 28 | Family Room
Ceiling Fixture | Incandescent |  | Standard A Lamp | 1 | 60 | Garage
Garage door opener | Incandescent |  | Standard A Lamp | 1 | 60 | Garage
Ceiling Fixture | Incandescent |  | Standard A Lamp | 1 | 60 | Hall
Ceiling Fixture | Compact Fluorescent |  | Twist | 3 | 15 | Kitchen
Chandelier (Hanging) | Compact Fluorescent |  | Twist | 5 | 15 | Kitchen
Recessed Can | Incandescent |  | Reflector | 1 | 40 | Kitchen
Ceiling Fixture | Incandescent |  | Standard A Lamp | 1 | 60 | Laundry Room
Recessed Can | Halogen |  | Quartz Tube | 1 | 100 | Living Room
Floor lamp | Incandescent |  | Decorative | 2 | 40 | Living Room
Chandelier (Hanging) | Incandescent |  | Standard A Lamp | 1 | 40 | Living Room
Table | Incandescent |  | 3-Way Incandescent | 1 | 100 | Living Room
Floor lamp | Compact Fluorescent |  | Straight Tube | 1 | 22 | Living Room
Ceiling Fixture | Incandescent |  | Standard A Lamp | 1 | 40 | Living Room
Ceiling Fixture | Halogen |  | MR | 4 | 30 | Office
Ceiling Fixture | Compact Fluorescent |  | Twist | 1 | 26 | Bathroom
Wall Mount | Incandescent |  | Globe | 6 | 25 | Bathroom
Ceiling Fixture | Compact Fluorescent |  | Twist | 1 | 22 | Bedroom
Ceiling Fixture | Compact Fluorescent |  | Twist | 2 | 28 | Bedroom
Chandelier (Hanging) | Compact Fluorescent |  | Twist | 4 | 28 | Dining Room
Ceiling Fixture | Incandescent |  | Standard A Lamp | 1 | 60 | Bathroom
Wall Mount | Incandescent |  | Standard A Lamp | 3 | 60 | Bathroom
Ceiling Fixture | Compact Fluorescent |  | Twist | 1 | 26 | Bedroom
Table | Compact Fluorescent |  | Twist | 1 | 26 | Bedroom
Ceiling Fixture | Compact Fluorescent |  | Twist | 2 | 26 | Bedroom
Ceiling Fixture | Compact Fluorescent |  | Twist | 2 | 26 | Family Room
Ceiling Fixture | Compact Fluorescent |  | Twist | 1 | 22 | Hall
Ceiling Fixture | Compact Fluorescent |  | Twist | 1 | 26 | Hall
Ceiling Fixture | Compact Fluorescent |  | Twist | 1 | 26 | Kitchen
Ceiling Fixture | Linear Fluorescent | 48 | T-12 | 2 | 40 | Living Room
Ceiling Fixture | Linear Fluorescent | 48 | T-12 | 2 | 40 | Living Room
Ceiling Fixture | Compact Fluorescent |  | Twist | 1 | 22 | Hall
Track | Incandescent |  | Clear | 4 | 60 | Kitchen
Ceiling Fan | Incandescent |  | Decorative | 4 | 40 | Living Room
Ceiling Fixture | Incandescent |  | Standard A Lamp | 1 | 40 | Living Room
Table | Compact Fluorescent |  | Twist | 1 | 22 | Living Room
Ceiling Fan | Compact Fluorescent |  | Twist | 2 | 26 | Master Bedroom
Table | Compact Fluorescent |  | Twist | 1 | 26 | Master Bedroom
Ceiling Fixture | Incandescent |  | Standard A Lamp | 1 | 60 | Other
Ceiling Fixture | Linear Fluorescent | 48 | T-12 | 4 | 40 | Laundry Room
Chandelier (Hanging) | Compact Fluorescent |  | Twist | 2 | 26 | Laundry Room
Ceiling Fixture | Compact Fluorescent |  | Twist | 1 | 26 | Laundry Room
Wall Mount | Compact Fluorescent |  | Twist | 2 | 15 | Bathroom
Wall Mount | Incandescent |  | Globe | 1 | 100 | Bedroom
Table | Incandescent |  | Standard A Lamp | 2 | 60 | Bedroom
Wall Mount | Incandescent |  | Standard A Lamp | 1 | 60 | Bedroom
Floor lamp | Incandescent |  | Decorative | 5 | 25 | Bedroom
Wall Mount | Incandescent |  | Decorative | 1 | 60 | Hall
Wall Mount | Compact Fluorescent |  | Twist | 1 | 15 | Kitchen
Chandelier (Hanging) | Incandescent |  | Decorative | 6 | 40 | Kitchen
Recessed Can | Incandescent |  | Standard A Lamp | 1 | 60 | Laundry Room
Ceiling Fan | Compact Fluorescent |  | Twist | 3 | 15 | Living Room
Ceiling Fixture | Compact Fluorescent |  | Twist | 1 | 15 | Master Bedroom
Wall Mount | Incandescent |  | Globe | 4 | 40 | Bathroom
Wall Mount | Incandescent |  | Globe | 3 | 40 | Bathroom
Ceiling Fixture | Compact Fluorescent |  | Twist | 2 | 22 | Bedroom
Table | Compact Fluorescent |  | Twist | 1 | 22 | Bedroom
Ceiling Fixture | Compact Fluorescent |  | Twist | 2 | 22 | Bedroom
Ceiling Fixture | Compact Fluorescent |  | Twist | 2 | 22 | Bedroom
Table | Incandescent |  | Standard A Lamp | 1 | 40 | Bedroom
Ceiling Fixture | Compact Fluorescent |  | Twist | 1 | 22 | Bedroom
Ceiling Fixture | Compact Fluorescent |  | Twist | 1 | 22 | Garage
Garage door opener | Incandescent |  | Standard A Lamp | 1 | 60 | Garage
Ceiling Fixture | Linear Fluorescent | 48 | T-12 | 2 | 32 | Garage
Ceiling Fixture | Compact Fluorescent |  | Twist | 1 | 22 | Hall
Ceiling Fixture | Compact Fluorescent |  | Twist | 1 | 22 | Hall
Ceiling Fixture | Compact Fluorescent |  | Twist | 1 | 22 | Laundry Room
Ceiling Fan | Compact Fluorescent |  | Twist | 3 | 22 | Living Room
Table | Compact Fluorescent |  | Twist | 1 | 22 | Living Room
Table | Compact Fluorescent |  | A shape bulb | 1 | 28 | Living Room
Floor lamp | Compact Fluorescent |  | Twist | 3 | 22 | Living Room
Ceiling Fixture | Compact Fluorescent |  | Twist | 2 | 22 | Office
Table | Compact Fluorescent |  | A shape bulb | 1 | 22 | Office
Ceiling Fixture | Compact Fluorescent |  | Twist | 3 | 22 | Kitchen
Ceiling Fixture | Linear Fluorescent | 48 | T-8 | 2 | 32 | Kitchen
Ceiling Fixture | Compact Fluorescent |  | Pin base | 1 | 22 | Kitchen
Ceiling Fixture | Incandescent |  | Standard A Lamp | 1 | 60 | Bathroom
Wall Mount | Incandescent |  | Globe | 3 | 60 | Bathroom
Ceiling Fixture | Incandescent |  | Standard A Lamp | 2 | 60 | Bedroom
Ceiling Fixture | Incandescent |  | Standard A Lamp | 2 | 60 | Bedroom
Ceiling Fixture | Incandescent |  | Standard A Lamp | 2 | 60 | Bedroom
Ceiling Fixture | Incandescent |  | Standard A Lamp | 1 | 60 | Garage
Ceiling Fixture | Incandescent |  | Standard A Lamp | 1 | 50 | Garage
Ceiling Fixture | Incandescent |  | Standard A Lamp | 1 | 60 | Hall
Ceiling Fixture | Incandescent |  | Standard A Lamp | 2 | 60 | Kitchen
Wall Mount | Incandescent |  | Standard A Lamp | 1 | 60 | Kitchen
Exterior | Linear Fluorescent | 24 | T-5 | 1 | 20 | Kitchen
Ceiling Fixture | Incandescent |  | Standard A Lamp | 1 | 60 | Laundry Room
Floor lamp | Incandescent |  | Standard A Lamp | 1 | 60 | Living Room
Wall Mount | Incandescent |  | Decorative | 1 | 40 | Living Room
Ceiling Fixture | Incandescent |  | Standard A Lamp | 1 | 60 | Living Room
Ceiling Fixture | Incandescent |  | Standard A Lamp | 1 | 60 | Other
Ceiling Fixture | Compact Fluorescent |  | Twist | 2 | 15 | Bathroom
Wall Mount | Compact Fluorescent |  | Twist | 2 | 15 | Bathroom
Recessed Can | Incandescent |  | Reflector | 1 | 60 | Bathroom
Wall Mount | Incandescent |  | Standard A Lamp | 2 | 40 | Bathroom
Ceiling Fixture | Compact Fluorescent |  | Pin base | 1 | 22 | Bedroom
Ceiling Fan | Compact Fluorescent |  | Twist | 2 | 22 | Bedroom
Chandelier (Hanging) | Compact Fluorescent |  | Twist | 2 | 36 | Dining Room
Ceiling Fan | Compact Fluorescent |  | Twist | 1 | 15 | Bathroom
Ceiling Fixture | Compact Fluorescent |  | Twist | 1 | 22 | Bedroom
Table | Incandescent |  | 3-Way Incandescent | 1 | 70 | Bedroom
Floor lamp | Other |  | Other | 1 | 1 | Family Room
Table | Compact Fluorescent |  | Twist | 1 | 22 | Family Room
Ceiling Fixture | Compact Fluorescent |  | Twist | 1 | 15 | Family Room
Wall Mount | Compact Fluorescent |  | Twist | 1 | 15 | Office
Ceiling Fixture | Linear Fluorescent | 48 | T-12 | 2 | 32 | Office
Ceiling Fixture | Linear Fluorescent | 36 | T-12 | 2 | 40 | Office
Ceiling Fixture | Linear Fluorescent | 48 | T-12 | 2 | 32 | Laundry Room
Garage door opener | Compact Fluorescent |  | Twist | 1 | 15 | Garage
Ceiling Fixture | Compact Fluorescent |  | Twist | 1 | 15 | Hall
Chandelier (Hanging) | Compact Fluorescent |  | Twist | 1 | 15 | Kitchen
Recessed Can | Incandescent |  | Reflector | 1 | 65 | Kitchen
Track | Compact Fluorescent |  | Pin base | 1 | 15 | Kitchen
Track | Incandescent |  | Reflector | 1 | 65 | Family Room
Ceiling Fan | Incandescent |  | Standard A Lamp | 3 | 55 | Family Room
Table | Incandescent |  | 3-Way Incandescent | 1 | 100 | Family Room
Ceiling Fan | Compact Fluorescent |  | Twist | 3 | 15 | Family Room
Ceiling Fixture | Compact Fluorescent |  | Twist | 2 | 13 | Family Room
Chandelier (Hanging) | Incandescent |  | Globe | 1 | 100 | Kitchen
Recessed Can | Compact Fluorescent |  | Twist | 1 | 23 | Kitchen
Recessed Can | Compact Fluorescent |  | Twist | 1 | 13 | Kitchen
Wall Mount | Compact Fluorescent |  | Twist | 2 | 13 | Bathroom
Ceiling Fan | Compact Fluorescent |  | Twist | 3 | 13 | Bedroom
Chandelier (Hanging) | Compact Fluorescent |  | Twist | 5 | 13 | Family Room
Chandelier (Hanging) | Incandescent |  | Standard A Lamp | 1 | 40 | Family Room
Floor lamp | Compact Fluorescent |  | Twist | 1 | 13 | Family Room
Ceiling Fixture | Compact Fluorescent |  | Reflector | 1 | 23 | Garage
Chandelier (Hanging) | Compact Fluorescent |  | Twist | 3 | 13 | Hall
Recessed Can | Compact Fluorescent |  | Twist | 1 | 13 | Hall
Ceiling Fixture | Compact Fluorescent |  | Twist | 2 | 13 | Laundry Room
Recessed Can | Compact Fluorescent |  | Twist | 1 | 23 | Living Room
Torchiere | Compact Fluorescent |  | Twist | 1 | 23 | Living Room
Wall Mount | Compact Fluorescent |  | Globe | 1 | 9 | Bathroom
Floor lamp | Compact Fluorescent |  | Twist | 1 | 23 | Master Bedroom
Ceiling Fixture | Compact Fluorescent |  | Twist | 2 | 13 | Closet
Recessed Can | Compact Fluorescent |  | Twist | 1 | 13 | Hall
Wall Mount | Compact Fluorescent |  | Globe | 4 | 9 | Bathroom
Ceiling Fixture | Compact Fluorescent |  | Twist | 2 | 13 | Bedroom
Floor lamp | Compact Fluorescent |  | Twist | 1 | 13 | Bedroom
Ceiling Fixture | Compact Fluorescent |  | Twist | 1 | 13 | Bedroom
Recessed Can | Compact Fluorescent |  | Twist | 1 | 13 | Hall
Ceiling Fixture | Compact Fluorescent |  | Twist | 1 | 15 | Garage
Ceiling Fixture | Linear Fluorescent | 96 | T-12 | 2 | 100 | Garage
Ceiling Fixture | Compact Fluorescent |  | Twist | 1 | 15 | Other
Wall Mount | Compact Fluorescent |  | Twist | 3 | 15 | Bathroom
Ceiling Fixture | Compact Fluorescent |  | Twist | 1 | 15 | Bedroom
Ceiling Fan | Compact Fluorescent |  | Twist | 2 | 15 | Dining Room
Table | Compact Fluorescent |  | Twist | 1 | 15 | Dining Room
Table | Compact Fluorescent |  | Twist | 1 | 15 | Family Room
Ceiling Fixture | Linear Fluorescent | 48 | T-8 | 2 | 40 | Garage
Ceiling Fan | Compact Fluorescent |  | Twist | 3 | 15 | Kitchen
Ceiling Fixture | Compact Fluorescent |  | Twist | 2 | 23 | Bedroom
Floor lamp | Compact Fluorescent |  | Twist | 1 | 13 | Bedroom
Wall Mount | Incandescent |  | Standard A Lamp | 2 | 75 | Bathroom
Chandelier (Hanging) | Incandescent |  | Standard A Lamp | 9 | 60 | Other
Ceiling Fixture | Compact Fluorescent |  | Twist | 1 | 13 | Other
Chandelier (Hanging) | Incandescent |  | Globe | 5 | 40 | Other
Ceiling Fixture | Compact Fluorescent |  | Twist | 1 | 23 | Garage
Chandelier (Hanging) | Incandescent |  | Standard A Lamp | 5 | 60 | Kitchen
Ceiling Fixture | Compact Fluorescent |  | Twist | 1 | 13 | Kitchen
Recessed Can | Incandescent |  | Reflector | 1 | 65 | Kitchen
Ceiling Fixture | Compact Fluorescent |  | Twist | 1 | 23 | Laundry Room
Floor lamp | Compact Fluorescent |  | Twist | 1 | 13 | Living Room
Torchiere | Incandescent |  | Reflector | 1 | 65 | Living Room
Ceiling Fixture | Compact Fluorescent |  | Twist | 2 | 13 | Living Room
Wall Mount | Incandescent |  | Globe | 8 | 40 | Bathroom
Ceiling Fan | Incandescent |  | Standard A Lamp | 3 | 60 | Master Bedroom
Floor lamp | Incandescent |  | Standard A Lamp | 1 | 60 | Master Bedroom
Torchiere | Compact Fluorescent |  | Twist | 1 | 23 | Office
Chandelier (Hanging) | Incandescent |  | Standard A Lamp | 5 | 60 | Dining Room
Floor lamp | Compact Fluorescent |  | Twist | 1 | 13 | Dining Room
Chandelier (Hanging) | Compact Fluorescent |  | Twist | 2 | 13 | Hall
Wall Mount | Incandescent |  | Globe | 5 | 40 | Bathroom
Ceiling Fixture | Compact Fluorescent |  | Twist | 1 | 23 | Hall
Ceiling Fixture | Compact Fluorescent |  | Twist | 2 | 13 | Office
Low bay | Linear Fluorescent | 96 | T-12 | 2 | 100 | Other
Wall Mount | Incandescent |  | Globe | 4 | 40 | Bathroom
Ceiling Fan | Incandescent |  | Standard A Lamp | 1 | 60 | Bathroom
Chandelier (Hanging) | Compact Fluorescent |  | Twist | 1 | 15 | Bedroom
Table | Compact Fluorescent |  | Twist | 1 | 15 | Bedroom
Floor lamp | Incandescent |  | Standard A Lamp | 1 | 75 | Bedroom
Wall Mount | Incandescent |  | Globe | 3 | 40 | Bathroom
Ceiling Fixture | Incandescent |  | Standard A Lamp | 1 | 60 | Closet
Ceiling Fixture | Incandescent |  | Standard A Lamp | 1 | 60 | Closet
Ceiling Fixture | Incandescent |  | Standard A Lamp | 1 | 60 | Closet
Ceiling Fixture | Linear Fluorescent | 40 | T-12 | 2 | 32 | Hall
Recessed Can | Incandescent |  | Reflector | 1 | 65 | Hall
Recessed Can | Incandescent |  | Reflector | 1 | 65 | Kitchen
Floor lamp | Compact Fluorescent |  | Straight Tube | 1 | 28 | Kitchen
Chandelier (Hanging) | Incandescent |  | Clear | 3 | 40 | Family Room
Chandelier (Hanging) | Incandescent |  | Globe | 1 | 75 | Family Room
Floor lamp | Incandescent |  | Standard A Lamp | 1 | 60 | Family Room
Low bay | Linear Fluorescent | 96 | T-12 | 2 | 100 | Garage
Garage door opener | Incandescent |  | Standard A Lamp | 1 | 60 | Garage
Recessed Can | Incandescent |  | Reflector | 1 | 65 | Kitchen
Recessed Can | Incandescent |  | Reflector | 1 | 65 | Kitchen
Recessed Can | Incandescent |  | Reflector | 1 | 65 | Kitchen
Recessed Can | Compact Fluorescent |  | Reflector | 1 | 22 | Kitchen
Wall Mount | Linear Fluorescent | 44 | T-8 | 1 | 32 | Kitchen
Table | Compact Fluorescent |  | Straight Tube | 1 | 15 | Living Room
Table | Incandescent |  | 3-Way Incandescent | 1 | 75 | Living Room
Chandelier (Hanging) | Incandescent |  | Decorative | 4 | 60 | Living Room
Wall Mount | Incandescent |  | Globe | 5 | 40 | Bathroom
Ceiling Fan | Incandescent |  | Standard A Lamp | 1 | 60 | Bathroom
Ceiling Fan | Incandescent |  | Standard A Lamp | 1 | 60 | Bathroom
Chandelier (Hanging) | Incandescent |  | Globe | 1 | 75 | Master Bedroom
Floor lamp | Incandescent |  | Standard A Lamp | 1 | 60 | Master Bedroom
Table | Compact Fluorescent |  | Twist | 1 | 15 | Master Bedroom
Table | Incandescent |  | Standard A Lamp | 2 | 60 | Master Bedroom
Table | Compact Fluorescent |  | Twist | 1 | 15 | Master Bedroom
Recessed Can | Incandescent |  | Reflector | 1 | 65 | Closet
Recessed Can | Compact Fluorescent |  | Twist | 1 | 15 | Office
Ceiling Fan | Incandescent |  | Reflector | 1 | 65 | Office
Recessed Can | Compact Fluorescent |  | Reflector | 1 | 15 | Office
Ceiling Fixture | Linear Fluorescent | 44 | T-12 | 2 | 32 | Closet
Ceiling Fixture | Incandescent |  | Standard A Lamp | 1 | 90 | Other
Ceiling Fixture | Incandescent |  | Standard A Lamp | 2 | 60 | Laundry Room
Ceiling Fixture | Linear Fluorescent | 96 | T-12 | 2 | 100 | Closet
Ceiling Fixture | Linear Fluorescent | 44 | T-12 | 2 | 40 | Other
Wall Mount | Incandescent |  | Globe | 8 | 40 | Bathroom
Ceiling Fixture | Incandescent |  | Standard A Lamp | 3 | 60 | Bedroom
Chandelier (Hanging) | Incandescent |  | Globe | 8 | 40 | Dining Room
Wall Mount | Incandescent |  | Standard A Lamp | 1 | 25 | Dining Room
Floor lamp | Incandescent |  | 3-Way Incandescent | 1 | 150 | Family Room
Ceiling Fixture | Linear Fluorescent | 48 | T-12 | 2 | 40 | Garage
Wall Mount | Incandescent |  | Standard A Lamp | 1 | 60 | Bathroom
Recessed Can | Incandescent |  | Reflector | 1 | 75 | Other
Chandelier (Hanging) | Incandescent |  | Decorative | 12 | 60 | Other
Chandelier (Hanging) | Incandescent |  | Globe | 1 | 40 | Kitchen
Ceiling Fixture | Incandescent |  | Standard A Lamp | 1 | 40 | Laundry Room
Floor lamp | Compact Fluorescent |  | Twist | 1 | 23 | Living Room
Floor lamp | Incandescent |  | Standard A Lamp | 1 | 60 | Living Room
Wall Mount | Incandescent |  | Globe | 8 | 40 | Bathroom
Floor lamp | Incandescent |  | Standard A Lamp | 1 | 100 | Master Bedroom
Ceiling Fixture | Incandescent |  | Standard A Lamp | 1 | 40 | Master Bedroom
Floor lamp | Compact Fluorescent |  | Twist | 1 | 13 | Master Bedroom
Ceiling Fixture | Compact Fluorescent |  | Twist | 2 | 13 | Office
Floor lamp | Halogen |  | Quartz Tube | 1 | 100 | Office
Ceiling Fixture | Linear Fluorescent | 48 | T-12 | 2 | 40 | Other
Ceiling Fixture | Compact Fluorescent |  | Twist | 2 | 13 | Bedroom
Floor lamp | Compact Fluorescent |  | Twist | 1 | 13 | Bedroom
Ceiling Fixture | Incandescent |  | Standard A Lamp | 2 | 60 | Bedroom
Floor lamp | Compact Fluorescent |  | Twist | 1 | 15 | Bedroom
Floor lamp | Incandescent |  | Standard A Lamp | 1 | 60 | Bedroom
Recessed Can | Incandescent |  | Reflector | 1 | 75 | Hall
Wall Mount | Halogen |  | PAR | 2 | 100 | Bathroom
Recessed Can | Compact Fluorescent |  | Flood | 1 | 13 | Closet
Ceiling Fixture | Compact Fluorescent |  | Twist | 1 | 13 | Closet
Recessed Can | Incandescent |  | Reflector | 1 | 50 | Other
Ceiling Fixture | Incandescent |  | Standard A Lamp | 1 | 150 | Garage
Ceiling Fixture | Compact Fluorescent |  | Flood | 1 | 13 | Bedroom
Floor lamp | Compact Fluorescent |  | Twist | 1 | 18 | Bedroom
Ceiling Fixture | Incandescent |  | Standard A Lamp | 1 | 65 | Bathroom
Recessed Can | Compact Fluorescent |  | Flood | 1 | 13 | Hall
Recessed Can | Compact Fluorescent |  | Flood | 1 | 13 | Kitchen
Ceiling Fixture | Compact Fluorescent |  | Flood | 1 | 13 | Laundry Room
Torchiere | Incandescent |  | Standard A Lamp | 1 | 250 | Living Room
Floor lamp | Compact Fluorescent |  | Twist | 1 | 13 | Living Room
Recessed Can | Incandescent |  | Reflector | 1 | 65 | Living Room
Wall Mount | Halogen |  | PAR | 2 | 100 | Bathroom
Recessed Can | Compact Fluorescent |  | Flood | 1 | 13 | Bathroom
Chandelier (Hanging) | Incandescent |  | Decorative | 4 | 40 | Bathroom
Ceiling Fan | Halogen |  | PAR | 1 | 100 | Master Bedroom
Floor lamp | Compact Fluorescent |  | Twist | 1 | 18 | Office
Ceiling Fan | Halogen |  | PAR | 1 | 100 | Office
Recessed Can | Incandescent |  | Reflector | 1 | 50 | Family Room
Wall Mount | Incandescent |  | Standard A Lamp | 2 | 60 | Bathroom
Ceiling Fixture | Incandescent |  | Standard A Lamp | 1 | 60 | Bathroom
Wall Mount | Incandescent |  | Standard A Lamp | 4 | 60 | Bathroom
Ceiling Fixture | Incandescent |  | Standard A Lamp | 1 | 60 | Bathroom
Table | Incandescent |  | Standard A Lamp | 1 | 100 | Bedroom
Floor lamp | Incandescent |  | Standard A Lamp | 3 | 100 | Bedroom
Recessed - other | Incandescent |  | Reflector | 1 | 50 | Bedroom
Ceiling Fixture | Incandescent |  | Standard A Lamp | 1 | 60 | Closet
Ceiling Fixture | Linear Fluorescent | 48 | T-8 | 4 | 32 | Closet
Recessed - other | Incandescent |  | Standard A Lamp | 1 | 40 | Closet
Recessed Can | Incandescent |  | Reflector | 1 | 65 | Closet
Recessed Can | Incandescent |  | Reflector | 1 | 65 | Closet
Recessed Can | Incandescent |  | Reflector | 1 | 65 | Hall
Ceiling Fixture | Incandescent |  | Standard A Lamp | 1 | 100 | Hall
Chandelier (Hanging) | Incandescent |  | Globe | 4 | 60 | Kitchen
Ceiling Fixture | Incandescent |  | Reflector | 2 | 25 | Kitchen
Table | Incandescent |  | Standard A Lamp | 1 | 200 | Living Room
Table | Incandescent |  | Standard A Lamp | 1 | 60 | Living Room
Wall Mount | Halogen |  | PAR | 1 | 50 | Living Room
Ceiling Fixture | Incandescent |  | Standard A Lamp | 1 | 100 | Other
Ceiling Fixture | Halogen |  | MR | 1 | 100 | Other
Wall Mount | Incandescent |  | Standard A Lamp | 3 | 60 | Bathroom
Ceiling Fixture | Incandescent |  | Heat Lamp | 2 | 250 | Bathroom
Ceiling Fan | Incandescent |  | Decorative | 3 | 60 | Bedroom
Ceiling Fan | Incandescent |  | Standard A Lamp | 1 | 60 | Bedroom
Floor lamp | Compact Fluorescent |  | Twist | 1 | 13 | Bedroom
Chandelier (Hanging) | Incandescent |  | Decorative | 5 | 40 | Dining Room
Ceiling Fixture | Incandescent |  | Standard A Lamp | 1 | 60 | Hall
Ceiling Fixture | Incandescent |  | Standard A Lamp | 3 | 60 | Kitchen
Ceiling Fixture | Compact Fluorescent |  | Twist | 1 | 13 | Kitchen
Ceiling Fixture | Compact Fluorescent |  | Twist | 1 | 23 | Laundry Room
Floor lamp | Incandescent |  | Standard A Lamp | 1 | 60 | Living Room
Floor lamp | Compact Fluorescent |  | Twist | 3 | 13 | Living Room
Wall Mount | Incandescent |  | Decorative | 1 | 40 | Hall
Ceiling Fixture | Incandescent |  | Standard A Lamp | 2 | 60 | Bathroom
Ceiling Fan | Incandescent |  | Standard A Lamp | 1 | 60 | Bedroom
Floor lamp | Incandescent |  | Standard A Lamp | 1 | 60 | Bedroom
Ceiling Fixture | Linear Fluorescent | 48 | T-12 | 3 | 40 | Other
Recessed Can | Incandescent |  | Reflector | 1 | 65 | Bathroom
Ceiling Fan | Incandescent |  | Globe | 4 | 40 | Bedroom
Table | Halogen |  | MR | 5 | 10 | Bedroom
Ceiling Fan | Incandescent |  | Globe | 4 | 60 | Office
Ceiling Fixture | Compact Fluorescent |  | Twist | 1 | 15 | Hall
Ceiling Fixture | Halogen |  | MR | 1 | 50 | Kitchen
Chandelier (Hanging) | Incandescent |  | Globe | 3 | 40 | Kitchen
Chandelier (Hanging) | Halogen |  | Quartz Tube | 1 | 50 | Kitchen
Recessed Can | Incandescent |  | Reflector | 1 | 65 | Living Room
Table | Incandescent |  | Decorative | 2 | 25 | Living Room
Wall Mount | Incandescent |  | Decorative | 1 | 25 | Living Room
Other | Compact Fluorescent |  | Mini base | 1 | 7 | Living Room
Floor lamp | Halogen |  | MR | 5 | 20 | Living Room
Ceiling Fixture | Incandescent |  | Standard A Lamp | 1 | 100 | Other
Ceiling Fixture | Incandescent |  | Standard A Lamp | 1 | 100 | Other
Wall Mount | Incandescent |  | Clear | 4 | 60 | Bathroom
Recessed Can | Incandescent |  | Reflector | 1 | 65 | Hall
Ceiling Fixture | Incandescent |  | Standard A Lamp | 1 | 60 | Garage
Recessed Can | Incandescent |  | Reflector | 1 | 65 | Kitchen
Chandelier (Hanging) | Incandescent |  | Decorative | 1 | 60 | Kitchen
Ceiling Fixture | Compact Fluorescent | 24 | Circline (Screw Base) | 2 | 28 | Laundry Room
Recessed Can | Incandescent |  | Reflector | 1 | 65 | Living Room
Wall Mount | Incandescent |  | Clear | 6 | 60 | Bathroom
Ceiling Fan | Incandescent |  | Standard A Lamp | 3 | 60 | Master Bedroom
Recessed Can | Incandescent |  | Reflector | 1 | 65 | Master Bedroom
Ceiling Fixture | Compact Fluorescent | 24 | Circline (Screw Base) | 2 | 28 | Closet
Ceiling Fixture | Incandescent |  | Reflector | 1 | 65 | Office
Ceiling Fixture | Compact Fluorescent | 24 | Circline (Screw Base) | 2 | 26 | Closet
Ceiling Fixture | Incandescent |  | Reflector | 1 | 65 | Other
Ceiling Fixture | Incandescent |  | Standard A Lamp | 1 | 60 | Bathroom
Wall Mount | Incandescent |  | Globe | 4 | 40 | Bathroom
Ceiling Fixture | Incandescent |  | Standard A Lamp | 2 | 60 | Closet
Ceiling Fan | Compact Fluorescent |  | Twist | 3 | 22 | Other
Ceiling Fixture | Incandescent |  | Standard A Lamp | 2 | 60 | Hall
Ceiling Fixture | Incandescent |  | Decorative | 3 | 40 | Hall
Ceiling Fixture | Incandescent |  | Standard A Lamp | 1 | 65 | Hall
Recessed Can | Halogen |  | MR | 1 | 50 | Kitchen
Chandelier (Hanging) | Incandescent |  | Mini base | 1 | 40 | Kitchen
Ceiling Fan | Incandescent |  | Globe | 4 | 40 | Kitchen
Ceiling Fixture | Linear Fluorescent | 48 | T-12 | 2 | 40 | Laundry Room
Table | Incandescent |  | 3-Way Incandescent | 1 | 90 | Living Room
Floor lamp | Incandescent |  | 3-Way Incandescent | 1 | 75 | Living Room
Wall Mount | Compact Fluorescent |  | Twist | 3 | 15 | Bathroom
Ceiling Fixture | Incandescent |  | Standard A Lamp | 1 | 75 | Bathroom
Ceiling Fan | Incandescent |  | Decorative | 3 | 60 | Master Bedroom
Table | Incandescent |  | Decorative | 1 | 40 | Master Bedroom
Chandelier (Hanging) | Compact Fluorescent |  | Twist | 1 | 22 | Family Room
Floor lamp | Compact Fluorescent |  | Straight Tube | 1 | 28 | Family Room
Table | Incandescent |  | Mini base | 1 | 40 | Family Room
Table | Compact Fluorescent |  | Twist | 2 | 15 | Office
Floor lamp | Halogen |  | MR | 2 | 150 | Office
Floor lamp | Compact Fluorescent |  | Straight Tube | 1 | 28 | Office
Wall Mount | Incandescent |  | Mini base | 3 | 60 | Bathroom
Wall Mount | Incandescent |  | Globe | 4 | 60 | Bathroom
Table | Incandescent |  | Decorative | 1 | 60 | Bedroom
Table | Incandescent |  | Standard A Lamp | 1 | 60 | Bedroom
Ceiling Fixture | Incandescent |  | Reflector | 1 | 75 | Bedroom
Ceiling Fixture | Compact Fluorescent |  | Twist | 2 | 13 | Bedroom
Table | Incandescent |  | Standard A Lamp | 1 | 40 | Bedroom
Table | Halogen |  | MR | 1 | 50 | Bedroom
Ceiling Fixture | Compact Fluorescent |  | Twist | 2 | 13 | Bedroom
Floor lamp | Compact Fluorescent |  | Twist | 3 | 26 | Bedroom
Table | Compact Fluorescent |  | Twist | 1 | 13 | Bedroom
Ceiling Fixture | Linear Fluorescent | 48 | T-12 | 2 | 40 | Bedroom
Table | Incandescent |  | Standard A Lamp | 1 | 40 | Bedroom
Ceiling Fixture | Linear Fluorescent | 48 | T-12 | 2 | 40 | Bedroom
Table | Incandescent |  | Decorative | 1 | 60 | Bedroom
Ceiling Fixture | Linear Fluorescent | 48 | T-12 | 2 | 40 | Bedroom
Table | Incandescent |  | Standard A Lamp | 1 | 75 | Bedroom
Chandelier (Hanging) | Incandescent |  | Mini base | 5 | 60 | Dining Room
Table | Incandescent |  | Standard A Lamp | 1 | 40 | Dining Room
Recessed Can | Compact Fluorescent |  | Twist | 1 | 26 | Family Room
Recessed Can | Incandescent |  | Reflector | 1 | 75 | Family Room
Ceiling Fixture | Compact Fluorescent |  | Twist | 1 | 26 | Other
Garage door opener | Incandescent |  | Standard A Lamp | 1 | 60 | Garage
Ceiling Fixture | Incandescent |  | Reflector | 1 | 75 | Garage
Wall Mount | Incandescent |  | Mini base | 1 | 60 | Hall
Chandelier (Hanging) | Incandescent |  | Standard A Lamp | 3 | 60 | Hall
Wall Mount | Incandescent |  | Standard A Lamp | 1 | 40 | Hall
Chandelier (Hanging) | Halogen |  | MR | 1 | 50 | Kitchen
Recessed Can | Incandescent |  | Reflector | 1 | 75 | Kitchen
Ceiling Fixture | Linear Fluorescent | 48 | T-12 | 2 | 40 | Laundry Room
Recessed Can | Incandescent |  | Reflector | 1 | 65 | Living Room
Table | Compact Fluorescent |  | Twist | 1 | 26 | Living Room
Table | Compact Fluorescent |  | Twist | 1 | 20 | Living Room
Table | Incandescent |  | Mini base | 1 | 60 | Living Room
Wall Mount | Incandescent |  | Globe | 8 | 60 | Bathroom
Ceiling Fixture | Incandescent |  | Standard A Lamp | 1 | 60 | Bathroom
Track | Incandescent |  | Reflector | 2 | 75 | Master Bedroom
Table | Incandescent |  | Standard A Lamp | 1 | 60 | Master Bedroom
Table | Incandescent |  | Standard A Lamp | 1 | 40 | Master Bedroom
Recessed Can | Incandescent |  | Reflector | 1 | 75 | Closet
Ceiling Fixture | Linear Fluorescent | 48 | T-12 | 2 | 40 | Garage
Architectural | Compact Fluorescent |  | Twist | 1 | 15 | Hall
Chandelier (Hanging) | Incandescent |  | Decorative | 3 | 40 | Other
Ceiling Fixture | Incandescent |  | Standard A Lamp | 1 | 60 | Garage
Garage door opener | Incandescent |  | Standard A Lamp | 2 | 40 | Garage
Recessed Can | Compact Fluorescent |  | Flood | 1 | 18 | Bedroom
Floor lamp | Incandescent |  | Standard A Lamp | 1 | 60 | Bedroom
Floor lamp | Incandescent |  | Reflector | 3 | 60 | Bedroom
Chandelier (Hanging) | Incandescent |  | Globe | 5 | 40 | Kitchen
Recessed Can | Compact Fluorescent |  | Flood | 1 | 18 | Kitchen
Ceiling Fixture | Incandescent |  | Standard A Lamp | 1 | 60 | Laundry Room
Ceiling Fixture | Compact Fluorescent |  | Twist | 2 | 25 | Office
Floor lamp | Incandescent |  | 3-Way Incandescent | 1 | 250 | Office
Ceiling Fixture | Compact Fluorescent |  | Twist | 2 | 25 | Office
Wall Mount | Incandescent |  | Decorative | 2 | 40 | Office
Wall Mount | Incandescent |  | Standard A Lamp | 1 | 75 | Office
Floor lamp | Compact Fluorescent |  | Twist | 1 | 15 | Living Room
Floor lamp | Incandescent |  | 3-Way Incandescent | 1 | 150 | Living Room
Floor lamp | Incandescent |  | Reflector | 2 | 65 | Living Room
Wall Mount | Incandescent |  | Globe | 3 | 40 | Bathroom
Ceiling Fixture | Incandescent |  | Standard A Lamp | 1 | 60 | Hall
Ceiling Fixture | Incandescent |  | Standard A Lamp | 1 | 60 | Bathroom
Ceiling Fan | Incandescent |  | Standard A Lamp | 4 | 40 | Master Bedroom
Recessed Can | Compact Fluorescent |  | Flood | 1 | 18 | Master Bedroom
Torchiere | Compact Fluorescent |  | Twist | 1 | 25 | Master Bedroom
Floor lamp | Incandescent |  | 3-Way Incandescent | 1 | 150 | Master Bedroom
Floor lamp | Compact Fluorescent |  | Twist | 1 | 25 | Master Bedroom
Chandelier (Hanging) | Incandescent |  | Globe | 1 | 40 | Office
Floor lamp | Incandescent |  | Reflector | 3 | 50 | Office
Ceiling Fixture | Incandescent |  | Standard A Lamp | 4 | 40 | Bedroom
Floor lamp | Compact Fluorescent |  | Twist | 1 | 25 | Bedroom
Floor lamp | Incandescent |  | Mini base | 1 | 20 | Bedroom
Recessed Can | Compact Fluorescent |  | Flood | 1 | 18 | Bedroom
Chandelier (Hanging) | Incandescent |  | Standard A Lamp | 1 | 100 | Hall
Ceiling Fixture | Compact Fluorescent |  | Twist | 1 | 25 | Bedroom
Wall Mount | Incandescent |  | Globe | 3 | 40 | Bathroom
Ceiling Fixture | Incandescent |  | Standard A Lamp | 1 | 25 | Bathroom
Ceiling Fixture | Compact Fluorescent |  | Twist | 2 | 15 | Living Room
Chandelier (Hanging) | Incandescent |  | Standard A Lamp | 3 | 40 | Hall
Ceiling Fixture | Incandescent |  | Standard A Lamp | 1 | 60 | Other
Chandelier (Hanging) | Incandescent |  | Standard A Lamp | 2 | 100 | Dining Room
Recessed Can | Compact Fluorescent |  | Flood | 1 | 22 | Kitchen
Table | Compact Fluorescent |  | Twist | 1 | 15 | Bedroom
Wall Mount | Incandescent |  | Mini base | 1 | 60 | Hall
Wall Mount | Incandescent |  | Standard A Lamp | 3 | 40 | Bathroom
Ceiling Fan | Incandescent |  | Decorative | 3 | 25 | Master Bedroom
Wall Mount | Compact Fluorescent |  | Twist | 1 | 15 | Master Bedroom
Table | Compact Fluorescent |  | Twist | 1 | 15 | Master Bedroom
Table | Incandescent |  | Standard A Lamp | 2 | 60 | Office
Ceiling Fixture | Compact Fluorescent |  | Twist | 2 | 15 | Closet
Ceiling Fixture | Incandescent |  | Clear | 1 | 40 | Other
Table | Compact Fluorescent |  | Twist | 1 | 14 | Other
Wall Mount | Compact Fluorescent |  | Twist | 2 | 14 | Bathroom
Ceiling Fixture | Compact Fluorescent |  | Twist | 3 | 14 | Bedroom
Ceiling Fixture | Compact Fluorescent |  | Twist | 3 | 14 | Bedroom
Ceiling Fixture | Compact Fluorescent |  | Twist | 3 | 14 | Bedroom
Ceiling Fixture | Compact Fluorescent |  | Twist | 1 | 14 | Hall
Ceiling Fixture | Compact Fluorescent |  | Twist | 2 | 14 | Family Room
Torchiere | Halogen |  | Quartz Tube | 1 | 300 | Family Room
Ceiling Fixture | Linear Fluorescent | 48 | T-12 | 2 | 40 | Garage
Ceiling Fixture | Compact Fluorescent |  | Twist | 1 | 14 | Garage
Track | Incandescent |  | Reflector | 8 | 75 | Hall
Ceiling Fixture | Halogen |  | PAR | 2 | 50 | Kitchen
Track | Compact Fluorescent |  | Reflector | 3 | 15 | Kitchen
Ceiling Fan | Compact Fluorescent |  | Twist | 1 | 14 | Kitchen
Ceiling Fixture | Linear Fluorescent | 48 | T-12 | 2 | 40 | Laundry Room
Track | Compact Fluorescent |  | Reflector | 7 | 14 | Living Room
Torchiere | Halogen |  | Quartz Tube | 1 | 300 | Living Room
Ceiling Fixture | Compact Fluorescent |  | Twist | 5 | 14 | Bathroom
Ceiling Fixture | Halogen |  | PAR | 1 | 50 | Master Bedroom
Ceiling Fixture | Linear Fluorescent | 48 | T-12 | 2 | 40 | Master Bedroom
Table | Compact Fluorescent |  | Twist | 1 | 14 | Office
Ceiling Fixture | Compact Fluorescent |  | Twist | 2 | 14 | Office
Wall Mount | Incandescent |  | Clear | 6 | 40 | Bathroom
Table | Incandescent |  | Standard A Lamp | 1 | 60 | Bedroom
Ceiling Fixture | Incandescent |  | Standard A Lamp | 1 | 60 | Bedroom
Chandelier (Hanging) | Incandescent |  | Clear | 5 | 60 | Dining Room
Recessed Can | Incandescent |  | Reflector | 1 | 65 | Dining Room
Recessed Can | Incandescent |  | Reflector | 1 | 65 | Other
Recessed Can | Incandescent |  | Reflector | 1 | 65 | Family Room
Ceiling Fixture | Incandescent |  | Decorative | 3 | 25 | Other
Ceiling Fixture | Incandescent |  | Reflector | 3 | 65 | Garage
Garage door opener | Incandescent |  | Standard A Lamp | 1 | 60 | Garage
Ceiling Fixture | Linear Fluorescent | 96 | T-12 | 2 | 40 | Garage
Ceiling Fixture | Incandescent |  | Decorative | 3 | 25 | Hall
Recessed Can | Incandescent |  | Reflector | 1 | 65 | Kitchen
Ceiling Fixture | Linear Fluorescent | 48 | T-12 | 2 | 32 | Laundry Room
Recessed Can | Incandescent |  | Reflector | 1 | 65 | Living Room
Table | Incandescent |  | 3-Way Incandescent | 1 | 150 | Living Room
Wall Mount | Incandescent |  | Clear | 6 | 40 | Bathroom
Ceiling Fan | Incandescent |  | Standard A Lamp | 1 | 60 | Bathroom
Recessed Can | Incandescent |  | Reflector | 1 | 65 | Bathroom
Recessed Can | Incandescent |  | Reflector | 1 | 65 | Master Bedroom
Table | Incandescent |  | Standard A Lamp | 1 | 60 | Master Bedroom
Ceiling Fixture | Linear Fluorescent | 24 | T-4 | 1 | 20 | Other
Recessed Can | Incandescent |  | Reflector | 1 | 65 | Dining Room
Track | Incandescent |  | Reflector | 3 | 65 | Office
Wall Mount | Incandescent |  | Clear | 5 | 40 | Bathroom
Recessed Can | Incandescent |  | Clear | 1 | 65 | Bathroom
Table | Incandescent |  | Standard A Lamp | 1 | 40 | Living Room
Table | Incandescent |  | Standard A Lamp | 1 | 100 | Living Room
Ceiling Fixture | Incandescent |  | Standard A Lamp | 4 | 100 | Living Room
Wall Mount | Incandescent |  | Standard A Lamp | 1 | 40 | Living Room
Ceiling Fixture | Incandescent |  | Standard A Lamp | 1 | 100 | Living Room
Ceiling Fixture | Incandescent |  | Standard A Lamp | 1 | 40 | Hall
Ceiling Fixture | Incandescent |  | Standard A Lamp | 1 | 100 | Bedroom
Wall Mount | Incandescent |  | Standard A Lamp | 2 | 100 | Bathroom
Ceiling Fixture | Compact Fluorescent |  | Twist | 1 | 15 | Master Bedroom
Wall Mount | Incandescent |  | Standard A Lamp | 4 | 60 | Bathroom
Ceiling Fixture | Incandescent |  | Standard A Lamp | 3 | 60 | Bedroom
Table | Incandescent |  | Decorative | 1 | 60 | Bedroom
Ceiling Fixture | Incandescent |  | Standard A Lamp | 3 | 60 | Bedroom
Table | Incandescent |  | Decorative | 2 | 40 | Bedroom
Recessed Can | Incandescent |  | Reflector | 1 | 65 | Other
Exit | Incandescent |  | Standard A Lamp | 2 | 60 | Garage
Ceiling Fixture | Incandescent |  | Standard A Lamp | 1 | 100 | Garage
Recessed Can | Incandescent |  | Reflector | 1 | 65 | Kitchen
Chandelier (Hanging) | Incandescent |  | Clear | 1 | 40 | Kitchen
Chandelier (Hanging) | Incandescent |  | Decorative | 6 | 40 | Kitchen
Ceiling Fixture | Incandescent |  | Standard A Lamp | 2 | 60 | Laundry Room
Recessed Can | Incandescent |  | Reflector | 1 | 60 | Living Room
Ceiling Fan | Incandescent |  | Standard A Lamp | 2 | 60 | Living Room
Floor lamp | Incandescent |  | Standard A Lamp | 1 | 150 | Living Room
Ceiling Fixture | Incandescent |  | Standard A Lamp | 2 | 60 | Bathroom
Wall Mount | Incandescent |  | Standard A Lamp | 3 | 60 | Bathroom
Recessed Can | Incandescent |  | Reflector | 1 | 65 | Bathroom
Ceiling Fixture | Incandescent |  | Standard A Lamp | 2 | 60 | Closet
Ceiling Fan | Incandescent |  | Standard A Lamp | 2 | 60 | Master Bedroom
Recessed Can | Incandescent |  | Clear | 1 | 40 | Master Bedroom
Table | Incandescent |  | Standard A Lamp | 1 | 60 | Master Bedroom
Wall Mount | Incandescent |  | Standard A Lamp | 2 | 60 | Other
Ceiling Fixture | Incandescent |  | Standard A Lamp | 2 | 60 | Other
Ceiling Fixture | Incandescent |  | Standard A Lamp | 3 | 60 | Office
Table | Incandescent |  | Decorative | 1 | 60 | Office
Wall Mount | Incandescent |  | Standard A Lamp | 3 | 60 | Bathroom
Ceiling Fixture | Incandescent |  | Standard A Lamp | 2 | 60 | Hall
Ceiling Fixture | Incandescent |  | Standard A Lamp | 3 | 60 | Hall
Table | Incandescent |  | Decorative | 1 | 60 | Hall
Ceiling Fixture | Incandescent |  | Standard A Lamp | 3 | 60 | Bedroom
Ceiling Fixture | Incandescent |  | Standard A Lamp | 2 | 60 | Bedroom
Table | Incandescent |  | Decorative | 3 | 40 | Bedroom
Ceiling Fixture | Incandescent |  | Standard A Lamp | 1 | 60 | Other
Ceiling Fixture | Linear Fluorescent | 96 | T-12 | 2 | 60 | Other
Garage door opener | Incandescent |  | Standard A Lamp | 1 | 60 | Other
Ceiling Fixture | Incandescent |  | Standard A Lamp | 3 | 60 | Bedroom
Ceiling Fixture | Incandescent |  | Standard A Lamp | 2 | 60 | Hall
Chandelier (Hanging) | Incandescent |  | Decorative | 9 | 60 | Hall
Wall Mount | Incandescent |  | Mini base | 1 | 25 | Hall
Ceiling Fixture | Incandescent |  | Standard A Lamp | 3 | 60 | Other
Wall Mount | Incandescent |  | Standard A Lamp | 3 | 60 | Bathroom
Wall Mount | Incandescent |  | Standard A Lamp | 2 | 60 | Bathroom
Ceiling Fixture | Incandescent |  | Heat Lamp | 1 | 150 | Bathroom
Ceiling Fixture | Incandescent |  | Standard A Lamp | 2 | 60 | Bedroom
Ceiling Fixture | Incandescent |  | Standard A Lamp | 1 | 60 | Garage
Garage door opener | Incandescent |  | Standard A Lamp | 1 | 60 | Garage
Recessed Can | Compact Fluorescent |  | Reflector | 1 | 22 | Hall
Chandelier (Hanging) | Incandescent |  | Standard A Lamp | 3 | 60 | Kitchen
Recessed Can | Compact Fluorescent |  | Reflector | 1 | 22 | Kitchen
Chandelier (Hanging) | Compact Fluorescent |  | Decorative | 1 | 7 | Kitchen
Ceiling Fixture | Compact Fluorescent |  | Twist | 2 | 22 | Laundry Room
Recessed Can | Compact Fluorescent |  | Reflector | 1 | 22 | Living Room
Architectural | Linear Fluorescent | 60 | T-8 | 1 | 32 | Living Room
Table | Incandescent |  | Standard A Lamp | 1 | 60 | Living Room
Wall Mount | Incandescent |  | Standard A Lamp | 4 | 40 | Bathroom
Ceiling Fixture | Incandescent |  | Standard A Lamp | 3 | 65 | Master Bedroom
Table | Incandescent |  | 3-Way Incandescent | 1 | 75 | Master Bedroom
Ceiling Fixture | Incandescent |  | Standard A Lamp | 2 | 60 | Office
Wall Mount | Incandescent |  | Globe | 4 | 60 | Bathroom
Wall Mount | Incandescent |  | Globe | 4 | 40 | Bathroom
Wall Mount | Incandescent |  | Standard A Lamp | 1 | 60 | Bathroom
Ceiling Fixture | Compact Fluorescent |  | Twist | 2 | 15 | Bedroom
Table | Linear Fluorescent | 72 | T-4 | 4 | 32 | Bedroom
Ceiling Fixture | Compact Fluorescent |  | Twist | 2 | 15 | Bedroom
Floor lamp | Linear Fluorescent | 72 | T-4 | 4 | 32 | Bedroom
Ceiling Fixture | Incandescent |  | Standard A Lamp | 1 | 60 | Closet
Ceiling Fan | Compact Fluorescent |  | Twist | 3 | 15 | Dining Room
Ceiling Fixture | Incandescent |  | Standard A Lamp | 2 | 65 | Family Room
Floor lamp | Compact Fluorescent |  | Twist | 1 | 15 | Family Room
Ceiling Fixture | Incandescent |  | Standard A Lamp | 1 | 60 | Garage
Ceiling Fixture | Linear Fluorescent | 48 | T-5 | 2 | 32 | Garage
Ceiling Fixture | Incandescent |  | Standard A Lamp | 1 | 60 | Hall
Ceiling Fixture | Linear Fluorescent | 60 | T-8 | 2 | 40 | Kitchen
Recessed Can | Compact Fluorescent |  | Twist | 1 | 15 | Kitchen
Ceiling Fixture | Incandescent |  | Standard A Lamp | 2 | 60 | Laundry Room
Ceiling Fan | Compact Fluorescent |  | Twist | 4 | 15 | Living Room
Floor lamp | Compact Fluorescent |  | Twist | 1 | 15 | Living Room
Ceiling Fixture | Incandescent |  | Standard A Lamp | 1 | 60 | Living Room
Wall Mount | Compact Fluorescent |  | Globe | 8 | 15 | Bathroom
Ceiling Fixture | Compact Fluorescent |  | Twist | 2 | 15 | Master Bedroom
Floor lamp | Incandescent |  | Standard A Lamp | 1 | 150 | Master Bedroom
Floor lamp | Linear Fluorescent | 72 | T-4 | 4 | 32 | Master Bedroom
Ceiling Fixture | Linear Fluorescent | 48 | T-8 | 2 | 32 | Office
Recessed Can | Incandescent |  | Standard A Lamp | 1 | 65 | Other
Ceiling Fixture | Incandescent |  | Standard A Lamp | 1 | 60 | Bathroom
Wall Mount | Incandescent |  | Globe | 3 | 75 | Bathroom
Recessed Can | Incandescent |  | Standard A Lamp | 1 | 65 | Bathroom
Ceiling Fixture | Incandescent |  | Standard A Lamp | 2 | 65 | Bedroom
Chandelier (Hanging) | Incandescent |  | Standard A Lamp | 2 | 75 | Dining Room
Recessed Can | Incandescent |  | Reflector | 1 | 65 | Hall
Recessed - other | Compact Fluorescent |  | Reflector | 1 | 22 | Hall
Recessed - other | Compact Fluorescent |  | Reflector | 1 | 22 | Hall
Recessed - other | Compact Fluorescent |  | Reflector | 1 | 22 | Hall
Recessed Can | Incandescent |  | Reflector | 1 | 75 | Kitchen
Track | Incandescent |  | Standard A Lamp | 2 | 60 | Kitchen
Chandelier (Hanging) | Incandescent |  | Standard A Lamp | 1 | 60 | Kitchen
Recessed Can | Incandescent |  | Reflector | 1 | 65 | Laundry Room
Floor lamp | Incandescent |  | Standard A Lamp | 1 | 100 | Living Room
Wall Mount | Incandescent |  | Standard A Lamp | 2 | 65 | Living Room
Chandelier (Hanging) | Incandescent |  | Standard A Lamp | 1 | 60 | Living Room
Recessed - other | Compact Fluorescent |  | Twist | 4 | 22 | Bathroom
Wall Mount | Incandescent |  | Standard A Lamp | 1 | 60 | Bathroom
Table | Compact Fluorescent |  | Twist | 1 | 22 | Bedroom
Wall Mount | Incandescent |  | Standard A Lamp | 1 | 65 | Bedroom
Recessed Can | Compact Fluorescent |  | Reflector | 1 | 22 | Closet
Table | Compact Fluorescent |  | Twist | 1 | 22 | Office
Ceiling Fixture | Incandescent |  | Standard A Lamp | 3 | 60 | Bedroom
Table | Incandescent |  | Standard A Lamp | 1 | 60 | Bedroom
Low bay | Linear Fluorescent | 48 | T-12 | 2 | 40 | Other
Ceiling Fixture | Incandescent |  | Standard A Lamp | 1 | 65 | Other
Ceiling Fixture | Incandescent |  | Standard A Lamp | 1 | 65 | Other
Recessed Can | Incandescent |  | Standard A Lamp | 1 | 65 | Other
Wall Mount | Compact Fluorescent |  | Twist | 2 | 15 | Bathroom
Wall Mount | Compact Fluorescent |  | Twist | 2 | 15 | Bathroom
Wall Mount | Compact Fluorescent |  | Twist | 2 | 15 | Bathroom
Ceiling Fixture | Compact Fluorescent |  | Twist | 1 | 15 | Closet
Ceiling Fixture | Compact Fluorescent |  | Twist | 3 | 15 | Dining Room
Chandelier (Hanging) | Compact Fluorescent |  | Twist | 1 | 42 | Hall
Ceiling Fixture | Compact Fluorescent |  | Twist | 2 | 15 | Hall
Chandelier (Hanging) | Incandescent |  | Standard A Lamp | 5 | 60 | Family Room
Torchiere | Compact Fluorescent |  | Twist | 1 | 36 | Family Room
Floor lamp | Compact Fluorescent |  | Twist | 1 | 22 | Family Room
Ceiling Fixture | Compact Fluorescent |  | Straight Tube | 1 | 22 | Garage
Ceiling Fixture | Linear Fluorescent | 48 | T-12 | 4 | 32 | Kitchen
Ceiling Fixture | Compact Fluorescent |  | Twist | 1 | 15 | Kitchen
Architectural | Halogen |  | Quartz Tube | 1 | 20 | Kitchen
Chandelier (Hanging) | Compact Fluorescent |  | Twist | 1 | 15 | Laundry Room
Torchiere | Compact Fluorescent |  | Twist | 1 | 36 | Living Room
Floor lamp | Compact Fluorescent |  | Twist | 1 | 22 | Living Room
Ceiling Fan | Incandescent |  | Standard A Lamp | 2 | 60 | Living Room
Ceiling Fixture | Compact Fluorescent |  | Twist | 2 | 22 | Master Bedroom
Table | Compact Fluorescent |  | Twist | 1 | 15 | Master Bedroom
Ceiling Fixture | Compact Fluorescent |  | Twist | 2 | 15 | Office
Ceiling Fixture | Compact Fluorescent |  | Twist | 2 | 15 | Bedroom
Table | Incandescent |  | Standard A Lamp | 1 | 60 | Bedroom
Ceiling Fixture | Compact Fluorescent |  | Circline (Screw Base) | 1 | 28 | Closet
Ceiling Fixture | Compact Fluorescent |  | Twist | 2 | 15 | Bedroom
Ceiling Fixture | Compact Fluorescent |  | Twist | 2 | 22 | Bathroom
Ceiling Fixture | Compact Fluorescent |  | Twist | 1 | 22 | Bedroom
Ceiling Fixture | Compact Fluorescent |  | Twist | 1 | 22 | Dining Room
Ceiling Fixture | Compact Fluorescent |  | Twist | 3 | 22 | Kitchen
Ceiling Fixture | Incandescent |  | Standard A Lamp | 1 | 60 | Laundry Room
Floor lamp | Compact Fluorescent |  | Twist | 1 | 22 | Living Room
Table | Compact Fluorescent |  | Twist | 1 | 22 | Living Room
Ceiling Fixture | Compact Fluorescent |  | Twist | 1 | 22 | Living Room
Ceiling Fixture | Compact Fluorescent |  | Twist | 1 | 22 | Office
Table | Compact Fluorescent |  | Twist | 1 | 22 | Office
Wall Mount | Compact Fluorescent |  | Twist | 2 | 13 | Bathroom
Wall Mount | Incandescent |  | Globe | 4 | 60 | Bathroom
Ceiling Fan | Compact Fluorescent |  | Twist | 3 | 13 | Master Bedroom
Table | Incandescent |  | Decorative | 2 | 60 | Master Bedroom
Ceiling Fixture | Compact Fluorescent |  | Twist | 2 | 13 | Bedroom
Ceiling Fixture | Compact Fluorescent |  | Twist | 2 | 13 | Bedroom
Table | Incandescent |  | Standard A Lamp | 1 | 60 | Bedroom
Ceiling Fixture | Compact Fluorescent |  | Twist | 2 | 13 | Bedroom
Table | Compact Fluorescent |  | Twist | 1 | 13 | Bedroom
Ceiling Fixture | Compact Fluorescent |  | Twist | 2 | 13 | Bedroom
Table | Compact Fluorescent |  | Twist | 1 | 13 | Bedroom
Chandelier (Hanging) | Compact Fluorescent |  | Twist | 3 | 13 | Dining Room
Ceiling Fixture | Compact Fluorescent |  | Twist | 2 | 15 | Family Room
Other | Linear Fluorescent | 24 | T-8 | 1 | 20 | Family Room
Other | Linear Fluorescent | 18 | T-8 | 1 | 15 | Family Room
Ceiling Fixture | Linear Fluorescent | 48 | T-12 | 4 | 40 | Garage
Ceiling Fixture | Incandescent |  | Standard A Lamp | 1 | 60 | Garage
Ceiling Fixture | Linear Fluorescent | 96 | T-12 | 1 | 75 | Garage
Ceiling Fixture | Incandescent |  | Standard A Lamp | 1 | 60 | Hall
Chandelier (Hanging) | Compact Fluorescent |  | Twist | 6 | 15 | Kitchen
Ceiling Fixture | Compact Fluorescent |  | Twist | 3 | 13 | Kitchen
Ceiling Fixture | Incandescent |  | Standard A Lamp | 1 | 60 | Kitchen
Architectural | Incandescent |  | Mini base | 2 | 40 | Kitchen
Recessed Can | Incandescent |  | Reflector | 1 | 65 | Kitchen
Other | Linear Fluorescent | 18 | T-8 | 1 | 12 | Living Room
Table | Incandescent |  | Standard A Lamp | 1 | 40 | Living Room
Ceiling Fixture | Compact Fluorescent |  | Twist | 2 | 15 | Office
Table | Incandescent |  | Standard A Lamp | 1 | 60 | Office
Ceiling Fixture | Incandescent |  | Standard A Lamp | 1 | 60 | Other
Ceiling Fixture | Linear Fluorescent | 48 | T-12 | 4 | 40 | Other
Ceiling Fixture | Compact Fluorescent |  | Twist | 1 | 13 | Other
Wall Mount | Compact Fluorescent |  | Twist | 3 | 15 | Bathroom
Wall Mount | Compact Fluorescent |  | Twist | 4 | 15 | Bathroom
Ceiling Fixture | Compact Fluorescent |  | Twist | 2 | 15 | Bedroom
Floor lamp | Incandescent |  | Standard A Lamp | 1 | 100 | Bedroom
Ceiling Fixture | Compact Fluorescent |  | Twist | 2 | 15 | Bedroom
Ceiling Fixture | Compact Fluorescent |  | Twist | 2 | 15 | Bedroom
Table | Incandescent |  | Decorative | 1 | 40 | Bedroom
Ceiling Fixture | Incandescent |  | Standard A Lamp | 2 | 60 | Bedroom
Ceiling Fixture | Incandescent |  | Clear | 1 | 60 | Dining Room
Garage door opener | Incandescent |  | Standard A Lamp | 1 | 60 | Dining Room
Ceiling Fixture | Incandescent |  | Standard A Lamp | 2 | 60 | Laundry Room
Floor lamp | Incandescent |  | Standard A Lamp | 1 | 75 | Kitchen
Chandelier (Hanging) | Compact Fluorescent |  | Twist | 4 | 15 | Kitchen
Wall Mount | Incandescent |  | Clear | 1 | 60 | Kitchen
Recessed Can | Incandescent |  | Reflector | 1 | 65 | Kitchen
Ceiling Fixture | Incandescent |  | Standard A Lamp | 2 | 60 | Kitchen
Chandelier (Hanging) | Compact Fluorescent |  | Twist | 5 | 15 | Living Room
Ceiling Fixture | Compact Fluorescent |  | Twist | 1 | 15 | Living Room
Ceiling Fixture | Compact Fluorescent |  | Twist | 2 | 15 | Bathroom
Wall Mount | Compact Fluorescent |  | Twist | 4 | 15 | Bathroom
Ceiling Fixture | Compact Fluorescent |  | Twist | 2 | 15 | Master Bedroom
Table | Compact Fluorescent |  | Twist | 1 | 15 | Master Bedroom
Table | Incandescent |  | Clear | 1 | 60 | Master Bedroom
Ceiling Fixture | Compact Fluorescent |  | Twist | 1 | 15 | Hall
Chandelier (Hanging) | Incandescent |  | Decorative | 3 | 60 | Hall
Wall Mount | Incandescent |  | Globe | 4 | 60 | Bathroom
Wall Mount | Incandescent |  | Globe | 8 | 60 | Bathroom
Ceiling Fixture | Incandescent |  | Standard A Lamp | 2 | 60 | Bedroom
Table | Halogen |  | Quartz Tube | 1 | 30 | Bedroom
Torchiere | Halogen |  | Quartz Tube | 1 | 150 | Master Bedroom
Ceiling Fixture | Incandescent |  | Standard A Lamp | 2 | 60 | Master Bedroom
Table | Incandescent |  | Mini base | 1 | 25 | Master Bedroom
Ceiling Fixture | Incandescent |  | Standard A Lamp | 2 | 60 | Bedroom
Table | Incandescent |  | Standard A Lamp | 1 | 40 | Bedroom
Ceiling Fixture | Incandescent |  | Standard A Lamp | 2 | 60 | Bedroom
Ceiling Fixture | Incandescent |  | Standard A Lamp | 2 | 60 | Closet
Ceiling Fixture | Incandescent |  | Standard A Lamp | 1 | 60 | Closet
Chandelier (Hanging) | Incandescent |  | Mini base | 8 | 25 | Dining Room
Ceiling Fixture | Incandescent |  | Standard A Lamp | 1 | 100 | Hall
Ceiling Fixture | Compact Fluorescent |  | Twist | 1 | 15 | Hall
Ceiling Fixture | Incandescent |  | Standard A Lamp | 2 | 60 | Hall
Chandelier (Hanging) | Incandescent |  | Mini base | 16 | 40 | Hall
Ceiling Fixture | Linear Fluorescent | 48 | T-8 | 4 | 40 | Kitchen
Recessed Can | Incandescent |  | Reflector | 1 | 75 | Kitchen
Architectural | Incandescent |  | Mini base | 2 | 40 | Kitchen
Ceiling Fixture | Linear Fluorescent | 48 | T-8 | 2 | 40 | Laundry Room
Torchiere | Incandescent |  | Standard A Lamp | 2 | 75 | Living Room
Table | Incandescent |  | Standard A Lamp | 1 | 100 | Living Room
Ceiling Fan | Incandescent |  | Reflector | 4 | 75 | Living Room
Wall Mount | Incandescent |  | Globe | 8 | 60 | Bathroom
Recessed - other | Incandescent |  | Clear | 1 | 75 | Bathroom
Recessed Can | Incandescent |  | Reflector | 1 | 75 | Bathroom
Torchiere | Incandescent |  | Standard A Lamp | 2 | 60 | Family Room
Recessed Can | Incandescent |  | Reflector | 1 | 75 | Family Room
Ceiling Fixture | Incandescent |  | Standard A Lamp | 3 | 60 | Family Room
Ceiling Fixture | Linear Fluorescent | 96 | T-12 | 2 | 100 | Garage
Garage door opener | Compact Fluorescent |  | Twist | 4 | 22 | Garage
Wall Mount | Compact Fluorescent |  | Twist | 1 | 15 | Bathroom
Ceiling Fan | Incandescent |  | Standard A Lamp | 1 | 60 | Bathroom
Wall Mount | Incandescent |  | Globe | 4 | 40 | Bathroom
Ceiling Fan | Incandescent |  | Standard A Lamp | 1 | 60 | Bathroom
Recessed Can | Incandescent |  | Reflector | 1 | 100 | Bathroom
Table | Incandescent |  | Mini base | 1 | 5 | Bedroom
Floor lamp | Halogen |  | Quartz Tube | 1 | 100 | Bedroom
Ceiling Fixture | Incandescent |  | Standard A Lamp | 1 | 60 | Closet
Ceiling Fixture | Incandescent |  | Standard A Lamp | 1 | 60 | Closet
Recessed Can | Incandescent |  | Reflector | 1 | 40 | Family Room
Garage door opener | Incandescent |  | Standard A Lamp | 1 | 100 | Garage
Ceiling Fixture | Incandescent |  | Standard A Lamp | 1 | 40 | Hall
Recessed Can | Incandescent |  | Standard A Lamp | 1 | 60 | Hall
Recessed - other | Linear Fluorescent | 48 | T-12 | 2 | 32 | Kitchen
Chandelier (Hanging) | Halogen |  | MR | 1 | 20 | Living Room
Table | Incandescent |  | Standard A Lamp | 1 | 60 | Living Room
Recessed Can | Incandescent |  | Reflector | 1 | 60 | Hall
Ceiling Fixture | Compact Fluorescent |  | Twist | 2 | 15 | Kitchen
Ceiling Fan | Compact Fluorescent |  | Twist | 1 | 22 | Kitchen
Ceiling Fixture | Incandescent |  | Standard A Lamp | 2 | 60 | Bathroom
Table | Compact Fluorescent |  | Twist | 1 | 15 | Office
Ceiling Fixture | Compact Fluorescent |  | Twist | 1 | 22 | Office
Table | Incandescent |  | Standard A Lamp | 1 | 40 | Master Bedroom
Ceiling Fixture | Incandescent |  | Decorative | 2 | 40 | Master Bedroom
Table | Compact Fluorescent |  | Twist | 1 | 22 | Master Bedroom
Garage door opener | Incandescent |  | Standard A Lamp | 2 | 60 | Garage
Chandelier (Hanging) | Incandescent |  | Standard A Lamp | 1 | 60 | Living Room
Table | Compact Fluorescent |  | 3-Way CFL | 1 | 18 | Living Room
Ceiling Fixture | Linear Fluorescent | 48 | T-8 | 2 | 32 | Living Room
Ceiling Fixture | Linear Fluorescent | 48 | T-8 | 2 | 32 | Laundry Room
Ceiling Fixture | Incandescent |  | Standard A Lamp | 1 | 60 | Hall
Ceiling Fixture | Compact Fluorescent |  | Twist | 2 | 15 | Bathroom
Ceiling Fixture | Incandescent |  | Standard A Lamp | 1 | 60 | Bedroom
Table | Compact Fluorescent |  | Twist | 3 | 15 | Bedroom
Ceiling Fixture | Linear Fluorescent | 48 | T-8 | 2 | 32 | Office
Table | Compact Fluorescent |  | Twist | 1 | 22 | Office
Ceiling Fixture | Compact Fluorescent |  | Twist | 3 | 15 | Living Room
Table | Compact Fluorescent |  | 3-Way CFL | 1 | 15 | Living Room
Torchiere | Compact Fluorescent |  | Twist | 1 | 15 | Living Room
Ceiling Fixture | Compact Fluorescent |  | Twist | 1 | 15 | Hall
Ceiling Fixture | Incandescent |  | Decorative | 2 | 60 | Bathroom
Track | Incandescent |  | Standard A Lamp | 3 | 60 | Bathroom
Wall Mount | Incandescent |  | Clear | 8 | 60 | Bathroom
Recessed Can | Compact Fluorescent |  | Reflector | 1 | 22 | Kitchen
Chandelier (Hanging) | Incandescent |  | Standard A Lamp | 1 | 60 | Kitchen
Ceiling Fan | Incandescent |  | Decorative | 4 | 60 | Living Room
Table | Incandescent |  | Standard A Lamp | 2 | 60 | Living Room
Ceiling Fixture | Linear Fluorescent | 48 | T-8 | 2 | 32 | Laundry Room
Torchiere | Compact Fluorescent |  | 3-Way CFL | 1 | 22 | Office
Table | Incandescent |  | Standard A Lamp | 2 | 60 | Office
Ceiling Fixture | Incandescent |  | Standard A Lamp | 1 | 60 | Hall
Track | Compact Fluorescent |  | Flood | 3 | 28 | Bedroom
Ceiling Fixture | Incandescent |  | Standard A Lamp | 1 | 90 | Hall
Chandelier (Hanging) | Incandescent |  | Decorative | 6 | 60 | Dining Room
Wall Mount | Incandescent |  | Globe | 4 | 60 | Bathroom
Ceiling Fan | Incandescent |  | Standard A Lamp | 2 | 60 | Other
Ceiling Fixture | Incandescent |  | Standard A Lamp | 2 | 60 | Master Bedroom
Ceiling Fixture | Incandescent |  | Standard A Lamp | 1 | 65 | Family Room
Ceiling Fixture | Linear Fluorescent | 48 | T-12 | 2 | 60 | Family Room
Floor lamp | Incandescent |  | Standard A Lamp | 2 | 60 | Family Room
Recessed Can | Incandescent |  | Heat Lamp | 2 | 150 | Bathroom
Wall Mount | Incandescent |  | Standard A Lamp | 4 | 60 | Bathroom
Ceiling Fixture | Incandescent |  | Standard A Lamp | 1 | 100 | Closet
Ceiling Fixture | Incandescent |  | Standard A Lamp | 1 | 40 | Closet
Chandelier (Hanging) | Incandescent |  | Mini base | 5 | 40 | Dining Room
Recessed Can | Incandescent |  | Reflector | 2 | 65 | Dining Room
Ceiling Fixture | Incandescent |  | Standard A Lamp | 2 | 40 | Hall
Ceiling Fixture | Incandescent |  | Standard A Lamp | 2 | 60 | Bedroom
Table | Incandescent |  | Standard A Lamp | 1 | 60 | Bedroom
Wall Mount | Incandescent |  | Globe | 2 | 40 | Bathroom
Recessed Can | Incandescent |  | Reflector | 1 | 65 | Kitchen
Ceiling Fixture | Linear Fluorescent | 48 | T-8 | 4 | 32 | Kitchen
Ceiling Fixture | Linear Fluorescent | 48 | T-12 | 2 | 60 | Laundry Room
Recessed Can | Incandescent |  | Reflector | 1 | 65 | Living Room
Recessed Can | Halogen |  | PAR | 1 | 75 | Living Room
Table | Compact Fluorescent |  | Twist | 1 | 22 | Living Room
Floor lamp | Compact Fluorescent |  | A shape bulb | 1 | 15 | Living Room
Ceiling Fixture | Incandescent |  | Standard A Lamp | 2 | 60 | Master Bedroom
Table | Compact Fluorescent |  | A shape bulb | 1 | 15 | Master Bedroom
Ceiling Fixture | Incandescent |  | Standard A Lamp | 1 | 100 | Closet
Wall Mount | Incandescent |  | Standard A Lamp | 1 | 100 | Closet
Ceiling Fixture | Incandescent |  | Standard A Lamp | 2 | 65 | Office
Recessed Can | Halogen |  | Other | 1 | 50 | Office
Chandelier (Hanging) | Incandescent |  | Mini base | 4 | 40 | Hall
Ceiling Fixture | Incandescent |  | Standard A Lamp | 1 | 60 | Hall
Ceiling Fixture | Incandescent |  | Standard A Lamp | 1 | 100 | Closet
Recessed Can | Incandescent |  | Reflector | 1 | 65 | Bathroom
Wall Mount | Incandescent |  | Globe | 5 | 40 | Bathroom
Ceiling Fixture | Incandescent |  | Standard A Lamp | 2 | 65 | Bedroom
Table | Incandescent |  | Standard A Lamp | 1 | 60 | Bedroom
Ceiling Fixture | Linear Fluorescent | 24 | T-12 | 1 | 60 | Closet
Recessed Can | Incandescent |  | Reflector | 1 | 65 | Family Room
Wall Mount | Incandescent |  | Standard A Lamp | 6 | 40 | Closet
Ceiling Fixture | Incandescent |  | Standard A Lamp | 2 | 60 | Closet
Ceiling Fixture | Incandescent |  | Standard A Lamp | 1 | 75 | Other
Table | Incandescent |  | Standard A Lamp | 1 | 60 | Other
Ceiling Fixture | Incandescent |  | Standard A Lamp | 1 | 60 | Bathroom
Wall Mount | Incandescent |  | Standard A Lamp | 4 | 60 | Bathroom
Ceiling Fixture | Incandescent |  | Standard A Lamp | 1 | 60 | Bathroom
Ceiling Fixture | Compact Fluorescent |  | Twist | 2 | 15 | Bedroom
Ceiling Fixture | Compact Fluorescent |  | Twist | 1 | 15 | Bedroom
Ceiling Fixture | Incandescent |  | Standard A Lamp | 1 | 60 | Bedroom
Chandelier (Hanging) | Incandescent |  | Standard A Lamp | 1 | 60 | Bedroom
Table | Compact Fluorescent |  | Twist | 1 | 22 | Bedroom
Ceiling Fixture | Incandescent |  | Standard A Lamp | 1 | 60 | Hall
Ceiling Fixture | Linear Fluorescent | 48 | T-12 | 2 | 32 | Laundry Room
Architectural | Linear Fluorescent | 18 | T-4 | 2 | 100 | Laundry Room
Ceiling Fixture | Linear Fluorescent | 42 | T-12 | 2 | 32 | Laundry Room
Ceiling Fan | Incandescent |  | Standard A Lamp | 2 | 60 | Living Room
Ceiling Fan | Compact Fluorescent |  | Twist | 4 | 15 | Living Room
Floor lamp | Incandescent |  | Standard A Lamp | 1 | 60 | Living Room
Table | Incandescent |  | 3-Way Incandescent | 1 | 75 | Living Room
Ceiling Fixture | Compact Fluorescent |  | Twist | 1 | 15 | Hall
Wall Mount | Incandescent |  | Globe | 4 | 60 | Bathroom
Wall Mount | Incandescent |  | Globe | 4 | 60 | Bathroom
Ceiling Fan | Compact Fluorescent |  | A shape bulb | 4 | 15 | Bedroom
Table | Compact Fluorescent |  | Twist | 1 | 15 | Bedroom
Ceiling Fixture | Incandescent |  | Standard A Lamp | 2 | 60 | Bedroom
Ceiling Fan | Compact Fluorescent |  | Twist | 3 | 15 | Bedroom
Ceiling Fixture | Incandescent |  | Standard A Lamp | 2 | 60 | Bedroom
Ceiling Fixture | Incandescent |  | Standard A Lamp | 1 | 75 | Closet
Chandelier (Hanging) | Compact Fluorescent |  | Twist | 3 | 15 | Dining Room
Ceiling Fan | Incandescent |  | Standard A Lamp | 2 | 60 | Family Room
Floor lamp | Compact Fluorescent |  | Twist | 2 | 15 | Family Room
Table | Compact Fluorescent |  | Twist | 1 | 28 | Family Room
Ceiling Fan | Incandescent |  | Standard A Lamp | 3 | 60 | Family Room
Ceiling Fixture | Compact Fluorescent |  | Twist | 2 | 15 | Family Room
Ceiling Fixture | Compact Fluorescent |  | Twist | 1 | 22 | Garage
Ceiling Fixture | Compact Fluorescent |  | Twist | 2 | 15 | Hall
Recessed Can | Incandescent |  | Reflector | 1 | 65 | Kitchen
Architectural | Incandescent |  | Mini base | 2 | 40 | Kitchen
Ceiling Fixture | Incandescent |  | Standard A Lamp | 2 | 60 | Laundry Room
Wall Mount | Incandescent |  | Globe | 4 | 60 | Bathroom
Recessed Can | Compact Fluorescent |  | Reflector | 1 | 15 | Bathroom
Recessed - other | Incandescent |  | Reflector | 1 | 65 | Bathroom
Ceiling Fan | Incandescent |  | Standard A Lamp | 3 | 60 | Master Bedroom
Table | Incandescent |  | Clear | 1 | 60 | Master Bedroom
Ceiling Fixture | Compact Fluorescent |  | Twist | 1 | 15 | Closet
Ceiling Fixture | Compact Fluorescent |  | Twist | 2 | 15 | Office
Table | Incandescent |  | Standard A Lamp | 1 | 60 | Office
Table | Halogen |  | MR | 1 | 20 | Office
Ceiling Fixture | Compact Fluorescent |  | Twist | 1 | 15 | Living Room
Floor lamp | Incandescent |  | Standard A Lamp | 1 | 60 | Living Room
Table | Compact Fluorescent |  | Twist | 1 | 15 | Living Room
Ceiling Fixture | Compact Fluorescent |  | Pin base | 2 | 15 | Other
Low bay | Incandescent |  | Standard A Lamp | 3 | 60 | Dining Room
Ceiling Fixture | Incandescent |  | Standard A Lamp | 2 | 60 | Office
Ceiling Fixture | Incandescent |  | Standard A Lamp | 1 | 60 | Family Room
Wall Mount | Linear Fluorescent | 18 | Fluorescent Other | 1 | 16 | Bathroom
Ceiling Fixture | Compact Fluorescent |  | Twist | 1 | 15 | Hall
Ceiling Fixture | Incandescent |  | Standard A Lamp | 1 | 75 | Kitchen
Ceiling Fixture | Incandescent |  | Standard A Lamp | 1 | 60 | Kitchen
Ceiling Fixture | Incandescent |  | Standard A Lamp | 1 | 60 | Laundry Room
Table | Incandescent |  | 3-Way Incandescent | 1 | 150 | Garage
Torchiere | Halogen |  | Quartz Tube | 1 | 300 | Garage
Ceiling Fixture | Incandescent |  | Clear | 2 | 60 | Garage
Wall Mount | Incandescent |  | Globe | 1 | 40 | Bathroom
Ceiling Fixture | Incandescent |  | Standard A Lamp | 2 | 60 | Master Bedroom
Ceiling Fixture | Incandescent |  | Standard A Lamp | 1 | 60 | Other
Ceiling Fixture | Linear Fluorescent | 48 | T-12 | 2 | 40 | Other
Ceiling Fixture | Incandescent |  | Standard A Lamp | 2 | 60 | Bathroom
Wall Mount | Incandescent |  | Standard A Lamp | 1 | 60 | Bathroom
Recessed Can | Halogen |  | PAR | 1 | 50 | Bathroom
Recessed Can | Halogen |  | Quartz Tube | 1 | 30 | Bathroom
Ceiling Fixture | Incandescent |  | Standard A Lamp | 2 | 60 | Bathroom
Wall Mount | Incandescent |  | Standard A Lamp | 1 | 60 | Bathroom
Ceiling Fixture | Incandescent |  | Standard A Lamp | 2 | 60 | Bedroom
Ceiling Fixture | Incandescent |  | Standard A Lamp | 2 | 60 | Bedroom
Ceiling Fixture | Incandescent |  | Standard A Lamp | 3 | 60 | Bedroom
Ceiling Fixture | Incandescent |  | Standard A Lamp | 2 | 60 | Bedroom
Table | Incandescent |  | Standard A Lamp | 2 | 75 | Bedroom
Table | Incandescent |  | 3-Way Incandescent | 1 | 150 | Family Room
Architectural | Linear Fluorescent | 60 | T-8 | 2 | 40 | Family Room
Ceiling Fixture | Incandescent |  | Standard A Lamp | 3 | 60 | Family Room
Recessed Can | Incandescent |  | Reflector | 1 | 65 | Family Room
Recessed Can | Halogen |  | MR | 1 | 75 | Hall
Chandelier (Hanging) | Incandescent |  | Standard A Lamp | 5 | 75 | Kitchen
Ceiling Fixture | Linear Fluorescent | 48 | T-12 | 2 | 40 | Kitchen
Ceiling Fixture | Compact Fluorescent |  | Circline (Screw Base) | 1 | 28 | Kitchen
Ceiling Fixture | Incandescent |  | Standard A Lamp | 1 | 65 | Kitchen
Recessed Can | Incandescent |  | Reflector | 1 | 65 | Laundry Room
Ceiling Fan | Compact Fluorescent |  | Twist | 2 | 15 | Living Room
Recessed Can | Incandescent |  | Standard A Lamp | 1 | 60 | Living Room
Table | Compact Fluorescent |  | Twist | 1 | 15 | Living Room
Wall Mount | Incandescent |  | Mini base | 1 | 60 | Living Room
Ceiling Fixture | Incandescent |  | Standard A Lamp | 1 | 60 | Living Room
Ceiling Fixture | Incandescent |  | Standard A Lamp | 3 | 65 | Master Bedroom
Table | Incandescent |  | Standard A Lamp | 1 | 40 | Master Bedroom
Ceiling Fixture | Incandescent |  | Standard A Lamp | 1 | 60 | Closet
Ceiling Fixture | Linear Fluorescent | 48 | T-8 | 4 | 60 | Office
Table | Incandescent |  | Standard A Lamp | 2 | 60 | Office
Track | Halogen |  | MR | 15 | 50 | Other
Ceiling Fixture | Linear Fluorescent | 36 | T-8 | 4 | 60 | Other
Table | Compact Fluorescent |  | Twist | 1 | 22 | Other
Ceiling Fixture | Incandescent |  | Standard A Lamp | 1 | 60 | Hall
Ceiling Fixture | Incandescent |  | Standard A Lamp | 1 | 60 | Closet
Ceiling Fixture | Incandescent |  | Standard A Lamp | 1 | 60 | Closet
Ceiling Fixture | Incandescent |  | Standard A Lamp | 1 | 65 | Closet
Ceiling Fixture | Halogen |  | PAR | 4 | 50 | Other
Ceiling Fixture | Incandescent |  | Decorative | 3 | 25 | Bathroom
Ceiling Fixture | Incandescent |  | Standard A Lamp | 1 | 100 | Bathroom
Ceiling Fixture | Linear Fluorescent | 24 | T-5 | 1 | 40 | Bathroom
Ceiling Fixture | Incandescent |  | Standard A Lamp | 2 | 60 | Bedroom
Table | Incandescent |  | Decorative | 1 | 40 | Bedroom
Ceiling Fixture | Incandescent |  | Standard A Lamp | 1 | 60 | Bedroom
Ceiling Fixture | Linear Fluorescent | 36 | T-8 | 2 | 60 | Bedroom
Table | Incandescent |  | Decorative | 1 | 40 | Bedroom
Ceiling Fixture | Incandescent |  | Standard A Lamp | 1 | 65 | Dining Room
Ceiling Fixture | Incandescent |  | Standard A Lamp | 1 | 60 | Other
Ceiling Fixture | Incandescent |  | Standard A Lamp | 1 | 60 | Hall
Ceiling Fixture | Linear Fluorescent | 36 | T-8 | 2 | 60 | Hall
Ceiling Fixture | Linear Fluorescent | 48 | T-8 | 4 | 60 | Kitchen
Ceiling Fixture | Incandescent |  | Standard A Lamp | 1 | 60 | Laundry Room
Table | Compact Fluorescent |  | Twist | 1 | 28 | Living Room
Ceiling Fixture | Compact Fluorescent |  | Twist | 2 | 22 | Office
Ceiling Fixture | Incandescent |  | Decorative | 4 | 40 | Office
Table | Incandescent |  | Standard A Lamp | 1 | 60 | Office
Ceiling Fixture | Linear Fluorescent | 36 | T-8 | 2 | 60 | Office
Ceiling Fixture | Incandescent |  | Standard A Lamp | 1 | 60 | Other
Ceiling Fixture | Compact Fluorescent |  | Twist | 1 | 22 | Other
Ceiling Fixture | Incandescent |  | Standard A Lamp | 1 | 60 | Bathroom
Wall Mount | Incandescent |  | Globe | 4 | 60 | Bathroom
Wall Mount | Incandescent |  | Globe | 6 | 60 | Bathroom
Chandelier (Hanging) | Incandescent |  | Decorative | 6 | 40 | Bedroom
Table | Compact Fluorescent |  | Pin base | 1 | 15 | Bedroom
Ceiling Fixture | Incandescent |  | Standard A Lamp | 3 | 60 | Bedroom
Ceiling Fan | Incandescent |  | Standard A Lamp | 1 | 60 | Bedroom
Table | Compact Fluorescent |  | Pin base | 1 | 15 | Bedroom
Table | Incandescent |  | Standard A Lamp | 1 | 40 | Bedroom
Ceiling Fixture | Linear Fluorescent | 48 | T-12 | 2 | 40 | Bedroom
Table | Compact Fluorescent |  | Twist | 1 | 15 | Bedroom
Ceiling Fixture | Compact Fluorescent |  | Circline (Screw Base) | 1 | 22 | Closet
Recessed Can | Compact Fluorescent |  | Reflector | 1 | 22 | Other
Ceiling Fixture | Linear Fluorescent | 48 | T-8 | 2 | 32 | Garage
Ceiling Fixture | Linear Fluorescent | 48 | T-12 | 1 | 40 | Garage
Garage door opener | Incandescent |  | Standard A Lamp | 2 | 60 | Garage
Ceiling Fixture | Linear Fluorescent | 48 | T-12 | 4 | 40 | Kitchen
Ceiling Fixture | Linear Fluorescent | 48 | T-12 | 2 | 40 | Laundry Room
Recessed Can | Incandescent |  | Reflector | 1 | 65 | Living Room
Ceiling Fan | Incandescent |  | Standard A Lamp | 5 | 60 | Living Room
Ceiling Fixture | Incandescent |  | Standard A Lamp | 1 | 60 | Living Room
Ceiling Fixture | Incandescent |  | Standard A Lamp | 1 | 60 | Other
Ceiling Fixture | Linear Fluorescent | 48 | T-12 | 2 | 40 | Other
Recessed Can | Incandescent |  | Reflector | 1 | 65 | Other
Ceiling Fan | Incandescent |  | Decorative | 4 | 60 | Other
Ceiling Fixture | Compact Fluorescent |  | Twist | 1 | 15 | Hall
Ceiling Fixture | Incandescent |  | Standard A Lamp | 1 | 60 | Bedroom
Ceiling Fixture | Incandescent |  | Standard A Lamp | 1 | 60 | Kitchen
Ceiling Fixture | Compact Fluorescent |  | Twist | 1 | 15 | Laundry Room
Ceiling Fixture | Compact Fluorescent |  | Twist | 1 | 15 | Living Room
Ceiling Fixture | Incandescent |  | Standard A Lamp | 1 | 60 | Bathroom
Ceiling Fixture | Incandescent |  | Standard A Lamp | 1 | 60 | Closet
Ceiling Fixture | Incandescent |  | Standard A Lamp | 1 | 60 | Bedroom
Ceiling Fixture | Incandescent |  | Standard A Lamp | 1 | 60 | Bedroom
Table | Incandescent |  | Standard A Lamp | 1 | 60 | Office
Ceiling Fixture | Compact Fluorescent |  | Twist | 1 | 22 | Kitchen
Wall Mount | Compact Fluorescent |  | Twist | 3 | 15 | Bathroom
Ceiling Fixture | Incandescent |  | Standard A Lamp | 2 | 60 | Bathroom
Recessed - other | Halogen |  | PAR | 1 | 20 | Bathroom
Ceiling Fixture | Incandescent |  | Standard A Lamp | 1 | 75 | Other
Ceiling Fixture | Linear Fluorescent | 48 | T-12 | 2 | 40 | Other
Table | Incandescent |  | Standard A Lamp | 1 | 60 | Other
Ceiling Fixture | Linear Fluorescent | 72 | T-12 | 2 | 60 | Other
Track | Compact Fluorescent |  | Twist | 1 | 15 | Other
Ceiling Fixture | Incandescent |  | Standard A Lamp | 1 | 60 | Closet
Ceiling Fixture | Linear Fluorescent | 48 | T-12 | 2 | 40 | Garage
Garage door opener | Incandescent |  | Standard A Lamp | 1 | 40 | Garage
Ceiling Fixture | Incandescent |  | Standard A Lamp | 1 | 60 | Garage
Ceiling Fixture | Compact Fluorescent |  | A shape bulb | 1 | 22 | Dining Room
Recessed Can | Compact Fluorescent |  | Twist | 1 | 15 | Living Room
Wall Mount | Incandescent |  | Standard A Lamp | 1 | 25 | Laundry Room
Track | Compact Fluorescent |  | Twist | 3 | 22 | Hall
Ceiling Fixture | Compact Fluorescent |  | Twist | 1 | 15 | Hall
Ceiling Fixture | Incandescent |  | Clear | 1 | 40 | Bathroom
Track | Compact Fluorescent |  | Twist | 1 | 15 | Bathroom
Ceiling Fixture | Compact Fluorescent |  | Twist | 2 | 15 | Office
Table | Halogen |  | MR | 1 | 30 | Office
Other | Incandescent |  | Other | 1 | 60 | Office
Ceiling Fixture | Compact Fluorescent |  | Twist | 1 | 15 | Bedroom
Table | Compact Fluorescent |  | Twist | 1 | 15 | Master Bedroom
Table | Halogen |  | MR | 1 | 50 | Master Bedroom
Recessed Can | Incandescent |  | Reflector | 1 | 65 | Bathroom
Table | Incandescent |  | Standard A Lamp | 1 | 75 | Bathroom
Recessed Can | Incandescent |  | Reflector | 1 | 65 | Bathroom
Table | Incandescent |  | Standard A Lamp | 1 | 100 | Living Room
Table | Incandescent |  | Standard A Lamp | 1 | 60 | Living Room
Recessed Can | Compact Fluorescent |  | Twist | 1 | 15 | Kitchen
Recessed Can | Incandescent |  | Reflector | 1 | 65 | Hall
Recessed Can | Incandescent |  | Reflector | 1 | 65 | Laundry Room
Recessed Can | Incandescent |  | Reflector | 1 | 65 | Bedroom
Recessed Can | Incandescent |  | Reflector | 1 | 65 | Bathroom
Recessed Can | Incandescent |  | Reflector | 1 | 65 | Bedroom
Recessed Can | Compact Fluorescent |  | Reflector | 1 | 22 | Bathroom
Wall Mount | Compact Fluorescent |  | A shape bulb | 1 | 15 | Bathroom
Wall Mount | Incandescent |  | Globe | 3 | 75 | Bathroom
Chandelier (Hanging) | Incandescent |  | Standard A Lamp | 1 | 60 | Bedroom
Table | Incandescent |  | Standard A Lamp | 1 | 60 | Bedroom
Chandelier (Hanging) | Incandescent |  | Standard A Lamp | 1 | 60 | Bedroom
Ceiling Fixture | Compact Fluorescent |  | Twist | 3 | 15 | Bedroom
Table | Incandescent |  | Standard A Lamp | 1 | 60 | Bedroom
Chandelier (Hanging) | Incandescent |  | Globe | 1 | 75 | Dining Room
Recessed Can | Compact Fluorescent |  | Reflector | 1 | 22 | Dining Room
Ceiling Fixture | Compact Fluorescent |  | Twist | 1 | 22 | Family Room
Floor lamp | Incandescent |  | Standard A Lamp | 1 | 60 | Family Room
Ceiling Fixture | Compact Fluorescent |  | Twist | 1 | 42 | Garage
Garage door opener | Incandescent |  | Standard A Lamp | 1 | 60 | Garage
Chandelier (Hanging) | Compact Fluorescent |  | Twist | 2 | 22 | Hall
Ceiling Fan | Compact Fluorescent |  | Twist | 2 | 22 | Kitchen
Ceiling Fixture | Incandescent |  | Standard A Lamp | 1 | 65 | Laundry Room
Floor lamp | Compact Fluorescent |  | Twist | 1 | 22 | Bedroom
Table | Compact Fluorescent |  | Straight Tube | 1 | 22 | Bedroom
Ceiling Fixture | Incandescent |  | Standard A Lamp | 3 | 60 | Other
Ceiling Fixture | Incandescent |  | Standard A Lamp | 1 | 75 | Bedroom
Table | Incandescent |  | Standard A Lamp | 1 | 60 | Bedroom
Ceiling Fan | Incandescent |  | Standard A Lamp | 1 | 65 | Other
Table | Incandescent |  | Standard A Lamp | 1 | 60 | Other
Ceiling Fan | Incandescent |  | Standard A Lamp | 1 | 75 | Dining Room
Ceiling Fan | Incandescent |  | Decorative | 4 | 40 | Dining Room
Table | Incandescent |  | Standard A Lamp | 1 | 60 | Dining Room
Ceiling Fixture | Linear Fluorescent | 96 | T-12 | 2 | 80 | Garage
Ceiling Fixture | Linear Fluorescent | 48 | T-12 | 2 | 40 | Garage
Ceiling Fixture | Incandescent |  | Standard A Lamp | 1 | 55 | Kitchen
Ceiling Fixture | Compact Fluorescent |  | 3-Way CFL | 1 | 23 | Kitchen
Ceiling Fixture | Incandescent |  | Standard A Lamp | 1 | 60 | Laundry Room
Ceiling Fan | Incandescent |  | Standard A Lamp | 1 | 60 | Living Room
Floor lamp | Incandescent |  | Standard A Lamp | 1 | 65 | Living Room
Floor lamp | Incandescent |  | Decorative | 4 | 40 | Living Room
Ceiling Fixture | Incandescent |  | Standard A Lamp | 1 | 65 | Bathroom
Ceiling Fixture | Incandescent |  | Standard A Lamp | 1 | 65 | Master Bedroom
Table | Incandescent |  | Standard A Lamp | 1 | 50 | Master Bedroom
Ceiling Fan | Incandescent |  | Standard A Lamp | 4 | 40 | Other
Table | Incandescent |  | Standard A Lamp | 1 | 60 | Bedroom
Recessed Can | Incandescent |  | Reflector | 1 | 60 | Bedroom
Ceiling Fixture | Incandescent |  | Standard A Lamp | 1 | 60 | Bedroom
Recessed Can | Incandescent |  | Reflector | 1 | 60 | Bedroom
Table | Incandescent |  | Standard A Lamp | 1 | 60 | Bedroom
Ceiling Fixture | Incandescent |  | Standard A Lamp | 1 | 60 | Bedroom
Recessed Can | Incandescent |  | Reflector | 1 | 60 | Family Room
Recessed Can | Incandescent |  | Reflector | 1 | 60 | Family Room
Floor lamp | Incandescent |  | Standard A Lamp | 1 | 60 | Family Room
Chandelier (Hanging) | Incandescent |  | Standard A Lamp | 1 | 60 | Family Room
Garage door opener | Incandescent |  | Clear | 2 | 40 | Garage
Ceiling Fixture | Incandescent |  | Standard A Lamp | 1 | 60 | Garage
Ceiling Fixture | Linear Fluorescent | 48 | T-4 | 2 | 40 | Other
Chandelier (Hanging) | Incandescent |  | Standard A Lamp | 6 | 60 | Kitchen
Recessed Can | Incandescent |  | Reflector | 1 | 60 | Kitchen
Ceiling Fixture | Incandescent |  | Standard A Lamp | 1 | 60 | Laundry Room
Ceiling Fixture | Linear Fluorescent | 48 | T-4 | 2 | 40 | Laundry Room
Ceiling Fixture | Incandescent |  | Standard A Lamp | 3 | 60 | Living Room
Table | Incandescent |  | Standard A Lamp | 1 | 60 | Living Room
Ceiling Fixture | Incandescent |  | Reflector | 3 | 60 | Other
Wall Mount | Compact Fluorescent |  | Twist | 2 | 14 | Bathroom
Ceiling Fixture | Compact Fluorescent |  | Twist | 2 | 14 | Bedroom
Ceiling Fixture | Compact Fluorescent |  | Twist | 2 | 14 | Bedroom
Floor lamp | Compact Fluorescent |  | Twist | 1 | 14 | Bedroom
Ceiling Fixture | Incandescent |  | Standard A Lamp | 1 | 60 | Garage
Ceiling Fixture | Compact Fluorescent |  | Twist | 1 | 14 | Hall
Ceiling Fixture | Compact Fluorescent |  | Twist | 2 | 14 | Kitchen
Ceiling Fan | Incandescent |  | Globe | 5 | 40 | Kitchen
Floor lamp | Compact Fluorescent |  | Twist | 1 | 14 | Living Room
Wall Mount | Compact Fluorescent |  | Twist | 2 | 14 | Bathroom
Ceiling Fan | Compact Fluorescent |  | Twist | 1 | 14 | Master Bedroom
Floor lamp | Incandescent |  | Standard A Lamp | 1 | 25 | Master Bedroom
Table | Incandescent |  | Standard A Lamp | 1 | 150 | Bedroom
Table | Incandescent |  | Standard A Lamp | 1 | 100 | Bedroom
Ceiling Fixture | Linear Fluorescent | 96 | T-12 | 2 | 60 | Other
Ceiling Fixture | Compact Fluorescent |  | Twist | 2 | 22 | Other
Ceiling Fixture | Linear Fluorescent | 48 | T-12 | 2 | 40 | Other
Ceiling Fixture | Incandescent |  | Standard A Lamp | 1 | 100 | Other
Ceiling Fixture | Incandescent |  | Standard A Lamp | 1 | 40 | Other
Ceiling Fixture | Incandescent |  | Standard A Lamp | 1 | 100 | Other
Ceiling Fixture | Compact Fluorescent |  | Twist | 2 | 22 | Office
Ceiling Fixture | Linear Fluorescent | 96 | T-12 | 2 | 60 | Office
Table | Incandescent |  | Standard A Lamp | 1 | 60 | Office
Table | Incandescent |  | Clear | 1 | 25 | Office
Wall Mount | Incandescent |  | Globe | 8 | 40 | Bathroom
Recessed Can | Incandescent |  | Reflector | 1 | 75 | Bathroom
Table | Incandescent |  | Standard A Lamp | 1 | 75 | Bedroom
Floor lamp | Compact Fluorescent |  | Pin base | 1 | 22 | Bedroom
Ceiling Fixture | Incandescent |  | Standard A Lamp | 1 | 100 | Bedroom
Table | Incandescent |  | Standard A Lamp | 2 | 100 | Bedroom
Table | Incandescent |  | Standard A Lamp | 1 | 75 | Bedroom
Table | Incandescent |  | Decorative | 2 | 60 | Bedroom
Ceiling Fixture | Incandescent |  | Standard A Lamp | 1 | 150 | Garage
Garage door opener | Incandescent |  | Standard A Lamp | 1 | 75 | Garage
Ceiling Fixture | Compact Fluorescent |  | Twist | 1 | 15 | Hall
Chandelier (Hanging) | Incandescent |  | Standard A Lamp | 1 | 100 | Kitchen
Recessed Can | Incandescent |  | Reflector | 1 | 75 | Laundry Room
Chandelier (Hanging) | Compact Fluorescent |  | Twist | 2 | 15 | Laundry Room
Ceiling Fixture | Incandescent |  | Standard A Lamp | 1 | 40 | Office
Floor lamp | Compact Fluorescent |  | Twist | 1 | 22 | Living Room
Floor lamp | Compact Fluorescent |  | Twist | 2 | 15 | Living Room
Table | Incandescent |  | Decorative | 1 | 40 | Living Room
Table | Incandescent |  | Standard A Lamp | 1 | 40 | Living Room
Ceiling Fixture | Compact Fluorescent |  | Twist | 1 | 22 | Hall
Wall Mount | Compact Fluorescent |  | Twist | 6 | 15 | Bathroom
Ceiling Fan | Incandescent |  | Standard A Lamp | 1 | 65 | Bathroom
Ceiling Fixture | Incandescent |  | Standard A Lamp | 2 | 60 | Bedroom
Table | Incandescent |  | Standard A Lamp | 1 | 60 | Bedroom
Wall Mount | Incandescent |  | Standard A Lamp | 3 | 60 | Bathroom
Wall Mount | Incandescent |  | Standard A Lamp | 3 | 60 | Bathroom
Ceiling Fixture | Incandescent |  | Reflector | 1 | 90 | Bathroom
Ceiling Fixture | Incandescent |  | Standard A Lamp | 9 | 60 | Dining Room
Ceiling Fixture | Incandescent |  | Standard A Lamp | 2 | 60 | Hall
Low bay | Linear Fluorescent | 96 | T-12 | 2 | 100 | Garage
Ceiling Fixture | Incandescent |  | Reflector | 1 | 65 | Garage
Garage door opener | Compact Fluorescent |  | A shape bulb | 1 | 15 | Garage
Ceiling Fixture | Incandescent |  | Standard A Lamp | 2 | 60 | Hall
Ceiling Fixture | Incandescent |  | Standard A Lamp | 2 | 60 | Hall
Recessed Can | Incandescent |  | Reflector | 1 | 65 | Kitchen
Ceiling Fixture | Incandescent |  | Standard A Lamp | 2 | 60 | Laundry Room
Floor lamp | Compact Fluorescent |  | Straight Tube | 1 | 28 | Living Room
Floor lamp | Incandescent |  | Standard A Lamp | 1 | 100 | Living Room
Torchiere | Incandescent |  | Standard A Lamp | 2 | 60 | Living Room
Torchiere | Compact Fluorescent |  | Twist | 1 | 15 | Living Room
Ceiling Fan | Incandescent |  | Mini base | 3 | 40 | Master Bedroom
Table | Incandescent |  | Standard A Lamp | 2 | 60 | Master Bedroom
Table | Compact Fluorescent |  | Twist | 1 | 15 | Master Bedroom
Ceiling Fixture | Incandescent |  | Standard A Lamp | 2 | 60 | Office
Floor lamp | Incandescent |  | Standard A Lamp | 1 | 60 | Office
Ceiling Fixture | Incandescent |  | Standard A Lamp | 1 | 60 | Closet
Ceiling Fixture | Incandescent |  | Standard A Lamp | 2 | 60 | Office
Low bay | Linear Fluorescent | 36 | T-12 | 2 | 32 | Office
Ceiling Fixture | Incandescent |  | Standard A Lamp | 2 | 60 | Dining Room
Ceiling Fixture | Incandescent |  | Standard A Lamp | 2 | 60 | Hall
Wall Mount | Compact Fluorescent |  | Twist | 4 | 15 | Bathroom
Ceiling Fixture | Incandescent |  | Standard A Lamp | 1 | 60 | Bedroom
Table | Incandescent |  | Standard A Lamp | 1 | 70 | Bedroom
Table | Incandescent |  | Standard A Lamp | 1 | 40 | Bedroom
Ceiling Fixture | Compact Fluorescent |  | Twist | 1 | 15 | Bedroom
Ceiling Fixture | Compact Fluorescent |  | Twist | 2 | 15 | Bedroom
Chandelier (Hanging) | Incandescent |  | Mini base | 10 | 40 | Dining Room
Ceiling Fixture | Compact Fluorescent |  | Twist | 1 | 15 | Hall
Ceiling Fixture | Linear Fluorescent | 48 | T-12 | 2 | 60 | Kitchen
Ceiling Fixture | Linear Fluorescent | 48 | T-12 | 4 | 60 | Kitchen
Chandelier (Hanging) | Incandescent |  | Standard A Lamp | 2 | 60 | Living Room
Table | Incandescent |  | Standard A Lamp | 1 | 60 | Living Room
Table | Compact Fluorescent |  | Twist | 1 | 15 | Living Room
Ceiling Fixture | Compact Fluorescent |  | Twist | 2 | 15 | Office
Ceiling Fixture | Compact Fluorescent |  | Twist | 1 | 15 | Closet
Wall Mount | Incandescent |  | Standard A Lamp | 3 | 100 | Bathroom
Recessed Can | Incandescent |  | Heat Lamp | 1 | 125 | Bathroom
Wall Mount | Incandescent |  | Standard A Lamp | 3 | 100 | Bathroom
Recessed Can | Incandescent |  | Reflector | 1 | 60 | Hall
Ceiling Fixture | Compact Fluorescent |  | Twist | 2 | 15 | Hall
Ceiling Fan | Incandescent |  | Decorative | 3 | 60 | Family Room
Floor lamp | Incandescent |  | Standard A Lamp | 1 | 65 | Family Room
Ceiling Fixture | Incandescent |  | Standard A Lamp | 1 | 100 | Garage
Recessed Can | Incandescent |  | Reflector | 1 | 60 | Bedroom
Table | Incandescent |  | Standard A Lamp | 1 | 100 | Bedroom
Recessed Can | Incandescent |  | Reflector | 1 | 60 | Hall
Recessed Can | Incandescent |  | Reflector | 1 | 60 | Kitchen
High bay | Halogen |  |  | 4 | 20 | Kitchen
High bay | Halogen |  | PAR | 2 | 30 | Kitchen
Recessed Can | Incandescent |  | Reflector | 1 | 60 | Bedroom
Table | Incandescent |  | Standard A Lamp | 1 | 75 | Bedroom
Recessed Can | Incandescent |  | Reflector | 1 | 60 | Living Room
Ceiling Fixture | Compact Fluorescent |  | Twist | 2 | 28 | Laundry Room
Ceiling Fixture | Incandescent |  | Standard A Lamp | 2 | 100 | Closet
Wall Mount | Incandescent |  | Globe | 4 | 25 | Bathroom
Ceiling Fixture | Incandescent |  | Standard A Lamp | 1 | 60 | Bathroom
Wall Mount | Incandescent |  | Standard A Lamp | 4 | 40 | Bathroom
Wall Mount | Incandescent |  | Globe | 6 | 60 | Bathroom
Ceiling Fan | Incandescent |  | Standard A Lamp | 4 | 40 | Bedroom
Table | Compact Fluorescent |  | Twist | 2 | 22 | Bedroom
Ceiling Fixture | Incandescent |  | Standard A Lamp | 2 | 60 | Bedroom
Ceiling Fixture | Incandescent |  | Decorative | 3 | 40 | Bedroom
Ceiling Fan | Incandescent |  | Decorative | 4 | 40 | Bedroom
Table | Compact Fluorescent |  | Twist | 2 | 22 | Bedroom
Ceiling Fixture | Linear Fluorescent | 48 | T-12 | 2 | 40 | Bedroom
Ceiling Fan | Incandescent |  | Standard A Lamp | 4 | 40 | Family Room
Ceiling Fixture | Compact Fluorescent |  | Twist | 1 | 15 | Family Room
Ceiling Fixture | Incandescent |  | Standard A Lamp | 2 | 60 | Family Room
Low bay | Linear Fluorescent | 48 | T-12 | 2 | 40 | Garage
Garage door opener | Compact Fluorescent |  | Twist | 2 | 15 | Garage
Wall Mount | Incandescent |  | Standard A Lamp | 1 | 60 | Hall
Wall Mount | Compact Fluorescent |  | Twist | 1 | 15 | Hall
Ceiling Fixture | Linear Fluorescent | 24 | T-12 | 4 | 20 | Kitchen
Ceiling Fixture | Incandescent |  | Standard A Lamp | 1 | 40 | Kitchen
Recessed Can | Incandescent |  | Reflector | 1 | 65 | Kitchen
Ceiling Fixture | Compact Fluorescent |  | Twist | 2 | 15 | Bathroom
Wall Mount | Incandescent |  | Globe | 3 | 60 | Bathroom
Ceiling Fixture | Incandescent |  | Standard A Lamp | 6 | 40 | Living Room
Table | Compact Fluorescent |  | Twist | 1 | 15 | Living Room
Ceiling Fixture | Linear Fluorescent | 48 | T-12 | 2 | 40 | Office
Table | Compact Fluorescent |  | Twist | 1 | 15 | Office
Ceiling Fixture | Linear Fluorescent | 48 | T-12 | 2 | 40 | Other
Ceiling Fixture | Incandescent |  | Standard A Lamp | 1 | 60 | Other
Ceiling Fixture | Linear Fluorescent | 48 | T-12 | 2 | 40 | Other
Table | Incandescent |  | Standard A Lamp | 3 | 60 | Other
Ceiling Fixture | Incandescent |  | Standard A Lamp | 1 | 60 | Other
Wall Mount | Incandescent |  | Globe | 3 | 60 | Bathroom
Ceiling Fixture | Incandescent |  | Standard A Lamp | 2 | 60 | Bathroom
Ceiling Fixture | Incandescent |  | Standard A Lamp | 2 | 60 | Bedroom
Table | Compact Fluorescent |  | Twist | 1 | 15 | Bedroom
Ceiling Fixture | Incandescent |  | Standard A Lamp | 1 | 60 | Bedroom
Table | Compact Fluorescent |  | Twist | 1 | 15 | Bedroom
Ceiling Fixture | Incandescent |  | Standard A Lamp | 2 | 60 | Kitchen
Ceiling Fixture | Linear Fluorescent | 48 | T-12 | 2 | 40 | Kitchen
Ceiling Fixture | Incandescent |  | Standard A Lamp | 1 | 60 | Laundry Room
Ceiling Fixture | Incandescent |  | Standard A Lamp | 2 | 60 | Living Room
Ceiling Fan | Incandescent |  | Standard A Lamp | 4 | 40 | Living Room
Table | Compact Fluorescent |  | Twist | 1 | 15 | Living Room
Ceiling Fixture | Compact Fluorescent |  | Twist | 1 | 15 | Garage
Ceiling Fixture | Compact Fluorescent |  | Twist | 1 | 22 | Bathroom
Wall Mount | Incandescent |  | Globe | 6 | 60 | Bathroom
Ceiling Fixture | Incandescent |  | Standard A Lamp | 1 | 65 | Bathroom
Wall Mount | Compact Fluorescent |  | Globe | 4 | 15 | Bathroom
Ceiling Fixture | Incandescent |  | Standard A Lamp | 2 | 60 | Bedroom
Table | Incandescent |  | 3-Way Incandescent | 1 | 100 | Bedroom
Ceiling Fixture | Incandescent |  | Standard A Lamp | 2 | 65 | Bedroom
Ceiling Fixture | Incandescent |  | Standard A Lamp | 1 | 40 | Bathroom
Ceiling Fixture | Incandescent |  | Standard A Lamp | 2 | 65 | Family Room
Ceiling Fixture | Incandescent |  | Standard A Lamp | 1 | 60 | Family Room
Recessed - other | Linear Fluorescent | 24 | T-12 | 1 | 60 | Family Room
Ceiling Fixture | Incandescent |  | Standard A Lamp | 2 | 60 | Other
Low bay | Linear Fluorescent | 48 | T-12 | 2 | 20 | Other
Recessed Can | Incandescent |  | Reflector | 1 | 40 | Other
Ceiling Fixture | Incandescent |  | Standard A Lamp | 2 | 60 | Other
Table | Incandescent |  | 3-Way Incandescent | 1 | 150 | Other
Floor lamp | Halogen |  | Quartz Tube | 1 | 20 | Other
Ceiling Fixture | Linear Fluorescent | 40 | T-12 | 2 | 60 | Other
Ceiling Fixture | Incandescent |  | Standard A Lamp | 1 | 60 | Closet
Chandelier (Hanging) | Halogen |  | Other | 10 | 20 | Dining Room
Recessed Can | Incandescent |  | Reflector | 1 | 60 | Dining Room
Ceiling Fixture | Incandescent |  | Standard A Lamp | 2 | 65 | Hall
Recessed Can | Compact Fluorescent |  | Reflector | 1 | 15 | Hall
Chandelier (Hanging) | Halogen |  | MR | 1 | 50 | Hall
Ceiling Fixture | Incandescent |  | Standard A Lamp | 1 | 65 | Garage
Garage door opener | Incandescent |  | Standard A Lamp | 1 | 60 | Garage
Ceiling Fixture | Compact Fluorescent |  | Twist | 2 | 15 | Hall
Ceiling Fixture | Linear Fluorescent | 24 | T-12 | 2 | 40 | Hall
Ceiling Fixture | Linear Fluorescent | 48 | T-12 | 2 | 40 | Kitchen
Ceiling Fixture | Incandescent |  | Reflector | 1 | 60 | Living Room
Table | Incandescent |  | 3-Way Incandescent | 1 | 150 | Living Room
Torchiere | Incandescent |  | Standard A Lamp | 2 | 65 | Living Room
Ceiling Fixture | Incandescent |  | Standard A Lamp | 1 | 65 | Closet
Ceiling Fixture | Compact Fluorescent |  | Twist | 2 | 22 | Office
Table | Incandescent |  | Standard A Lamp | 1 | 60 | Office
Wall Mount | Compact Fluorescent |  | Twist | 1 | 15 | Bathroom
Ceiling Fixture | Compact Fluorescent |  | Twist | 1 | 15 | Bedroom
Ceiling Fixture | Compact Fluorescent |  | Twist | 1 | 15 | Bedroom
Ceiling Fixture | Compact Fluorescent |  | Twist | 1 | 22 | Bedroom
Ceiling Fixture | Compact Fluorescent |  | Twist | 1 | 15 | Hall
Ceiling Fixture | Compact Fluorescent |  | Twist | 1 | 22 | Kitchen
Ceiling Fixture | Compact Fluorescent |  | Twist | 2 | 15 | Living Room
Table | Compact Fluorescent |  | Twist | 1 | 22 | Living Room
Wall Mount | Incandescent |  | Globe | 8 | 40 | Bathroom
Ceiling Fixture | Incandescent |  | Standard A Lamp | 2 | 60 | Bathroom
Other | Incandescent |  | Mini base | 1 | 25 | Bathroom
Ceiling Fixture | Incandescent |  | Standard A Lamp | 2 | 60 | Bedroom
Table | Incandescent |  | Decorative | 1 | 40 | Bedroom
Ceiling Fixture | Incandescent |  | Standard A Lamp | 2 | 60 | Bedroom
Ceiling Fixture | Incandescent |  | Standard A Lamp | 2 | 60 | Hall
Ceiling Fixture | Incandescent |  | Standard A Lamp | 1 | 60 | Hall
Recessed Can | Incandescent |  | Reflector | 1 | 65 | Hall
Table | Incandescent |  | Decorative | 1 | 60 | Hall
Ceiling Fan | Incandescent |  | Clear | 4 | 40 | Bedroom
Table | Incandescent |  | Standard A Lamp | 1 | 60 | Bedroom
Ceiling Fan | Incandescent |  | Clear | 4 | 40 | Bedroom
Table | Incandescent |  | Standard A Lamp | 1 | 60 | Bedroom
Ceiling Fixture | Incandescent |  | Standard A Lamp | 2 | 60 | Bedroom
Ceiling Fixture | Incandescent |  | Standard A Lamp | 2 | 60 | Family Room
Table | Incandescent |  | Standard A Lamp | 1 | 150 | Family Room
Recessed Can | Incandescent |  | Reflector | 1 | 65 | Family Room
Table | Incandescent |  | Decorative | 1 | 40 | Family Room
Garage door opener | Incandescent |  | Standard A Lamp | 1 | 60 | Garage
Ceiling Fixture | Incandescent |  | Standard A Lamp | 1 | 75 | Garage
Wall Mount | Incandescent |  | Standard A Lamp | 3 | 60 | Bathroom
Recessed Can | Incandescent |  | Reflector | 1 | 65 | Hall
Recessed Can | Incandescent |  | Reflector | 1 | 65 | Kitchen
Other | Incandescent |  | Mini base | 2 | 25 | Kitchen
Chandelier (Hanging) | Compact Fluorescent |  | Twist | 5 | 15 | Kitchen
Ceiling Fixture | Linear Fluorescent | 48 | T-12 | 2 | 40 | Laundry Room
Recessed Can | Incandescent |  | Reflector | 1 | 65 | Living Room
Recessed Can | Incandescent |  | Reflector | 1 | 65 | Living Room
Table | Incandescent |  | Standard A Lamp | 1 | 150 | Living Room
Table | Incandescent |  | Standard A Lamp | 2 | 60 | Living Room
Wall Mount | Incandescent |  | Standard A Lamp | 1 | 60 | Living Room
Recessed Can | Incandescent |  | Reflector | 1 | 65 | Bathroom
Wall Mount | Incandescent |  | Standard A Lamp | 2 | 60 | Bathroom
Ceiling Fixture | Incandescent |  | Standard A Lamp | 2 | 60 | Master Bedroom
Table | Incandescent |  | Decorative | 1 | 25 | Master Bedroom
Ceiling Fan | Incandescent |  | Clear | 4 | 40 | Master Bedroom
Table | Incandescent |  | Standard A Lamp | 1 | 25 | Master Bedroom
Recessed Can | Incandescent |  | Reflector | 1 | 40 | Master Bedroom
Wall Mount | Incandescent |  | Standard A Lamp | 1 | 75 | Other
Chandelier (Hanging) | Incandescent |  | Standard A Lamp | 9 | 60 | Other
Recessed Can | Incandescent |  | Reflector | 1 | 65 | Other
Floor lamp | Incandescent |  | Decorative | 1 | 60 | Other
Table | Incandescent |  | Standard A Lamp | 1 | 15 | Other
Ceiling Fixture | Incandescent |  | Standard A Lamp | 1 | 60 | Other
Wall Mount | Compact Fluorescent |  | Twist | 3 | 15 | Bathroom
Wall Mount | Incandescent |  | Decorative | 3 | 25 | Bathroom
Ceiling Fixture | Incandescent |  | Standard A Lamp | 1 | 40 | Bathroom
Wall Mount | Incandescent |  | Globe | 8 | 40 | Bathroom
Recessed Can | Incandescent |  | Reflector | 1 | 65 | Bathroom
Ceiling Fixture | Incandescent |  | Standard A Lamp | 2 | 60 | Bedroom
Table | Compact Fluorescent |  | Twist | 1 | 15 | Bedroom
Chandelier (Hanging) | Incandescent |  | Standard A Lamp | 2 | 60 | Bedroom
Ceiling Fan | Incandescent |  | Standard A Lamp | 3 | 60 | Bedroom
Table | Compact Fluorescent |  | Twist | 1 | 22 | Bedroom
Ceiling Fixture | Incandescent |  | Standard A Lamp | 1 | 100 | Bedroom
Ceiling Fixture | Linear Fluorescent | 48 | T-12 | 2 | 40 | Other
Ceiling Fixture | Linear Fluorescent | 48 | T-12 | 2 | 40 | Closet
Recessed Can | Incandescent |  | Reflector | 2 | 65 | Closet
Chandelier (Hanging) | Incandescent |  | Decorative | 8 | 25 | Dining Room
Ceiling Fan | Incandescent |  | Decorative | 5 | 60 | Family Room
Floor lamp | Compact Fluorescent |  | Twist | 1 | 22 | Family Room
Table | Compact Fluorescent |  | Twist | 1 | 22 | Family Room
Ceiling Fixture | Compact Fluorescent |  | Reflector | 2 | 22 | Garage
Chandelier (Hanging) | Incandescent |  | Decorative | 20 | 25 | Hall
Recessed Can | Incandescent |  | Reflector | 1 | 65 | Hall
Recessed Can | Other |  | LED Interior | 1 | 6 | Hall
Recessed Can | Incandescent |  | Reflector | 1 | 65 | Kitchen
Recessed Can | Halogen |  | MR | 1 | 50 | Kitchen
Ceiling Fixture | Halogen |  | MR | 4 | 50 | Kitchen
Ceiling Fixture | Halogen |  | MR | 4 | 50 | Laundry Room
Table | Incandescent |  | Standard A Lamp | 1 | 40 | Living Room
Recessed Can | Incandescent |  | Reflector | 1 | 75 | Living Room
Ceiling Fan | Incandescent |  | Reflector | 4 | 60 | Other
Ceiling Fan | Compact Fluorescent |  | Twist | 2 | 22 | Office
Wall Mount | Compact Fluorescent |  | Twist | 4 | 15 | Bathroom
Ceiling Fixture | Compact Fluorescent |  | Twist | 2 | 22 | Bedroom
Table | Incandescent |  | 3-Way Incandescent | 1 | 90 | Bedroom
Ceiling Fan | Compact Fluorescent |  | Twist | 5 | 15 | Dining Room
Ceiling Fixture | Compact Fluorescent |  | Twist | 1 | 22 | Garage
Ceiling Fixture | Compact Fluorescent |  | Twist | 1 | 22 | Kitchen
Ceiling Fixture | Linear Fluorescent | 48 | T-12 | 2 | 40 | Kitchen
Ceiling Fixture | Linear Fluorescent | 48 | T-12 | 2 | 32 | Laundry Room
Ceiling Fixture | Linear Fluorescent | 48 | T-12 | 4 | 40 | Living Room
Ceiling Fixture | Compact Fluorescent |  | Twist | 2 | 22 | Office
Table | Incandescent |  | Standard A Lamp | 1 | 25 | Office
Ceiling Fixture | Compact Fluorescent |  | Twist | 1 | 22 | Hall
Ceiling Fixture | Compact Fluorescent |  | Twist | 2 | 22 | Master Bedroom
Table | Incandescent |  | 3-Way Incandescent | 1 | 100 | Master Bedroom
Ceiling Fixture | Incandescent |  | Standard A Lamp | 1 | 60 | Hall
Wall Mount | Compact Fluorescent |  | Twist | 1 | 22 | Bathroom
Ceiling Fixture | Incandescent |  | Standard A Lamp | 1 | 60 | Bathroom
Ceiling Fixture | Linear Fluorescent | 24 | T-12 | 1 | 20 | Office
Ceiling Fixture | Compact Fluorescent |  | Twist | 1 | 22 | Closet
Wall Mount | Compact Fluorescent |  | Twist | 3 | 25 | Bathroom
Ceiling Fixture | Compact Fluorescent |  | Twist | 1 | 22 | Bedroom
Ceiling Fixture | Compact Fluorescent |  | Twist | 2 | 28 | Bedroom
Table | Incandescent |  | Standard A Lamp | 1 | 25 | Bedroom
Recessed Can | Incandescent |  | Reflector | 1 | 65 | Kitchen
Ceiling Fixture | Linear Fluorescent | 48 | T-12 | 2 | 32 | Laundry Room
Chandelier (Hanging) | Compact Fluorescent |  | Twist | 1 | 22 | Living Room
Floor lamp | Halogen |  | Quartz Tube | 1 | 300 | Living Room
Ceiling Fixture | Incandescent |  | Reflector | 1 | 65 | Living Room
Table | Incandescent |  | Standard A Lamp | 1 | 100 | Living Room
Chandelier (Hanging) | Compact Fluorescent |  | Twist | 4 | 22 | Master Bedroom
Table | Incandescent |  | Standard A Lamp | 1 | 60 | Bedroom
Wall Mount | Incandescent |  | Standard A Lamp | 1 | 75 | Bathroom
Ceiling Fixture | Incandescent |  | Standard A Lamp | 1 | 75 | Closet
Wall Mount | Incandescent |  | Standard A Lamp | 1 | 100 | Bedroom
Ceiling Fixture | Incandescent |  | Standard A Lamp | 1 | 60 | Hall
Ceiling Fixture | Incandescent |  | Standard A Lamp | 1 | 60 | Closet
Chandelier (Hanging) | Incandescent |  | Standard A Lamp | 3 | 40 | Other
Track | Incandescent |  | Standard A Lamp | 2 | 60 | Other
Ceiling Fixture | Linear Fluorescent | 48 | T-12 | 1 | 40 | Other
Wall Mount | Incandescent |  | Globe | 5 | 40 | Bathroom
Wall Mount | Incandescent |  | Standard A Lamp | 1 | 60 | Closet
Torchiere | Halogen |  | Quartz Tube | 1 | 100 | Closet
Table | Incandescent |  | Standard A Lamp | 1 | 100 | Closet
Garage door opener | Incandescent |  | Standard A Lamp | 1 | 60 | Garage
Ceiling Fixture | Linear Fluorescent | 48 | T-12 | 2 | 40 | Garage
Wall Mount | Incandescent |  | Standard A Lamp | 1 | 60 | Hall
Ceiling Fixture | Linear Fluorescent | 24 | T-12 | 2 | 40 | Kitchen
Wall Mount | Incandescent |  | Standard A Lamp | 1 | 60 | Other
Floor lamp | Incandescent |  | Standard A Lamp | 1 | 60 | Other
Chandelier (Hanging) | Compact Fluorescent |  | Twist | 5 | 15 | Living Room
Ceiling Fan | Incandescent |  | Standard A Lamp | 3 | 60 | Living Room
Floor lamp | Incandescent |  | Standard A Lamp | 1 | 100 | Living Room
Wall Mount | Incandescent |  | Standard A Lamp | 1 | 60 | Living Room
Wall Mount | Incandescent |  | Globe | 6 | 40 | Bathroom
Wall Mount | Compact Fluorescent |  | Twist | 1 | 15 | Closet
Wall Mount | Incandescent |  | Standard A Lamp | 2 | 60 | Closet
Wall Mount | Incandescent |  | Standard A Lamp | 1 | 100 | Bathroom
Ceiling Fixture | Incandescent |  | Standard A Lamp | 2 | 60 | Closet
Table | Incandescent |  | Standard A Lamp | 1 | 100 | Master Bedroom
Wall Mount | Incandescent |  | Standard A Lamp | 3 | 60 | Bathroom
Wall Mount | Incandescent |  | Standard A Lamp | 3 | 40 | Bathroom
Ceiling Fixture | Incandescent |  | Standard A Lamp | 1 | 60 | Bedroom
Ceiling Fixture | Incandescent |  | Standard A Lamp | 3 | 60 | Bedroom
Ceiling Fixture | Incandescent |  | Standard A Lamp | 1 | 60 | Closet
Chandelier (Hanging) | Incandescent |  | Decorative | 3 | 40 | Hall
Recessed Can | Incandescent |  | Standard A Lamp | 1 | 65 | Hall
Floor lamp | Compact Fluorescent |  | Straight Tube | 1 | 36 | Family Room
Ceiling Fixture | Incandescent |  | Standard A Lamp | 1 | 60 | Garage
Garage door opener | Incandescent |  | Standard A Lamp | 1 | 60 | Garage
Recessed Can | Incandescent |  | Reflector | 1 | 65 | Hall
Recessed Can | Compact Fluorescent |  | Reflector | 1 | 22 | Kitchen
Chandelier (Hanging) | Incandescent |  | Globe | 1 | 100 | Kitchen
Ceiling Fixture | Linear Fluorescent | 24 | T-8 | 2 | 20 | Laundry Room
Ceiling Fixture | Incandescent |  | Standard A Lamp | 1 | 75 | Laundry Room
Chandelier (Hanging) | Incandescent |  | Decorative | 5 | 40 | Living Room
Chandelier (Hanging) | Compact Fluorescent |  | Twist | 3 | 15 | Other
Ceiling Fixture | Incandescent |  | Mini base | 4 | 25 | Other
Ceiling Fixture | Linear Fluorescent | 48 | T-12 | 2 | 40 | Other
Ceiling Fan | Incandescent |  | Standard A Lamp | 1 | 60 | Other
Wall Mount | Incandescent |  | Standard A Lamp | 1 | 60 | Bathroom
Ceiling Fixture | Linear Fluorescent | 48 | T-12 | 2 | 40 | Bathroom
Ceiling Fixture | Incandescent |  | Standard A Lamp | 1 | 60 | Bathroom
Wall Mount | Compact Fluorescent |  | Twist | 3 | 15 | Bathroom
Ceiling Fixture | Incandescent |  | Standard A Lamp | 1 | 60 | Bathroom
Ceiling Fixture | Incandescent |  | Standard A Lamp | 1 | 60 | Bathroom
Ceiling Fixture | Linear Fluorescent | 48 | T-12 | 2 | 40 | Bedroom
Table | Incandescent |  | Standard A Lamp | 1 | 60 | Bedroom
Ceiling Fixture | Incandescent |  | Standard A Lamp | 1 | 60 | Bedroom
Table | Incandescent |  | Standard A Lamp | 1 | 60 | Bedroom
Ceiling Fixture | Linear Fluorescent | 48 | T-12 | 2 | 40 | Garage
Ceiling Fixture | Incandescent |  | Standard A Lamp | 1 | 60 | Hall
Ceiling Fixture | Compact Fluorescent |  | Twist | 2 | 15 | Kitchen
Chandelier (Hanging) | Incandescent |  | Standard A Lamp | 3 | 60 | Kitchen
Table | Compact Fluorescent |  | Twist | 1 | 15 | Kitchen
Table | Incandescent |  | Standard A Lamp | 1 | 60 | Living Room
Chandelier (Hanging) | Incandescent |  | Standard A Lamp | 6 | 60 | Living Room
Wall Mount | Compact Fluorescent |  | Twist | 4 | 13 | Bathroom
Ceiling Fixture | Incandescent |  | Standard A Lamp | 2 | 60 | Bedroom
Table | Incandescent |  | Standard A Lamp | 1 | 60 | Bedroom
Ceiling Fixture | Incandescent |  | Standard A Lamp | 2 | 60 | Bedroom
Table | Compact Fluorescent |  | A shape bulb | 1 | 22 | Bedroom
Ceiling Fixture | Linear Fluorescent | 24 | T-12 | 2 | 32 | Kitchen
Ceiling Fixture | Linear Fluorescent | 48 | T-12 | 2 | 40 | Kitchen
Ceiling Fixture | Linear Fluorescent | 48 | T-12 | 2 | 40 | Laundry Room
Ceiling Fan | Incandescent |  | Standard A Lamp | 1 | 60 | Laundry Room
Table | Compact Fluorescent |  | Pin base | 1 | 27 | Living Room
Ceiling Fixture | Incandescent |  | Standard A Lamp | 2 | 60 | Bedroom
Recessed Can | Incandescent |  | Standard A Lamp | 1 | 100 | Bedroom
Floor lamp | Compact Fluorescent |  | Twist | 1 | 13 | Bedroom
Recessed Can | Compact Fluorescent |  | Twist | 1 | 23 | Bedroom
Floor lamp | Compact Fluorescent |  | Twist | 1 | 23 | Bedroom
Chandelier (Hanging) | Compact Fluorescent |  | Twist | 6 | 13 | Dining Room
Ceiling Fixture | Incandescent |  | Standard A Lamp | 1 | 40 | Dining Room
Wall Mount | Halogen |  | Other | 3 | 43 | Bathroom
Chandelier (Hanging) | Compact Fluorescent |  | Twist | 1 | 13 | Other
Recessed Can | Incandescent |  | Reflector | 1 | 65 | Other
Ceiling Fixture | Compact Fluorescent |  | A shape bulb | 1 | 15 | Garage
Ceiling Fixture | Incandescent |  | Standard A Lamp | 1 | 60 | Garage
Recessed Can | Halogen |  | PAR | 1 | 75 | Kitchen
Recessed Can | Incandescent |  | Reflector | 1 | 65 | Kitchen
Ceiling Fixture | Incandescent |  | Standard A Lamp | 2 | 60 | Laundry Room
Torchiere | Incandescent |  | Standard A Lamp | 2 | 60 | Living Room
Floor lamp | Incandescent |  | Standard A Lamp | 1 | 100 | Living Room
Floor lamp | Compact Fluorescent |  | Twist | 1 | 13 | Living Room
Recessed - other | Incandescent |  | Standard A Lamp | 1 | 60 | Living Room
Wall Mount | Halogen |  | PAR | 1 | 50 | Bathroom
Ceiling Fixture | Compact Fluorescent |  | Twist | 1 | 13 | Bathroom
Floor lamp | Compact Fluorescent |  | Twist | 1 | 23 | Master Bedroom
Torchiere | Compact Fluorescent |  | Twist | 1 | 15 | Master Bedroom
Ceiling Fixture | Incandescent |  | Standard A Lamp | 1 | 60 | Closet
Ceiling Fixture | Compact Fluorescent |  | Twist | 1 | 13 | Other
Torchiere | Compact Fluorescent |  | Twist | 1 | 13 | Office
Other | Incandescent |  | Heat Lamp | 1 | 60 | Office
Wall Mount | Incandescent |  | Globe | 1 | 40 | Bathroom
Wall Mount | Incandescent |  | Standard A Lamp | 2 | 40 | Bathroom
Recessed Can | Compact Fluorescent |  | Reflector | 1 | 26 | Hall
Recessed Can | Incandescent |  | Reflector | 1 | 65 | Hall
Ceiling Fixture | Halogen |  | MR | 4 | 60 | Bathroom
Wall Mount | Incandescent |  | Mini base | 1 | 4 | Bathroom
Table | Incandescent |  | Mini base | 1 | 4 | Bathroom
Recessed Can | Incandescent |  | Reflector | 1 | 65 | Bathroom
Ceiling Fixture | Incandescent |  | Reflector | 4 | 45 | Office
Table | Incandescent |  | Mini base | 2 | 15 | Family Room
Other | Incandescent |  | Other | 1 | 25 | Family Room
Floor lamp | Incandescent |  | Globe | 1 | 40 | Family Room
Floor lamp | Incandescent |  | Standard A Lamp | 1 | 25 | Family Room
Floor lamp | Incandescent |  | Standard A Lamp | 1 | 40 | Family Room
Table | Incandescent |  | Mini base | 1 | 4 | Family Room
Table | Incandescent |  | Mini base | 1 | 40 | Family Room
Table | Incandescent |  | Mini base | 2 | 40 | Family Room
Ceiling Fixture | Linear Fluorescent | 48 | T-12 | 2 | 40 | Garage
Table | Incandescent |  | Standard A Lamp | 1 | 40 | Kitchen
Wall Mount | Linear Fluorescent | 18 | T-8 | 1 | 15 | Kitchen
Recessed Can | Incandescent |  | Reflector | 1 | 65 | Kitchen
Ceiling Fixture | Incandescent |  | Standard A Lamp | 2 | 60 | Living Room
Table | Incandescent |  | Mini base | 1 | 4 | Living Room
Table | Incandescent |  | Mini base | 1 | 40 | Living Room
Table | Incandescent |  | Standard A Lamp | 1 | 60 | Living Room
Table | Compact Fluorescent |  | Other | 2 | 36 | Living Room
Table | Incandescent |  | Standard A Lamp | 1 | 60 | Master Bedroom
Ceiling Fixture | Halogen |  | MR | 4 | 50 | Master Bedroom
Ceiling Fixture | Incandescent |  | Other | 1 | 25 | Master Bedroom
Ceiling Fixture | Incandescent |  | Standard A Lamp | 1 | 60 | Bathroom
Wall Mount | Incandescent |  | Globe | 3 | 60 | Bathroom
Ceiling Fixture | Incandescent |  | Standard A Lamp | 1 | 40 | Bedroom
Ceiling Fan | Incandescent |  | Standard A Lamp | 4 | 65 | Bedroom
Ceiling Fixture | Compact Fluorescent |  | Twist | 1 | 42 | Garage
Ceiling Fan | Incandescent |  | Clear | 4 | 40 | Garage
Garage door opener | Compact Fluorescent |  | A shape bulb | 2 | 22 | Garage
Ceiling Fixture | Compact Fluorescent |  | Twist | 1 | 22 | Hall
Ceiling Fixture | Compact Fluorescent |  | Twist | 3 | 15 | Hall
Chandelier (Hanging) | Compact Fluorescent |  | Twist | 3 | 22 | Kitchen
Recessed Can | Incandescent |  | Reflector | 1 | 75 | Kitchen
Ceiling Fixture | Linear Fluorescent | 48 | T-12 | 2 | 40 | Kitchen
Ceiling Fixture | Linear Fluorescent | 48 | T-12 | 2 | 40 | Laundry Room
Recessed Can | Incandescent |  | Reflector | 1 | 75 | Living Room
Wall Mount | Incandescent |  | Globe | 3 | 40 | Bathroom
Ceiling Fixture | Compact Fluorescent |  | Twist | 2 | 22 | Bathroom
Recessed Can | Incandescent |  | Reflector | 1 | 75 | Bathroom
Recessed Can | Incandescent |  | Reflector | 1 | 75 | Master Bedroom
Ceiling Fan | Incandescent |  | Clear | 4 | 40 | Master Bedroom
Ceiling Fixture | Linear Fluorescent | 48 | T-12 | 1 | 60 | Master Bedroom
Ceiling Fixture | Incandescent |  | Standard A Lamp | 1 | 60 | Other
Ceiling Fixture | Incandescent |  | Standard A Lamp | 1 | 60 | Bathroom
Ceiling Fixture | Incandescent |  | Clear | 3 | 40 | Bedroom
Table | Compact Fluorescent |  | Twist | 1 | 22 | Bedroom
Ceiling Fixture | Incandescent |  | Clear | 3 | 40 | Bedroom
Table | Incandescent |  | Standard A Lamp | 1 | 60 | Bedroom
Ceiling Fixture | Incandescent |  | Standard A Lamp | 2 | 60 | Bedroom
Ceiling Fixture | Incandescent |  | Clear | 3 | 40 | Family Room
Table | Compact Fluorescent |  | Twist | 1 | 22 | Family Room
Ceiling Fixture | Incandescent |  | Standard A Lamp | 3 | 60 | Other
Ceiling Fixture | Incandescent |  | Standard A Lamp | 2 | 40 | Hall
Ceiling Fixture | Incandescent |  | Standard A Lamp | 3 | 60 | Office
Chandelier (Hanging) | Compact Fluorescent |  | Twist | 5 | 15 | Kitchen
Ceiling Fixture | Incandescent |  | Standard A Lamp | 1 | 60 | Hall
Ceiling Fixture | Incandescent |  | Standard A Lamp | 3 | 60 | Other
Wall Mount | Compact Fluorescent |  | Twist | 2 | 15 | Bathroom
Ceiling Fixture | Incandescent |  | Heat Lamp | 1 | 250 | Bathroom
Wall Mount | Compact Fluorescent |  | Twist | 3 | 15 | Bathroom
Ceiling Fixture | Compact Fluorescent |  | Twist | 2 | 15 | Bedroom
Table | Compact Fluorescent |  | Twist | 1 | 15 | Bedroom
Ceiling Fixture | Compact Fluorescent |  | Twist | 2 | 15 | Bedroom
Ceiling Fixture | Compact Fluorescent |  | Twist | 1 | 15 | Closet
Garage door opener | Incandescent |  | Standard A Lamp | 2 | 60 | Garage
Ceiling Fixture | Linear Fluorescent | 48 | T-8 | 2 | 32 | Garage
Ceiling Fixture | Compact Fluorescent |  | Twist | 1 | 15 | Hall
Recessed Can | Incandescent |  | Reflector | 1 | 65 | Kitchen
Recessed Can | Compact Fluorescent |  | Twist | 1 | 15 | Laundry Room
Table | Compact Fluorescent |  | Twist | 1 | 15 | Living Room
Ceiling Fan | Compact Fluorescent |  | Twist | 1 | 15 | Living Room
Chandelier (Hanging) | Incandescent |  | Standard A Lamp | 3 | 60 | Living Room
Wall Mount | Compact Fluorescent |  | Twist | 3 | 15 | Bathroom
Ceiling Fixture | Incandescent |  | Reflector | 1 | 250 | Bathroom
Table | Compact Fluorescent |  | Twist | 1 | 15 | Bedroom
Ceiling Fan | Compact Fluorescent |  | Twist | 2 | 15 | Bedroom
Recessed Can | Incandescent |  | Reflector | 1 | 65 | Bathroom
Ceiling Fan | Incandescent |  | Heat Lamp | 1 | 150 | Bathroom
Ceiling Fan | Incandescent |  | Reflector | 1 | 75 | Bathroom
High bay | Incandescent |  | Reflector | 1 | 65 | Bathroom
Recessed Can | Incandescent |  | Reflector | 1 | 65 | Bedroom
Table | Incandescent |  | Standard A Lamp | 2 | 40 | Bedroom
Recessed Can | Incandescent |  | Reflector | 1 | 65 | Bedroom
Table | Incandescent |  | Standard A Lamp | 1 | 65 | Bedroom
Recessed Can | Incandescent |  | Reflector | 1 | 65 | Bathroom
Ceiling Fan | Incandescent |  | Heat Lamp | 1 | 150 | Bathroom
Ceiling Fan | Incandescent |  | Reflector | 1 | 90 | Bathroom
Ceiling Fixture | Incandescent |  | Standard A Lamp | 1 | 60 | Closet
Recessed Can | Incandescent |  | Reflector | 1 | 65 | Other
Recessed Can | Incandescent |  | Reflector | 1 | 65 | Office
Table | Incandescent |  | Standard A Lamp | 1 | 100 | Office
Torchiere | Halogen |  | Quartz Tube | 1 | 100 | Office
Recessed Can | Incandescent |  | Reflector | 1 | 65 | Hall
Garage door opener | Incandescent |  | Standard A Lamp | 2 | 60 | Garage
Recessed Can | Incandescent |  | Reflector | 1 | 65 | Garage
Ceiling Fixture | Compact Fluorescent |  | Twist | 1 | 15 | Garage
Ceiling Fixture | Incandescent |  | Standard A Lamp | 1 | 60 | Garage
Recessed Can | Incandescent |  | Reflector | 1 | 65 | Other
Recessed Can | Compact Fluorescent |  | Reflector | 1 | 22 | Kitchen
Other | Linear Fluorescent | 12 | T-8 | 1 | 16 | Kitchen
Other | Linear Fluorescent | 24 | T-8 | 1 | 16 | Kitchen
Other | Linear Fluorescent | 36 | T-12 | 3 | 20 | Kitchen
Recessed Can | Incandescent |  | Reflector | 1 | 65 | Laundry Room
Other | Linear Fluorescent | 48 | T-8 | 1 | 32 | Laundry Room
Recessed Can | Incandescent |  | Reflector | 1 | 65 | Living Room
Torchiere | Compact Fluorescent |  | Twist | 2 | 15 | Living Room
Torchiere | Halogen |  | Quartz Tube | 1 | 75 | Living Room
Ceiling Fan | Incandescent |  | Standard A Lamp | 1 | 60 | Master Bedroom
Table | Incandescent |  | Standard A Lamp | 1 | 125 | Master Bedroom
Recessed Can | Incandescent |  | Reflector | 1 | 60 | Master Bedroom
Recessed Can | Incandescent |  | Reflector | 1 | 65 | Bathroom
Ceiling Fan | Incandescent |  | Heat Lamp | 1 | 150 | Bathroom
Ceiling Fan | Incandescent |  | Reflector | 1 | 90 | Bathroom
Ceiling Fixture | Incandescent |  | Standard A Lamp | 1 | 60 | Closet
Recessed Can | Incandescent |  | Reflector | 1 | 75 | Closet
Chandelier (Hanging) | Incandescent |  | Reflector | 1 | 65 | Garage
Garage door opener | Incandescent |  | Standard A Lamp | 2 | 65 | Garage
Ceiling Fixture | Incandescent |  | Standard A Lamp | 1 | 100 | Other
Ceiling Fixture | Compact Fluorescent |  | Twist | 1 | 22 | Other
Wall Mount | Incandescent |  | Standard A Lamp | 1 | 60 | Bathroom
Ceiling Fixture | Compact Fluorescent |  | Twist | 1 | 15 | Bedroom
Ceiling Fixture | Compact Fluorescent |  | Twist | 3 | 22 | Kitchen
Ceiling Fixture | Compact Fluorescent |  | Twist | 2 | 22 | Living Room
Floor lamp | Compact Fluorescent |  | Twist | 1 | 22 | Living Room
Table | Incandescent |  | Standard A Lamp | 1 | 60 | Living Room
Ceiling Fixture | Compact Fluorescent |  | Twist | 2 | 15 | Bedroom
Table | Compact Fluorescent |  | Twist | 1 | 22 | Bedroom
Ceiling Fixture | Incandescent |  | Standard A Lamp | 1 | 60 | Hall
Ceiling Fixture | Incandescent |  | Standard A Lamp | 2 | 60 | Other
Ceiling Fixture | Linear Fluorescent | 48 | T-12 | 2 | 40 | Other
Ceiling Fixture | Incandescent |  | Standard A Lamp | 2 | 100 | Bathroom
Wall Mount | Incandescent |  | Globe | 6 | 40 | Bathroom
Ceiling Fan | Incandescent |  | Standard A Lamp | 1 | 60 | Bedroom
Chandelier (Hanging) | Incandescent |  | Standard A Lamp | 2 | 100 | Dining Room
Ceiling Fixture | Incandescent |  | Standard A Lamp | 1 | 100 | Family Room
Ceiling Fixture | Incandescent |  | Standard A Lamp | 1 | 100 | Bathroom
Wall Mount | Incandescent |  | Standard A Lamp | 1 | 60 | Bathroom
Ceiling Fixture | Incandescent |  | Standard A Lamp | 1 | 100 | Hall
Ceiling Fixture | Incandescent |  | Standard A Lamp | 1 | 60 | Hall
Ceiling Fixture | Linear Fluorescent | 48 | T-12 | 2 | 40 | Kitchen
Table | Incandescent |  | 3-Way Incandescent | 1 | 100 | Living Room
Floor lamp | Incandescent |  | 3-Way Incandescent | 1 | 100 | Living Room
Ceiling Fixture | Incandescent |  | 3-Way Incandescent | 1 | 100 | Other
Ceiling Fan | Incandescent |  | Standard A Lamp | 2 | 100 | Office
Ceiling Fixture | Linear Fluorescent | 48 | T-12 | 2 | 40 | Garage
Ceiling Fixture | Linear Fluorescent | 96 | T-12 | 2 | 60 | Garage
Ceiling Fixture | Incandescent |  | Standard A Lamp | 1 | 100 | Garage
Garage door opener | Incandescent |  | Standard A Lamp | 1 | 40 | Garage
Ceiling Fixture | Incandescent |  | Standard A Lamp | 2 | 60 | Bedroom
Wall Mount | Incandescent |  | Globe | 5 | 40 | Bathroom
Wall Mount | Incandescent |  | Globe | 4 | 40 | Bathroom
Ceiling Fixture | Incandescent |  | Standard A Lamp | 2 | 60 | Bedroom
Table | Incandescent |  | Standard A Lamp | 1 | 75 | Bedroom
Ceiling Fixture | Incandescent |  | Standard A Lamp | 2 | 60 | Bedroom
Table | Incandescent |  | Standard A Lamp | 1 | 75 | Bedroom
Ceiling Fixture | Incandescent |  | Standard A Lamp | 2 | 60 | Master Bedroom
Table | Incandescent |  | Standard A Lamp | 1 | 100 | Master Bedroom
Ceiling Fixture | Incandescent |  | Standard A Lamp | 1 | 60 | Garage
Ceiling Fixture | Incandescent |  | Standard A Lamp | 1 | 60 | Hall
Ceiling Fixture | Incandescent |  | Standard A Lamp | 1 | 60 | Hall
Ceiling Fixture | Incandescent |  | Globe | 2 | 60 | Kitchen
Recessed Can | Incandescent |  | Reflector | 1 | 65 | Kitchen
Ceiling Fixture | Incandescent |  | Standard A Lamp | 1 | 60 | Kitchen
Chandelier (Hanging) | Incandescent |  | Standard A Lamp | 6 | 60 | Kitchen
Ceiling Fixture | Incandescent |  | Standard A Lamp | 2 | 60 | Laundry Room
Ceiling Fan | Incandescent |  | Decorative | 4 | 60 | Living Room
Table | Incandescent |  | Standard A Lamp | 3 | 75 | Living Room
Ceiling Fixture | Incandescent |  | Standard A Lamp | 1 | 65 | Bedroom
Ceiling Fixture | Incandescent |  | Standard A Lamp | 1 | 60 | Bedroom
Table | Incandescent |  | Standard A Lamp | 1 | 60 | Bedroom
Ceiling Fan | Incandescent |  | Standard A Lamp | 4 | 40 | Master Bedroom
Table | Incandescent |  | Standard A Lamp | 1 | 60 | Master Bedroom
Wall Mount | Incandescent |  | Decorative | 1 | 40 | Master Bedroom
Recessed - other | Incandescent |  | Standard A Lamp | 1 | 40 | Bathroom
Wall Mount | Incandescent |  | Standard A Lamp | 4 | 60 | Bathroom
Wall Mount | Incandescent |  | Standard A Lamp | 3 | 60 | Bathroom
Ceiling Fixture | Incandescent |  | Standard A Lamp | 1 | 60 | Bedroom
Table | Incandescent |  | Standard A Lamp | 1 | 60 | Bedroom
Ceiling Fixture | Incandescent |  | Mini base | 3 | 40 | Bedroom
Floor lamp | Incandescent |  | Standard A Lamp | 1 | 60 | Bedroom
Ceiling Fixture | Incandescent |  | Standard A Lamp | 2 | 60 | Office
Ceiling Fixture | Linear Fluorescent | 48 | T-8 | 2 | 32 | Closet
Wall Mount | Incandescent |  | Standard A Lamp | 3 | 40 | Closet
Chandelier (Hanging) | Incandescent |  | Decorative | 4 | 40 | Dining Room
Ceiling Fixture | Incandescent |  | Standard A Lamp | 2 | 40 | Hall
Ceiling Fixture | Incandescent |  | Standard A Lamp | 2 | 60 | Kitchen
Ceiling Fixture | Incandescent |  | Standard A Lamp | 1 | 60 | Kitchen
Other | Incandescent |  | Reflector | 1 | 65 | Kitchen
Torchiere | Incandescent |  | Standard A Lamp | 1 | 60 | Kitchen
Architectural | Incandescent |  | Standard A Lamp | 1 | 25 | Kitchen
Ceiling Fixture | Incandescent |  | Standard A Lamp | 1 | 60 | Laundry Room
Table | Incandescent |  | Standard A Lamp | 1 | 60 | Living Room
Wall Mount | Incandescent |  | Standard A Lamp | 1 | 60 | Living Room
Table | Incandescent |  | Standard A Lamp | 1 | 75 | Living Room
Ceiling Fixture | Incandescent |  | Standard A Lamp | 1 | 100 | Other
Ceiling Fixture | Incandescent |  | Standard A Lamp | 1 | 75 | Other
Ceiling Fixture | Linear Fluorescent | 48 | T-12 | 2 | 40 | Other
Wall Mount | Incandescent |  | Standard A Lamp | 1 | 75 | Bathroom
Ceiling Fixture | Compact Fluorescent |  | A shape bulb | 2 | 15 | Bathroom
Wall Mount | Incandescent |  | Standard A Lamp | 2 | 75 | Bathroom
Ceiling Fixture | Compact Fluorescent |  | Twist | 1 | 15 | Bedroom
Ceiling Fixture | Linear Fluorescent | 96 | T-12 | 2 | 40 | Garage
Ceiling Fixture | Linear Fluorescent | 48 | T-12 | 2 | 40 | Garage
Ceiling Fixture | Incandescent |  | Standard A Lamp | 2 | 100 | Garage
Garage door opener | Incandescent |  | Standard A Lamp | 1 | 40 | Garage
Ceiling Fixture | Compact Fluorescent |  | Twist | 1 | 15 | Hall
Ceiling Fixture | Compact Fluorescent |  | Twist | 1 | 15 | Kitchen
Chandelier (Hanging) | Compact Fluorescent |  | Twist | 4 | 15 | Kitchen
Ceiling Fixture | Compact Fluorescent |  | Twist | 2 | 15 | Living Room
Floor lamp | Incandescent |  | Standard A Lamp | 1 | 75 | Living Room
Table | Incandescent |  | Standard A Lamp | 1 | 150 | Living Room
Ceiling Fixture | Incandescent |  | Standard A Lamp | 1 | 100 | Living Room
Table | Incandescent |  | Standard A Lamp | 1 | 150 | Living Room
Wall Mount | Compact Fluorescent |  | Twist | 1 | 15 | Living Room
Ceiling Fixture | Incandescent |  | Standard A Lamp | 1 | 75 | Living Room
Ceiling Fixture | Incandescent |  | Standard A Lamp | 2 | 75 | Office
Floor lamp | Incandescent |  | Standard A Lamp | 3 | 100 | Office
Ceiling Fixture | Incandescent |  | Standard A Lamp | 2 | 60 | Bedroom
Table | Incandescent |  | Standard A Lamp | 1 | 150 | Bedroom
Wall Mount | Incandescent |  | Standard A Lamp | 2 | 75 | Bathroom
Wall Mount | Compact Fluorescent |  | Twist | 2 | 15 | Bathroom
Ceiling Fixture | Incandescent |  | Standard A Lamp | 1 | 75 | Bedroom
Table | Incandescent |  | Standard A Lamp | 2 | 75 | Bedroom
Ceiling Fixture | Incandescent |  | Standard A Lamp | 1 | 75 | Bedroom
Ceiling Fixture | Incandescent |  | Standard A Lamp | 1 | 60 | Bathroom
Ceiling Fixture | Incandescent |  | Standard A Lamp | 1 | 60 | Bathroom
Wall Mount | Incandescent |  | Standard A Lamp | 1 | 60 | Bathroom
Chandelier (Hanging) | Incandescent |  | Decorative | 5 | 40 | Bedroom
Ceiling Fixture | Incandescent |  | Standard A Lamp | 1 | 65 | Bedroom
Ceiling Fixture | Incandescent |  | Standard A Lamp | 1 | 60 | Bedroom
Ceiling Fixture | Incandescent |  | Standard A Lamp | 2 | 60 | Bedroom
Torchiere | Incandescent |  | 3-Way Incandescent | 1 | 100 | Bedroom
Ceiling Fixture | Incandescent |  | Standard A Lamp | 1 | 60 | Other
Ceiling Fixture | Incandescent |  | Standard A Lamp | 1 | 60 | Closet
Ceiling Fixture | Incandescent |  | Standard A Lamp | 2 | 60 | Hall
Ceiling Fixture | Incandescent |  | Clear | 1 | 60 | Garage
Garage door opener | Incandescent |  | Standard A Lamp | 1 | 65 | Garage
Recessed Can | Incandescent |  | Standard A Lamp | 1 | 75 | Hall
Ceiling Fixture | Incandescent |  | Standard A Lamp | 1 | 65 | Kitchen
Chandelier (Hanging) | Incandescent |  | Mini base | 6 | 40 | Living Room
Table | Compact Fluorescent |  | Twist | 1 | 28 | Living Room
Ceiling Fixture | Incandescent |  | Mini base | 2 | 40 | Living Room
Recessed Can | Incandescent |  | Reflector | 1 | 75 | Living Room
Ceiling Fixture | Incandescent |  | Standard A Lamp | 3 | 60 | Office
Table | Incandescent |  | Standard A Lamp | 1 | 60 | Office
Torchiere | Linear Fluorescent | 12 | T-5 | 1 | 20 | Office
Wall Mount | Halogen |  | Other | 4 | 30 | Bathroom
Ceiling Fan | Incandescent |  | Standard A Lamp | 1 | 60 | Bathroom
Ceiling Fixture | Incandescent |  | Standard A Lamp | 1 | 60 | Bathroom
Wall Mount | Incandescent |  | Standard A Lamp | 2 | 60 | Bathroom
Table | Incandescent |  | Mini base | 1 | 25 | Bathroom
Ceiling Fixture | Incandescent |  | Standard A Lamp | 3 | 60 | Bedroom
Table | Compact Fluorescent |  | A shape bulb | 1 | 15 | Bedroom
Ceiling Fan | Incandescent |  | Standard A Lamp | 1 | 60 | Bedroom
Chandelier (Hanging) | Incandescent |  | Mini base | 6 | 40 | Dining Room
Table | Incandescent |  | Standard A Lamp | 1 | 60 | Dining Room
Table | Compact Fluorescent |  | Twist | 1 | 15 | Dining Room
Ceiling Fixture | Incandescent |  | Mini base | 3 | 40 | Family Room
Floor lamp | Compact Fluorescent |  | Twist | 1 | 15 | Family Room
Ceiling Fixture | Incandescent |  | Standard A Lamp | 1 | 60 | Living Room
Ceiling Fixture | Linear Fluorescent | 96 | T-12 | 1 | 100 | Garage
Ceiling Fixture | Incandescent |  | Standard A Lamp | 1 | 200 | Garage
Garage door opener | Compact Fluorescent |  | Twist | 1 | 15 | Garage
Ceiling Fixture | Incandescent |  | Mini base | 4 | 40 | Hall
Ceiling Fixture | Incandescent |  | Standard A Lamp | 2 | 75 | Hall
Wall Mount | Compact Fluorescent |  | Twist | 1 | 15 | Hall
Ceiling Fixture | Compact Fluorescent |  | Twist | 1 | 15 | Kitchen
Ceiling Fixture | Linear Fluorescent | 48 | T-8 | 2 | 32 | Kitchen
Ceiling Fixture | Incandescent |  | Standard A Lamp | 2 | 60 | Kitchen
Other | Incandescent |  | Other | 2 | 150 | Kitchen
Recessed Can | Incandescent |  | Reflector | 1 | 65 | Living Room
Table | Incandescent |  | Standard A Lamp | 1 | 100 | Living Room
Wall Mount | Incandescent |  | Standard A Lamp | 2 | 100 | Bathroom
Ceiling Fan | Incandescent |  | Standard A Lamp | 1 | 60 | Master Bedroom
Table | Compact Fluorescent |  | Straight Tube | 1 | 28 | Master Bedroom
Floor lamp | Incandescent |  | Decorative | 1 | 40 | Master Bedroom
Ceiling Fixture | Incandescent |  | Standard A Lamp | 1 | 60 | Other
Ceiling Fixture | Compact Fluorescent |  | Twist | 1 | 15 | Bedroom
Floor lamp | Halogen |  | Other | 2 | 30 | Bedroom
Floor lamp | Compact Fluorescent |  | Twist | 1 | 15 | Bedroom
Table | Halogen |  | Other | 1 | 30 | Bedroom
Table | Incandescent |  | Mini base | 1 | 40 | Bedroom
Ceiling Fixture | Linear Fluorescent | 48 | T-8 | 2 | 32 | Other
Wall Mount | Incandescent |  | Standard A Lamp | 4 | 60 | Bathroom
Ceiling Fixture | Incandescent |  | Standard A Lamp | 1 | 100 | Other
Ceiling Fixture | Incandescent |  | Standard A Lamp | 1 | 60 | Bedroom
Table | Incandescent |  | Standard A Lamp | 1 | 60 | Bedroom
Ceiling Fixture | Incandescent |  | Standard A Lamp | 1 | 75 | Bedroom
Table | Incandescent |  | Standard A Lamp | 1 | 60 | Bedroom
Ceiling Fixture | Incandescent |  | Standard A Lamp | 1 | 75 | Bedroom
Table | Incandescent |  | Standard A Lamp | 1 | 60 | Bedroom
Ceiling Fixture | Incandescent |  | Standard A Lamp | 1 | 60 | Bedroom
Table | Incandescent |  | Standard A Lamp | 1 | 60 | Bedroom
Wall Mount | Incandescent |  | Globe | 4 | 60 | Bathroom
Floor lamp | Incandescent |  | Standard A Lamp | 1 | 60 | Family Room
Ceiling Fixture | Incandescent |  | Standard A Lamp | 1 | 60 | Hall
Ceiling Fixture | Incandescent |  | Standard A Lamp | 2 | 60 | Kitchen
Ceiling Fixture | Linear Fluorescent | 48 | T-8 | 2 | 32 | Kitchen
Wall Mount | Linear Fluorescent | 34 | T-12 | 2 | 32 | Kitchen
Ceiling Fixture | Incandescent |  | Standard A Lamp | 1 | 60 | Living Room
Table | Incandescent |  | Standard A Lamp | 1 | 60 | Living Room
Ceiling Fixture | Incandescent |  | Standard A Lamp | 1 | 60 | Master Bedroom
Ceiling Fixture | Compact Fluorescent |  | Twist | 1 | 15 | Closet
Ceiling Fixture | Halogen |  | PAR | 1 | 100 | Other
Ceiling Fixture | Compact Fluorescent |  | Twist | 1 | 15 | Other
Ceiling Fixture | Incandescent |  | Standard A Lamp | 1 | 150 | Other
Ceiling Fixture | Incandescent |  | Standard A Lamp | 1 | 100 | Other
Ceiling Fixture | Incandescent |  | Standard A Lamp | 1 | 60 | Closet
Wall Mount | Incandescent |  | Decorative | 3 | 40 | Bathroom
Ceiling Fixture | Incandescent |  | Standard A Lamp | 1 | 60 | Bathroom
Wall Mount | Incandescent |  | Globe | 6 | 60 | Bathroom
Ceiling Fixture | Linear Fluorescent | 48 | T-8 | 2 | 32 | Bathroom
Ceiling Fan | Incandescent |  | Standard A Lamp | 3 | 40 | Bedroom
Ceiling Fixture | Incandescent |  | Standard A Lamp | 2 | 60 | Bedroom
Floor lamp | Incandescent |  | Standard A Lamp | 1 | 60 | Bedroom
Ceiling Fixture | Linear Fluorescent | 48 | T-8 | 2 | 32 | Bedroom
Ceiling Fixture | Incandescent |  | Decorative | 3 | 40 | Bedroom
Ceiling Fixture | Linear Fluorescent | 24 | T-12 | 2 | 20 | Bedroom
Ceiling Fixture | Incandescent |  | Standard A Lamp | 1 | 40 | Closet
Ceiling Fixture | Incandescent |  | Standard A Lamp | 1 | 60 | Garage
Ceiling Fixture | Incandescent |  | Mini base | 3 | 40 | Hall
Chandelier (Hanging) | Incandescent |  | Decorative | 6 | 40 | Kitchen
Recessed - other | Incandescent |  | Standard A Lamp | 1 | 40 | Kitchen
Ceiling Fixture | Linear Fluorescent | 48 | T-12 | 2 | 40 | Kitchen
Recessed - other | Linear Fluorescent | 24 | T-5 | 1 | 16 | Kitchen
Floor lamp | Incandescent |  | Standard A Lamp | 2 | 60 | Living Room
Table | Incandescent |  | Standard A Lamp | 1 | 60 | Living Room
Chandelier (Hanging) | Incandescent |  | Decorative | 9 | 40 | Living Room
Ceiling Fixture | Incandescent |  | Standard A Lamp | 3 | 40 | Other
Ceiling Fixture | Incandescent |  | Standard A Lamp | 1 | 60 | Other
Wall Mount | Incandescent |  | Standard A Lamp | 1 | 60 | Other
Wall Mount | Incandescent |  | Globe | 4 | 40 | Bathroom
Floor lamp | Incandescent |  | Standard A Lamp | 1 | 60 | Bedroom
Ceiling Fixture | Compact Fluorescent |  | Twist | 2 | 13 | Dining Room
Chandelier (Hanging) | Compact Fluorescent |  | Twist | 5 | 13 | Dining Room
Ceiling Fan | Compact Fluorescent |  | Twist | 4 | 13 | Family Room
Ceiling Fixture | Halogen |  | PAR | 1 | 75 | Garage
Ceiling Fixture | Incandescent |  | Standard A Lamp | 1 | 60 | Hall
Ceiling Fixture | Compact Fluorescent |  | Twist | 2 | 13 | Kitchen
Recessed Can | Incandescent |  | Reflector | 1 | 65 | Kitchen
Ceiling Fixture | Incandescent |  | Standard A Lamp | 1 | 60 | Laundry Room
Wall Mount | Incandescent |  | Globe | 4 | 60 | Bathroom
Ceiling Fan | Incandescent |  | Standard A Lamp | 3 | 60 | Bedroom
Floor lamp | Incandescent |  | Standard A Lamp | 1 | 75 | Bedroom
Ceiling Fixture | Incandescent |  | Decorative | 4 | 60 | Bedroom
Ceiling Fixture | Incandescent |  | Standard A Lamp | 1 | 60 | Bathroom
Ceiling Fixture | Incandescent |  | Standard A Lamp | 1 | 60 | Bedroom
Ceiling Fixture | Incandescent |  | Standard A Lamp | 2 | 60 | Master Bedroom
Table | Incandescent |  | Standard A Lamp | 1 | 75 | Master Bedroom
Ceiling Fixture | Incandescent |  | Standard A Lamp | 1 | 60 | Bedroom
Chandelier (Hanging) | Incandescent |  | Globe | 3 | 40 | Dining Room
Wall Mount | Incandescent |  | Decorative | 1 | 60 | Dining Room
Ceiling Fixture | Incandescent |  | Standard A Lamp | 2 | 60 | Other
Ceiling Fixture | Incandescent |  | Standard A Lamp | 3 | 60 | Family Room
Floor lamp | Incandescent |  | Standard A Lamp | 1 | 60 | Family Room
Chandelier (Hanging) | Incandescent |  | Decorative | 5 | 40 | Kitchen
Architectural | Linear Fluorescent | 24 | T-8 | 1 | 16 | Kitchen
Ceiling Fixture | Incandescent |  | Standard A Lamp | 2 | 60 | Laundry Room
Chandelier (Hanging) | Incandescent |  | Decorative | 8 | 40 | Living Room
Table | Incandescent |  | Decorative | 4 | 25 | Living Room
Table | Compact Fluorescent |  | Twist | 1 | 15 | Living Room
Floor lamp | Compact Fluorescent |  | Twist | 1 | 22 | Living Room
Ceiling Fixture | Linear Fluorescent | 24 | T-8 | 2 | 16 | Other
Ceiling Fixture | Incandescent |  | Standard A Lamp | 1 | 60 | Bathroom
Wall Mount | Incandescent |  | Globe | 4 | 60 | Bathroom
Ceiling Fixture | Compact Fluorescent |  | Twist | 1 | 15 | Bedroom
Ceiling Fixture | Compact Fluorescent |  | Twist | 1 | 15 | Bedroom
Ceiling Fixture | Linear Fluorescent | 48 | T-12 | 2 | 40 | Garage
Ceiling Fixture | Incandescent |  | Standard A Lamp | 1 | 75 | Garage
Ceiling Fixture | Compact Fluorescent |  | Twist | 1 | 22 | Hall
Ceiling Fan | Compact Fluorescent |  | Twist | 4 | 15 | Kitchen
Ceiling Fixture | Linear Fluorescent | 48 | T-12 | 3 | 40 | Kitchen
Ceiling Fixture | Incandescent |  | Reflector | 1 | 65 | Kitchen
Ceiling Fixture | Incandescent |  | Standard A Lamp | 2 | 60 | Kitchen
Chandelier (Hanging) | Compact Fluorescent |  | Twist | 1 | 15 | Living Room
Wall Mount | Compact Fluorescent |  | Twist | 3 | 22 | Bathroom
Ceiling Fan | Incandescent |  | Standard A Lamp | 1 | 60 | Bedroom
Wall Mount | Incandescent |  | Standard A Lamp | 3 | 60 | Bathroom
Ceiling Fan | Incandescent |  | Heat Lamp | 1 | 150 | Bathroom
Wall Mount | Incandescent |  | Clear | 3 | 60 | Bathroom
Ceiling Fixture | Compact Fluorescent |  | Twist | 1 | 15 | Bedroom
Torchiere | Incandescent |  | Standard A Lamp | 1 | 60 | Bedroom
Ceiling Fixture | Incandescent |  | Standard A Lamp | 1 | 60 | Bedroom
Ceiling Fixture | Incandescent |  | Standard A Lamp | 1 | 60 | Closet
Chandelier (Hanging) | Compact Fluorescent |  | Twist | 3 | 15 | Dining Room
Chandelier (Hanging) | Incandescent |  | Standard A Lamp | 5 | 60 | Dining Room
Ceiling Fan | Incandescent |  | Clear | 4 | 60 | Hall
Ceiling Fan | Incandescent |  | Standard A Lamp | 3 | 60 | Family Room
Torchiere | Compact Fluorescent |  | Twist | 1 | 15 | Family Room
Table | Incandescent |  | Decorative | 1 | 40 | Family Room
Ceiling Fixture | Incandescent |  | Standard A Lamp | 1 | 60 | Garage
Garage door opener | Incandescent |  | Standard A Lamp | 2 | 40 | Garage
Ceiling Fixture | Incandescent |  | Standard A Lamp | 1 | 60 | Hall
Ceiling Fixture | Linear Fluorescent | 48 | T-12 | 2 | 40 | Kitchen
Recessed Can | Incandescent |  | Reflector | 1 | 65 | Kitchen
Ceiling Fixture | Incandescent |  | Standard A Lamp | 2 | 60 | Laundry Room
Table | Incandescent |  | Mini base | 1 | 25 | Living Room
Table | Compact Fluorescent |  | Twist | 1 | 15 | Living Room
Ceiling Fan | Incandescent |  | Standard A Lamp | 1 | 60 | Master Bedroom
Table | Compact Fluorescent |  | Twist | 1 | 15 | Master Bedroom
Wall Mount | Incandescent |  | Standard A Lamp | 3 | 60 | Bathroom
Wall Mount | Compact Fluorescent |  | Twist | 3 | 15 | Bathroom
Recessed Can | Incandescent |  | Reflector | 2 | 65 | Hall
Ceiling Fixture | Incandescent |  | Standard A Lamp | 2 | 60 | Bedroom
Wall Mount | Incandescent |  | Globe | 4 | 40 | Bathroom
Ceiling Fixture | Incandescent |  | Standard A Lamp | 1 | 100 | Bathroom
Wall Mount | Incandescent |  | Globe | 4 | 40 | Bathroom
Ceiling Fixture | Compact Fluorescent |  | Twist | 1 | 13 | Bathroom
Ceiling Fixture | Compact Fluorescent |  | Twist | 2 | 13 | Master Bedroom
Floor lamp | Compact Fluorescent |  | Twist | 1 | 9 | Master Bedroom
Ceiling Fixture | Compact Fluorescent |  | Twist | 2 | 13 | Bedroom
Floor lamp | Compact Fluorescent |  | Twist | 1 | 13 | Bedroom
Chandelier (Hanging) | Incandescent |  | Standard A Lamp | 3 | 60 | Dining Room
Garage door opener | Incandescent |  | Standard A Lamp | 2 | 75 | Garage
Ceiling Fixture | Compact Fluorescent |  | Twist | 1 | 15 | Garage
Ceiling Fixture | Compact Fluorescent |  | Twist | 1 | 13 | Hall
Recessed Can | Compact Fluorescent |  | Flood | 1 | 22 | Kitchen
Wall Mount | Incandescent |  | Standard A Lamp | 1 | 15 | Living Room
Floor lamp | Compact Fluorescent |  | Twist | 1 | 13 | Living Room
Floor lamp | Incandescent |  | Standard A Lamp | 1 | 60 | Living Room
Wall Mount | Incandescent |  | Decorative | 6 | 15 | Living Room
Ceiling Fan | Compact Fluorescent |  | Twist | 1 | 15 | Bathroom
Ceiling Fixture | Compact Fluorescent |  | Twist | 1 | 15 | Bathroom
Table | Incandescent |  | Standard A Lamp | 1 | 65 | Bedroom
Table | Incandescent |  | Standard A Lamp | 1 | 60 | Bedroom
Ceiling Fixture | Incandescent |  | Standard A Lamp | 1 | 40 | Garage
Exterior | Halogen |  | PAR | 1 | 100 | Garage
Ceiling Fixture | Linear Fluorescent | 48 | T-12 | 2 | 32 | Kitchen
Ceiling Fixture | Compact Fluorescent |  | Twist | 1 | 15 | Laundry Room
Wall Mount | Incandescent |  | Mini base | 2 | 25 | Living Room
Table | Incandescent |  | Decorative | 2 | 60 | Living Room
Recessed Can | Incandescent |  | Standard A Lamp | 1 | 60 | Family Room
Ceiling Fixture | Incandescent |  | Standard A Lamp | 2 | 60 | Bathroom
Ceiling Fixture | Incandescent |  | Standard A Lamp | 2 | 60 | Bedroom
Table | Incandescent |  | Mini base | 2 | 25 | Bedroom
Ceiling Fixture | Linear Fluorescent | 48 | T-12 | 2 | 40 | Bedroom
Ceiling Fixture | Compact Fluorescent |  | Twist | 2 | 22 | Bedroom
Wall Mount | Incandescent |  | Decorative | 1 | 40 | Hall
Wall Mount | Compact Fluorescent |  | Twist | 2 | 22 | Kitchen
Ceiling Fixture | Incandescent |  | Standard A Lamp | 1 | 60 | Kitchen
Ceiling Fixture | Linear Fluorescent | 48 | T-12 | 2 | 32 | Laundry Room
Table | Compact Fluorescent |  | 3-Way CFL | 1 | 15 | Living Room
Floor lamp | Compact Fluorescent |  | Twist | 2 | 22 | Living Room
Ceiling Fan | Compact Fluorescent |  | Twist | 1 | 22 | Living Room
Ceiling Fixture | Incandescent |  | Standard A Lamp | 2 | 60 | Bedroom
Ceiling Fan | Incandescent |  | Standard A Lamp | 4 | 40 | Family Room
Table | Incandescent |  | Standard A Lamp | 1 | 100 | Family Room
Table | Compact Fluorescent |  | Twist | 1 | 15 | Family Room
Track | Incandescent |  | Standard A Lamp | 3 | 60 | Family Room
Chandelier (Hanging) | Incandescent |  | Standard A Lamp | 1 | 40 | Bathroom
Wall Mount | Incandescent |  | Standard A Lamp | 1 | 60 | Bathroom
Ceiling Fixture | Incandescent |  | Standard A Lamp | 1 | 60 | Laundry Room
Wall Mount | Incandescent |  | Clear | 1 | 60 | Other
Ceiling Fixture | Compact Fluorescent |  | Twist | 1 | 15 | Living Room
Table | Incandescent |  | 3-Way Incandescent | 1 | 200 | Living Room
Chandelier (Hanging) | Incandescent |  | Standard A Lamp | 3 | 100 | Dining Room
Ceiling Fixture | Incandescent |  | Standard A Lamp | 1 | 60 | Dining Room
Ceiling Fixture | Incandescent |  | Standard A Lamp | 1 | 60 | Hall
Ceiling Fixture | Incandescent |  | Standard A Lamp | 1 | 40 | Master Bedroom
Table | Compact Fluorescent |  | Twist | 1 | 15 | Master Bedroom
Wall Mount | Incandescent |  | Standard A Lamp | 2 | 60 | Bathroom
Ceiling Fixture | Incandescent |  | Standard A Lamp | 1 | 40 | Bedroom
Floor lamp | Incandescent |  | 3-Way Incandescent | 1 | 100 | Bedroom
Wall Mount | Incandescent |  | Standard A Lamp | 1 | 75 | Bedroom
Chandelier (Hanging) | Incandescent |  | Standard A Lamp | 5 | 100 | Kitchen
Chandelier (Hanging) | Incandescent |  | Standard A Lamp | 3 | 60 | Kitchen
Ceiling Fixture | Linear Fluorescent | 48 | T-12 | 1 | 40 | Kitchen
Ceiling Fixture | Compact Fluorescent |  | Twist | 1 | 15 | Bathroom
Ceiling Fixture | Compact Fluorescent |  | Twist | 1 | 15 | Other
Ceiling Fixture | Compact Fluorescent |  | Twist | 1 | 15 | Closet
Chandelier (Hanging) | Incandescent |  | Mini base | 8 | 40 | Dining Room
Ceiling Fixture | Compact Fluorescent |  | Twist | 1 | 15 | Hall
Ceiling Fixture | Compact Fluorescent |  | Twist | 1 | 15 | Other
Table | Linear Fluorescent | 16 | Fluorescent Other | 1 | 16 | Other
Ceiling Fixture | Incandescent |  | Standard A Lamp | 1 | 75 | Garage
Ceiling Fixture | Compact Fluorescent |  | Twist | 1 | 22 | Kitchen
Ceiling Fixture | Linear Fluorescent | 48 | T-12 | 2 | 40 | Kitchen
Ceiling Fixture | Compact Fluorescent |  | Twist | 1 | 15 | Laundry Room
Chandelier (Hanging) | Incandescent |  | Mini base | 5 | 40 | Living Room
Table | Compact Fluorescent |  | Twist | 1 | 15 | Living Room
Ceiling Fan | Compact Fluorescent |  | Twist | 1 | 15 | Bathroom
Ceiling Fixture | Compact Fluorescent |  | Twist | 3 | 15 | Master Bedroom
Ceiling Fixture | Compact Fluorescent |  | Twist | 1 | 15 | Closet
Ceiling Fixture | Compact Fluorescent |  | Twist | 1 | 15 | Other
Ceiling Fixture | Compact Fluorescent |  | Twist | 1 | 15 | Other
Ceiling Fixture | Compact Fluorescent |  | Twist | 2 | 15 | Bedroom
Ceiling Fixture | Compact Fluorescent |  | A shape bulb | 1 | 15 | Hall
Wall Mount | Compact Fluorescent |  | Twist | 1 | 15 | Hall
Wall Mount | Compact Fluorescent |  | Twist | 5 | 22 | Bathroom
Chandelier (Hanging) | Compact Fluorescent |  | Twist | 4 | 22 | Bedroom
Table | Compact Fluorescent |  | Twist | 1 | 22 | Bedroom
Ceiling Fixture | Incandescent |  | Standard A Lamp | 1 | 60 | Bedroom
Table | Compact Fluorescent |  | Twist | 4 | 22 | Bedroom
Ceiling Fixture | Compact Fluorescent |  | Twist | 2 | 22 | Bedroom
Wall Mount | Compact Fluorescent |  | Twist | 5 | 22 | Bedroom
Ceiling Fixture | Compact Fluorescent |  | Twist | 1 | 28 | Garage
Garage door opener | Incandescent |  | Clear | 2 | 40 | Garage
Ceiling Fixture | Incandescent |  | Standard A Lamp | 2 | 65 | Garage
Ceiling Fixture | Incandescent |  | Standard A Lamp | 1 | 22 | Hall
Table | Compact Fluorescent |  | Twist | 1 | 22 | Kitchen
Ceiling Fixture | Compact Fluorescent |  | Twist | 2 | 22 | Kitchen
Ceiling Fixture | Incandescent |  | Globe | 1 | 60 | Kitchen
Ceiling Fixture | Linear Fluorescent | 48 | T-4 | 2 | 40 | Kitchen
Ceiling Fixture | Incandescent |  | Standard A Lamp | 1 | 60 | Laundry Room
Wall Mount | Compact Fluorescent |  | Twist | 6 | 15 | Bathroom
Recessed Can | Compact Fluorescent |  | Twist | 1 | 15 | Bathroom
Ceiling Fixture | Incandescent |  | Heat Lamp | 1 | 150 | Bathroom
Ceiling Fixture | Incandescent |  | Reflector | 1 | 65 | Bathroom
Wall Mount | Incandescent |  | Clear | 6 | 25 | Bathroom
Ceiling Fixture | Incandescent |  | Heat Lamp | 1 | 150 | Bathroom
Ceiling Fixture | Incandescent |  | Reflector | 1 | 65 | Bathroom
Ceiling Fixture | Compact Fluorescent |  | Twist | 1 | 15 | Closet
Ceiling Fixture | Compact Fluorescent |  | Twist | 1 | 15 | Closet
Chandelier (Hanging) | Incandescent |  | Standard A Lamp | 3 | 60 | Dining Room
Ceiling Fixture | Compact Fluorescent |  | Twist | 1 | 15 | Hall
Other | Incandescent |  | Other | 1 | 25 | Hall
Recessed Can | Compact Fluorescent |  | Twist | 1 | 15 | Kitchen
Recessed Can | Incandescent |  | Reflector | 1 | 60 | Kitchen
Table | Incandescent |  | Standard A Lamp | 1 | 60 | Living Room
Torchiere | Halogen |  | Quartz Tube | 1 | 75 | Living Room
Ceiling Fixture | Compact Fluorescent |  | Twist | 1 | 15 | Bedroom
Table | Incandescent |  | Standard A Lamp | 1 | 40 | Bedroom
Ceiling Fixture | Incandescent |  | Standard A Lamp | 1 | 60 | Bedroom
Table | Incandescent |  | Mini base | 1 | 25 | Bedroom
Table | Incandescent |  | Mini base | 2 | 25 | Bedroom
Table | Incandescent |  | Standard A Lamp | 1 | 40 | Bedroom
Ceiling Fan | Compact Fluorescent |  | Twist | 1 | 22 | Bedroom
Garage door opener | Incandescent |  | Standard A Lamp | 1 | 60 | Garage
Ceiling Fixture | Compact Fluorescent |  | Twist | 2 | 15 | Hall
Table | Compact Fluorescent |  | Twist | 1 | 22 | Living Room
Ceiling Fan | Compact Fluorescent |  | Twist | 1 | 15 | Living Room
Wall Mount | Incandescent |  | Globe | 4 | 40 | Bathroom
Ceiling Fan | Incandescent |  | Standard A Lamp | 3 | 60 | Bedroom
Table | Compact Fluorescent |  | Twist | 1 | 22 | Bedroom
Table | Incandescent |  | Decorative | 1 | 25 | Bedroom
Wall Mount | Incandescent |  | Globe | 4 | 40 | Bathroom
Ceiling Fan | Incandescent |  | Standard A Lamp | 1 | 60 | Bedroom
Ceiling Fixture | Compact Fluorescent |  | Twist | 2 | 15 | Kitchen
Wall Mount | Incandescent |  | Globe | 6 | 60 | Bathroom
Ceiling Fixture | Compact Fluorescent |  | Twist | 1 | 22 | Bathroom
Chandelier (Hanging) | Incandescent |  | Decorative | 16 | 40 | Bedroom
Table | Incandescent |  | Standard A Lamp | 1 | 75 | Bedroom
Chandelier (Hanging) | Incandescent |  | Standard A Lamp | 1 | 75 | Bedroom
Table | Incandescent |  | Standard A Lamp | 1 | 60 | Bedroom
Table | Incandescent |  | Standard A Lamp | 1 | 60 | Bedroom
Chandelier (Hanging) | Incandescent |  | Standard A Lamp | 6 | 40 | Bedroom
Chandelier (Hanging) | Incandescent |  | Standard A Lamp | 1 | 75 | Bedroom
Table | Incandescent |  | Standard A Lamp | 1 | 75 | Bedroom
Ceiling Fixture | Incandescent |  | Standard A Lamp | 1 | 60 | Bedroom
Ceiling Fixture | Incandescent |  | Standard A Lamp | 1 | 100 | Closet
Ceiling Fixture | Incandescent |  | Standard A Lamp | 1 | 75 | Closet
Chandelier (Hanging) | Incandescent |  | Decorative | 5 | 40 | Other
Wall Mount | Incandescent |  | Standard A Lamp | 1 | 75 | Other
Chandelier (Hanging) | Incandescent |  | Decorative | 5 | 40 | Hall
Ceiling Fixture | Incandescent |  | Standard A Lamp | 1 | 100 | Other
Ceiling Fan | Incandescent |  | Standard A Lamp | 1 | 75 | Kitchen
Ceiling Fixture | Linear Fluorescent | 96 | T-12 | 2 | 60 | Kitchen
Recessed - other | Linear Fluorescent | 48 | T-12 | 2 | 40 | Kitchen
Ceiling Fixture | Incandescent |  | Standard A Lamp | 1 | 60 | Other
Ceiling Fixture | Incandescent |  | Standard A Lamp | 2 | 75 | Other
Ceiling Fixture | Incandescent |  | Standard A Lamp | 1 | 60 | Other
Ceiling Fixture | Linear Fluorescent | 48 | T-12 | 1 | 40 | Other
Ceiling Fixture | Incandescent |  | Standard A Lamp | 1 | 60 | Other
Wall Mount | Incandescent |  | Globe | 10 | 25 | Bathroom
Recessed - other | Incandescent |  | Heat Lamp | 1 | 250 | Bathroom
Wall Mount | Incandescent |  | Globe | 6 | 40 | Bathroom
Recessed - other | Incandescent |  | Heat Lamp | 1 | 250 | Bathroom
Recessed Can | Incandescent |  | Reflector | 1 | 65 | Bedroom
Recessed Can | Incandescent |  | Reflector | 1 | 65 | Family Room
Track | Incandescent |  | Reflector | 3 | 60 | Family Room
Table | Incandescent |  | Standard A Lamp | 1 | 100 | Family Room
Recessed Can | Incandescent |  | Reflector | 1 | 65 | Hall
Recessed Can | Incandescent |  | Reflector | 1 | 65 | Kitchen
Ceiling Fixture | Linear Fluorescent | 48 | T-8 | 1 | 32 | Laundry Room
Recessed Can | Incandescent |  | Reflector | 1 | 65 | Master Bedroom
Track | Incandescent |  | Standard A Lamp | 2 | 40 | Master Bedroom
Recessed Can | Incandescent |  | Reflector | 1 | 65 | Office
Ceiling Fixture | Linear Fluorescent | 48 | T-8 | 2 | 32 | Other
Ceiling Fixture | Incandescent |  | Standard A Lamp | 1 | 60 | Bathroom
Wall Mount | Compact Fluorescent |  | Twist | 1 | 15 | Bathroom
Wall Mount | Halogen |  | Quartz Tube | 1 | 100 | Bathroom
Ceiling Fixture | Incandescent |  | Standard A Lamp | 1 | 60 | Bathroom
Table | Compact Fluorescent |  | Twist | 1 | 15 | Bedroom
Ceiling Fixture | Incandescent |  | Standard A Lamp | 1 | 60 | Bedroom
Table | Incandescent |  | Mini base | 1 | 25 | Bedroom
Recessed Can | Incandescent |  | Standard A Lamp | 2 | 60 | Closet
Chandelier (Hanging) | Incandescent |  | Standard A Lamp | 1 | 60 | Dining Room
Ceiling Fixture | Incandescent |  | Standard A Lamp | 1 | 60 | Hall
Ceiling Fixture | Linear Fluorescent | 48 | T-12 | 2 | 40 | Garage
Garage door opener | Incandescent |  | Standard A Lamp | 1 | 60 | Garage
Ceiling Fixture | Incandescent |  | Standard A Lamp | 1 | 60 | Hall
Other | Incandescent |  | Standard A Lamp | 1 | 40 | Kitchen
Recessed - other | Linear Fluorescent | 24 | T-12 | 1 | 20 | Kitchen
Ceiling Fixture | Linear Fluorescent | 48 | T-8 | 2 | 32 | Kitchen
Ceiling Fixture | Compact Fluorescent |  | Twist | 1 | 15 | Kitchen
Ceiling Fixture | Compact Fluorescent |  | Twist | 1 | 15 | Laundry Room
Table | Incandescent |  | 3-Way Incandescent | 1 | 250 | Living Room
Table | Incandescent |  | 3-Way Incandescent | 1 | 150 | Living Room
Table | Incandescent |  | Standard A Lamp | 1 | 100 | Living Room
Ceiling Fixture | Incandescent |  | Standard A Lamp | 1 | 60 | Office
Ceiling Fixture | Compact Fluorescent |  | Twist | 1 | 22 | Hall
Wall Mount | Incandescent |  | Standard A Lamp | 1 | 60 | Bathroom
Ceiling Fixture | Incandescent |  | Standard A Lamp | 2 | 60 | Bedroom
Table | Compact Fluorescent |  | Twist | 1 | 22 | Bedroom
Ceiling Fixture | Incandescent |  | Standard A Lamp | 2 | 60 | Other
Ceiling Fixture | Incandescent |  | Standard A Lamp | 2 | 60 | Bathroom
Ceiling Fixture | Incandescent |  | Standard A Lamp | 1 | 75 | Other
Wall Mount | Incandescent |  | Standard A Lamp | 3 | 60 | Bathroom
Table | Compact Fluorescent |  | Twist | 1 | 15 | Bedroom
Ceiling Fixture | Incandescent |  | Standard A Lamp | 3 | 60 | Bedroom
Table | Incandescent |  | Standard A Lamp | 1 | 75 | Bedroom
Ceiling Fixture | Incandescent |  | Standard A Lamp | 2 | 75 | Bedroom
Ceiling Fixture | Incandescent |  | Reflector | 2 | 75 | Bedroom
Ceiling Fixture | Incandescent |  | Standard A Lamp | 1 | 60 | Other
Ceiling Fixture | Linear Fluorescent | 48 | T-12 | 4 | 40 | Other
Table | Compact Fluorescent |  | Twist | 1 | 22 | Other
Table | Linear Fluorescent | 12 | T-8 | 2 | 20 | Other
Ceiling Fixture | Incandescent |  | Standard A Lamp | 1 | 75 | Other
Chandelier (Hanging) | Incandescent |  | Decorative | 4 | 60 | Dining Room
Ceiling Fixture | Linear Fluorescent | 96 | T-12 | 2 | 60 | Family Room
Table | Incandescent |  | Standard A Lamp | 1 | 60 | Family Room
Table | Compact Fluorescent |  | Pin base | 1 | 22 | Family Room
Ceiling Fixture | Incandescent |  | Reflector | 1 | 75 | Garage
Garage door opener | Incandescent |  | Standard A Lamp | 1 | 100 | Garage
Ceiling Fixture | Incandescent |  | Standard A Lamp | 1 | 60 | Garage
Ceiling Fixture | Incandescent |  | Standard A Lamp | 2 | 60 | Hall
Wall Mount | Compact Fluorescent |  | Twist | 1 | 15 | Hall
Ceiling Fixture | Linear Fluorescent | 48 | T-12 | 2 | 40 | Kitchen
Recessed Can | Incandescent |  | Standard A Lamp | 1 | 100 | Kitchen
Ceiling Fixture | Incandescent |  | Standard A Lamp | 1 | 60 | Laundry Room
Ceiling Fixture | Incandescent |  | Standard A Lamp | 2 | 60 | Living Room
Floor lamp | Compact Fluorescent |  | Pin base | 1 | 22 | Living Room
Table | Incandescent |  | Clear | 1 | 40 | Living Room
Ceiling Fixture | Linear Fluorescent | 24 | T-12 | 4 | 20 | Office
Table | Incandescent |  | Standard A Lamp | 1 | 75 | Office
Ceiling Fixture | Compact Fluorescent |  | Globe | 4 | 15 | Bathroom
Ceiling Fixture | Compact Fluorescent |  | Globe | 4 | 15 | Bathroom
Ceiling Fan | Compact Fluorescent |  | A shape bulb | 3 | 15 | Bedroom
Torchiere | Incandescent |  | Standard A Lamp | 1 | 100 | Bedroom
Table | Incandescent |  | Standard A Lamp | 1 | 75 | Bedroom
Ceiling Fixture | Compact Fluorescent |  | Circline (Screw Base) | 1 | 28 | Closet
Ceiling Fan | Compact Fluorescent |  | A shape bulb | 3 | 22 | Office
Track | Compact Fluorescent |  | A shape bulb | 3 | 15 | Office
Track | Incandescent |  | Reflector | 2 | 65 | Office
Wall Mount | Incandescent |  | Standard A Lamp | 1 | 60 | Office
Chandelier (Hanging) | Incandescent |  | Globe | 1 | 60 | Dining Room
Ceiling Fixture | Compact Fluorescent |  | Twist | 1 | 15 | Hall
Ceiling Fan | Compact Fluorescent |  | A shape bulb | 3 | 15 | Kitchen
Ceiling Fixture | Linear Fluorescent | 44 | T-12 | 1 | 32 | Kitchen
Other | Incandescent |  | Standard A Lamp | 1 | 25 | Kitchen
Ceiling Fixture | Compact Fluorescent |  | Circline (Screw Base) | 1 | 28 | Laundry Room
Recessed Can | Incandescent |  | Reflector | 1 | 75 | Living Room
Wall Mount | Incandescent |  | Standard A Lamp | 1 | 75 | Living Room
Wall Mount | Compact Fluorescent |  | Twist | 1 | 15 | Living Room
Ceiling Fan | Compact Fluorescent |  | A shape bulb | 3 | 15 | Master Bedroom
Wall Mount | Incandescent |  | Standard A Lamp | 1 | 125 | Master Bedroom
Ceiling Fixture | Compact Fluorescent |  | Twist | 1 | 15 | Master Bedroom
Wall Mount | Linear Fluorescent | 22 | T-8 | 1 | 20 | Bathroom
Ceiling Fixture | Compact Fluorescent |  | Circline (Screw Base) | 1 | 28 | Bathroom
Ceiling Fixture | Incandescent |  | Standard A Lamp | 1 | 60 | Hall
Ceiling Fixture | Compact Fluorescent |  | Twist | 1 | 15 | Garage
Ceiling Fixture | Incandescent |  | Standard A Lamp | 1 | 60 | Garage
Garage door opener | Incandescent |  | Standard A Lamp | 2 | 60 | Garage
Architectural | Incandescent |  | Standard A Lamp | 1 | 60 | Other
Wall Mount | Linear Fluorescent | 48 | Fluorescent Other | 1 | 22 | Bathroom
Ceiling Fixture | Compact Fluorescent |  | Twist | 2 | 13 | Bathroom
Ceiling Fixture | Incandescent |  | Standard A Lamp | 2 | 60 | Bedroom
Table | Incandescent |  | Standard A Lamp | 1 | 40 | Bedroom
Ceiling Fixture | Incandescent |  | Standard A Lamp | 1 | 60 | Hall
Ceiling Fixture | Compact Fluorescent |  | Twist | 2 | 13 | Kitchen
Recessed - other | Compact Fluorescent |  | Twist | 1 | 13 | Kitchen
Low bay | Linear Fluorescent | 22 | T-12 | 2 | 20 | Laundry Room
Table | Compact Fluorescent |  | Twist | 1 | 13 | Living Room
Table | Linear Fluorescent | 48 | T-4 | 1 | 13 | Living Room
Table | Compact Fluorescent |  | Twist | 1 | 13 | Master Bedroom
Ceiling Fixture | Compact Fluorescent |  | Twist | 1 | 13 | Master Bedroom
Ceiling Fixture | Compact Fluorescent |  | Twist | 2 | 13 | Other
Low bay | Linear Fluorescent | 12 | T-8 | 1 | 15 | Other
Ceiling Fixture | Incandescent |  | Standard A Lamp | 1 | 25 | Bathroom
Wall Mount | Incandescent |  | Globe | 6 | 60 | Bathroom
Ceiling Fixture | Incandescent |  | Standard A Lamp | 2 | 40 | Bedroom
Ceiling Fan | Compact Fluorescent |  | Twist | 1 | 28 | Bedroom
Table | Compact Fluorescent |  | Twist | 1 | 28 | Bedroom
Ceiling Fixture | Compact Fluorescent |  | Twist | 1 | 28 | Bedroom
Chandelier (Hanging) | Incandescent |  | Globe | 1 | 60 | Dining Room
Ceiling Fixture | Incandescent |  | Standard A Lamp | 1 | 25 | Bathroom
Wall Mount | Compact Fluorescent |  | Twist | 4 | 28 | Bathroom
Ceiling Fixture | Compact Fluorescent |  | Twist | 2 | 22 | Bedroom
Ceiling Fixture | Compact Fluorescent |  | Twist | 2 | 22 | Bedroom
Ceiling Fixture | Compact Fluorescent |  | Twist | 2 | 22 | Family Room
Recessed Can | Compact Fluorescent |  | Twist | 1 | 28 | Hall
Ceiling Fixture | Compact Fluorescent |  | Twist | 1 | 22 | Laundry Room
Ceiling Fixture | Incandescent |  | Globe | 1 | 60 | Hall
Ceiling Fixture | Incandescent |  | Standard A Lamp | 1 | 60 | Hall
Floor lamp | Incandescent |  | Standard A Lamp | 1 | 100 | Living Room
Floor lamp | Incandescent |  | Standard A Lamp | 3 | 52 | Living Room
Wall Mount | Incandescent |  | Standard A Lamp | 1 | 20 | Kitchen
Ceiling Fixture | Linear Fluorescent | 48 | T-12 | 2 | 40 | Kitchen
Ceiling Fixture | Compact Fluorescent |  | Twist | 1 | 15 | Bathroom
Wall Mount | Compact Fluorescent |  | Twist | 5 | 15 | Bathroom
Ceiling Fixture | Compact Fluorescent |  | Twist | 2 | 15 | Hall
Ceiling Fixture | Compact Fluorescent |  | Twist | 2 | 15 | Office
Table | Incandescent |  | Standard A Lamp | 1 | 60 | Office
Ceiling Fan | Incandescent |  | Mini base | 4 | 40 | Living Room
Ceiling Fixture | Compact Fluorescent |  | Twist | 2 | 15 | Living Room
Table | Incandescent |  | Decorative | 1 | 40 | Living Room
Table | Compact Fluorescent |  | Twist | 1 | 22 | Living Room
Ceiling Fan | Incandescent |  | Mini base | 4 | 40 | Master Bedroom
Floor lamp | Compact Fluorescent |  | Twist | 2 | 15 | Master Bedroom
Ceiling Fixture | Compact Fluorescent |  | Twist | 2 | 15 | Closet
Chandelier (Hanging) | Compact Fluorescent |  | A shape bulb | 9 | 15 | Dining Room
Recessed Can | Compact Fluorescent |  | Flood | 1 | 15 | Kitchen
Ceiling Fixture | Compact Fluorescent |  | Pin base | 1 | 22 | Kitchen
Chandelier (Hanging) | Compact Fluorescent |  | Twist | 3 | 15 | Kitchen
Ceiling Fixture | Linear Fluorescent | 48 | T-8 | 2 | 32 | Laundry Room
Ceiling Fan | Compact Fluorescent |  | Twist | 1 | 15 | Family Room
Floor lamp | Compact Fluorescent |  | Twist | 1 | 15 | Family Room
Ceiling Fixture | Compact Fluorescent |  | Twist | 2 | 15 | Bedroom
Table | Compact Fluorescent |  | Twist | 1 | 15 | Bedroom
Wall Mount | Incandescent |  | Standard A Lamp | 1 | 100 | Bathroom
Wall Mount | Incandescent |  | Globe | 4 | 25 | Bathroom
Ceiling Fixture | Incandescent |  | Standard A Lamp | 2 | 60 | Bedroom
Table | Incandescent |  | Standard A Lamp | 1 | 60 | Bedroom
Table | Linear Fluorescent | 16 | T-5 | 4 | 32 | Bedroom
Ceiling Fixture | Incandescent |  | Standard A Lamp | 2 | 60 | Bedroom
Ceiling Fixture | Incandescent |  | Standard A Lamp | 1 | 60 | Bedroom
Ceiling Fixture | Incandescent |  | Standard A Lamp | 1 | 60 | Bedroom
Ceiling Fixture | Compact Fluorescent |  | Twist | 1 | 22 | Hall
Ceiling Fixture | Linear Fluorescent | 48 | Fluorescent Unknown | 2 | 58 | Kitchen
Ceiling Fixture | Incandescent |  | Standard A Lamp | 1 | 60 | Kitchen
Ceiling Fixture | Incandescent |  | Standard A Lamp | 1 | 60 | Laundry Room
Table | Incandescent |  | Standard A Lamp | 1 | 60 | Laundry Room
Ceiling Fan | Incandescent |  | Standard A Lamp | 1 | 60 | Laundry Room
Wall Mount | Incandescent |  | Standard A Lamp | 3 | 75 | Bathroom
Ceiling Fixture | Incandescent |  | Standard A Lamp | 2 | 60 | Bathroom
Ceiling Fixture | Linear Fluorescent | 96 | T-12 | 2 | 80 | Bathroom
Chandelier (Hanging) | Compact Fluorescent |  | Twist | 1 | 22 | Bedroom
Ceiling Fixture | Incandescent |  | Standard A Lamp | 2 | 60 | Bedroom
Ceiling Fixture | Incandescent |  | Standard A Lamp | 2 | 60 | Bedroom
Table | Incandescent |  | Decorative | 1 | 40 | Bedroom
Ceiling Fixture | Incandescent |  | Standard A Lamp | 1 | 60 | Closet
Chandelier (Hanging) | Incandescent |  | Standard A Lamp | 5 | 60 | Dining Room
Chandelier (Hanging) | Compact Fluorescent |  | Twist | 2 | 22 | Dining Room
Ceiling Fixture | Linear Fluorescent | 48 | T-12 | 2 | 32 | Garage
Ceiling Fixture | Incandescent |  | Standard A Lamp | 1 | 60 | Hall
Ceiling Fixture | Linear Fluorescent | 48 | T-12 | 4 | 32 | Kitchen
Ceiling Fan | Compact Fluorescent |  | Twist | 5 | 22 | Living Room
Ceiling Fixture | Linear Fluorescent | 36 | T-12 | 2 | 20 | Bedroom
Ceiling Fixture | Linear Fluorescent | 48 | T-12 | 2 | 32 | Bathroom
Ceiling Fixture | Compact Fluorescent |  | Twist | 3 | 22 | Bedroom
Wall Mount | Incandescent |  | Globe | 3 | 60 | Bedroom
Ceiling Fan | Compact Fluorescent |  | Twist | 3 | 15 | Bedroom
Table | Compact Fluorescent |  | Twist | 2 | 15 | Bedroom
Ceiling Fan | Compact Fluorescent |  | Twist | 3 | 15 | Bedroom
Table | Incandescent |  | Standard A Lamp | 1 | 40 | Bedroom
Ceiling Fixture | Incandescent |  | Standard A Lamp | 1 | 75 | Closet
Ceiling Fixture | Incandescent |  | Standard A Lamp | 2 | 100 | Dining Room
Ceiling Fixture | Incandescent |  | Standard A Lamp | 1 | 60 | Garage
Ceiling Fixture | Compact Fluorescent |  | Twist | 3 | 15 | Hall
Ceiling Fixture | Compact Fluorescent |  | Pin base | 2 | 15 | Kitchen
Ceiling Fan | Compact Fluorescent |  | Twist | 3 | 15 | Living Room
Table | Incandescent |  | Standard A Lamp | 1 | 100 | Living Room
Floor lamp | Incandescent |  | Standard A Lamp | 4 | 100 | Living Room
Ceiling Fixture | Compact Fluorescent |  | Twist | 1 | 15 | Other
Wall Mount | Other |  | LED Interior | 1 | 7 | Bathroom
Wall Mount | Compact Fluorescent |  | Twist | 2 | 15 | Bathroom
Track | Other |  | LED Interior | 3 | 50 | Bedroom
Wall Mount | Other |  | LED Interior | 1 | 15 | Bedroom
Ceiling Fan | Compact Fluorescent |  | Twist | 2 | 15 | Living Room
Chandelier (Hanging) | Compact Fluorescent |  | Twist | 5 | 15 | Living Room
Ceiling Fixture | Compact Fluorescent |  | Twist | 1 | 15 | Living Room
Track | Other |  | LED Interior | 2 | 15 | Master Bedroom
Wall Mount | Compact Fluorescent |  | Twist | 1 | 15 | Master Bedroom
Ceiling Fixture | Incandescent |  | Reflector | 3 | 60 | Bedroom
Ceiling Fixture | Incandescent |  | Standard A Lamp | 2 | 100 | Bedroom
Wall Mount | Incandescent |  | Standard A Lamp | 1 | 25 | Bedroom
Wall Mount | Incandescent |  | Reflector | 2 | 65 | Other
Wall Mount | Incandescent |  | Standard A Lamp | 2 | 60 | Bathroom
Ceiling Fan | Incandescent |  | Standard A Lamp | 1 | 60 | Bathroom
Wall Mount | Incandescent |  | Standard A Lamp | 4 | 60 | Bathroom
Track | Incandescent |  | Reflector | 6 | 65 | Bedroom
Track | Incandescent |  | Reflector | 5 | 150 | Bedroom
Low bay | Linear Fluorescent | 24 | T-12 | 1 | 20 | Bedroom
Ceiling Fixture | Incandescent |  | Standard A Lamp | 2 | 40 | Bedroom
Table | Compact Fluorescent |  | Twist | 1 | 15 | Bedroom
Table | Incandescent |  | Standard A Lamp | 1 | 40 | Bedroom
Ceiling Fixture | Compact Fluorescent |  | Twist | 1 | 7 | Garage
Wall Mount | Incandescent |  | Standard A Lamp | 1 | 40 | Garage
Garage door opener | Incandescent |  | Standard A Lamp | 1 | 60 | Garage
Ceiling Fixture | Incandescent |  | Clear | 5 | 60 | Kitchen
Ceiling Fixture | Incandescent |  | Standard A Lamp | 1 | 125 | Kitchen
Recessed Can | Incandescent |  | Reflector | 1 | 150 | Kitchen
Other | Incandescent |  | Clear | 2 | 40 | Kitchen
Wall Mount | Linear Fluorescent | 22 | T-8 | 1 | 20 | Kitchen
Ceiling Fixture | Incandescent |  | Standard A Lamp | 3 | 60 | Living Room
Recessed Can | Incandescent |  | Reflector | 1 | 90 | Living Room
Torchiere | Incandescent |  | Standard A Lamp | 2 | 75 | Living Room
Torchiere | Incandescent |  | Standard A Lamp | 1 | 75 | Living Room
Table | Compact Fluorescent |  | Twist | 1 | 15 | Living Room
Wall Mount | Linear Fluorescent | 44 | T-12 | 1 | 40 | Living Room
Ceiling Fixture | Incandescent |  | Standard A Lamp | 1 | 125 | Hall
Ceiling Fixture | Linear Fluorescent | 44 | T-12 | 2 | 40 | Hall
Ceiling Fixture | Incandescent |  | Standard A Lamp | 2 | 60 | Closet
Ceiling Fixture | Linear Fluorescent | 44 | T-12 | 2 | 40 | Other
Table | Incandescent |  | Standard A Lamp | 1 | 60 | Other
Recessed Can | Compact Fluorescent |  | Flood | 1 | 15 | Living Room
Ceiling Fixture | Incandescent |  | Standard A Lamp | 3 | 60 | Living Room
Chandelier (Hanging) | Incandescent |  | Standard A Lamp | 3 | 60 | Living Room
Chandelier (Hanging) | Incandescent |  | Clear | 1 | 40 | Living Room
Architectural | Halogen |  | Other | 3 | 30 | Living Room
Ceiling Fixture | Incandescent |  | Standard A Lamp | 2 | 60 | Laundry Room
Recessed Can | Compact Fluorescent |  | Flood | 1 | 15 | Office
Ceiling Fixture | Incandescent |  | Standard A Lamp | 3 | 40 | Hall
Ceiling Fan | Incandescent |  | Decorative | 4 | 60 | Master Bedroom
Table | Incandescent |  | Mini base | 1 | 25 | Master Bedroom
Table | Incandescent |  | Standard A Lamp | 1 | 60 | Master Bedroom
Ceiling Fixture | Incandescent |  | Standard A Lamp | 2 | 40 | Bathroom
Wall Mount | Compact Fluorescent |  | Globe | 6 | 15 | Bathroom
Ceiling Fixture | Incandescent |  | Standard A Lamp | 2 | 40 | Closet
Ceiling Fixture | Incandescent |  | Standard A Lamp | 2 | 40 | Bathroom
Wall Mount | Incandescent |  | Standard A Lamp | 4 | 40 | Bathroom
Chandelier (Hanging) | Incandescent |  | Standard A Lamp | 3 | 40 | Other
Table | Incandescent |  | Standard A Lamp | 1 | 60 | Other
Ceiling Fixture | Incandescent |  | Standard A Lamp | 3 | 60 | Other
Table | Incandescent |  | Standard A Lamp | 1 | 60 | Other
Wall Mount | Incandescent |  | Mini base | 2 | 40 | Bathroom
Wall Mount | Incandescent |  | Standard A Lamp | 5 | 60 | Bathroom
Ceiling Fixture | Incandescent |  | Standard A Lamp | 1 | 60 | Bathroom
Wall Mount | Incandescent |  | Standard A Lamp | 3 | 60 | Bathroom
Ceiling Fixture | Incandescent |  | Standard A Lamp | 1 | 60 | Bathroom
Ceiling Fixture | Incandescent |  | Standard A Lamp | 2 | 60 | Bedroom
Other | Incandescent |  | Heat Lamp | 1 | 25 | Bedroom
Table | Incandescent |  | Standard A Lamp | 1 | 40 | Bedroom
Ceiling Fixture | Incandescent |  | Standard A Lamp | 2 | 60 | Bedroom
Table | Incandescent |  | Standard A Lamp | 1 | 60 | Bedroom
Ceiling Fixture | Incandescent |  | Standard A Lamp | 2 | 60 | Master Bedroom
Table | Compact Fluorescent |  | Twist | 1 | 9 | Master Bedroom
Ceiling Fixture | Incandescent |  | Standard A Lamp | 2 | 60 | Bedroom
Ceiling Fixture | Incandescent |  | Standard A Lamp | 1 | 60 | Bedroom
Ceiling Fixture | Incandescent |  | Standard A Lamp | 2 | 60 | Family Room
Ceiling Fixture | Linear Fluorescent | 48 | T-12 | 2 | 40 | Closet
Chandelier (Hanging) | Incandescent |  | Mini base | 6 | 40 | Dining Room
Table | Incandescent |  | Standard A Lamp | 1 | 40 | Living Room
Table | Incandescent |  | Standard A Lamp | 1 | 100 | Living Room
Ceiling Fixture | Incandescent |  | Standard A Lamp | 1 | 60 | Garage
Garage door opener | Incandescent |  | Standard A Lamp | 1 | 60 | Garage
Recessed Can | Compact Fluorescent |  | Reflector | 1 | 22 | Kitchen
Architectural | Linear Fluorescent | 36 | T-12 | 1 | 32 | Kitchen
Chandelier (Hanging) | Incandescent |  | Standard A Lamp | 3 | 60 | Kitchen
Ceiling Fixture | Linear Fluorescent | 48 | T-12 | 2 | 40 | Laundry Room
Table | Incandescent |  | 3-Way Incandescent | 1 | 100 | Living Room
Table | Incandescent |  | Standard A Lamp | 1 | 90 | Living Room
Ceiling Fixture | Compact Fluorescent |  | Twist | 2 | 15 | Living Room
Ceiling Fixture | Incandescent |  | Standard A Lamp | 2 | 60 | Office
Recessed Can | Incandescent |  | Reflector | 1 | 75 | Hall
Chandelier (Hanging) | Incandescent |  | Mini base | 12 | 40 | Hall
Wall Mount | Incandescent |  | Globe | 3 | 100 | Bathroom
Ceiling Fixture | Compact Fluorescent |  | Twist | 3 | 15 | Bedroom
Ceiling Fixture | Compact Fluorescent |  | Twist | 2 | 15 | Closet
Chandelier (Hanging) | Compact Fluorescent |  | Twist | 2 | 15 | Hall
Ceiling Fixture | Compact Fluorescent |  | Twist | 3 | 15 | Family Room
Floor lamp | Compact Fluorescent |  | Twist | 1 | 15 | Family Room
Recessed Can | Incandescent |  | Reflector | 1 | 60 | Family Room
Table | Incandescent |  | Standard A Lamp | 1 | 60 | Family Room
Garage door opener | Incandescent |  | Standard A Lamp | 1 | 60 | Garage
Ceiling Fixture | Incandescent |  | Standard A Lamp | 1 | 60 | Garage
Ceiling Fixture | Compact Fluorescent |  | Twist | 2 | 15 | Hall
Ceiling Fixture | Compact Fluorescent |  | Twist | 2 | 15 | Hall
Ceiling Fixture | Compact Fluorescent |  | Twist | 2 | 15 | Hall
Recessed Can | Compact Fluorescent |  | Twist | 1 | 15 | Kitchen
Ceiling Fixture | Compact Fluorescent |  | Twist | 3 | 15 | Kitchen
Chandelier (Hanging) | Compact Fluorescent |  | Twist | 5 | 15 | Kitchen
Ceiling Fixture | Linear Fluorescent | 60 | T-8 | 2 | 32 | Laundry Room
Ceiling Fan | Incandescent |  | Standard A Lamp | 4 | 75 | Living Room
Table | Incandescent |  | Standard A Lamp | 1 | 100 | Living Room
Wall Mount | Compact Fluorescent |  | Twist | 4 | 15 | Bathroom
Ceiling Fan | Incandescent |  | Clear | 4 | 60 | Master Bedroom
Table | Incandescent |  | Standard A Lamp | 1 | 60 | Master Bedroom
Ceiling Fixture | Compact Fluorescent |  | Twist | 3 | 15 | Office
Table | Incandescent |  | Decorative | 4 | 40 | Office
Ceiling Fixture | Incandescent |  | Standard A Lamp | 2 | 60 | Other
Wall Mount | Incandescent |  | Standard A Lamp | 2 | 65 | Bathroom
Ceiling Fixture | Incandescent |  | Standard A Lamp | 2 | 71 | Bedroom
Ceiling Fixture | Incandescent |  | Standard A Lamp | 2 | 70 | Bedroom
Chandelier (Hanging) | Incandescent |  | Standard A Lamp | 5 | 71 | Dining Room
Exterior | Incandescent |  | Standard A Lamp | 1 | 71 | Garage
Ceiling Fixture | Incandescent |  | Standard A Lamp | 1 | 60 | Hall
Ceiling Fixture | Incandescent |  | Standard A Lamp | 5 | 70 | Kitchen
Ceiling Fixture | Incandescent |  | Standard A Lamp | 1 | 60 | Laundry Room
Floor lamp | Incandescent |  | Standard A Lamp | 1 | 55 | Living Room
Wall Mount | Incandescent |  | Standard A Lamp | 2 | 71 | Bathroom
Ceiling Fixture | Incandescent |  | Standard A Lamp | 2 | 71 | Master Bedroom
Ceiling Fixture | Incandescent |  | Standard A Lamp | 3 | 71 | Other
Ceiling Fixture | Compact Fluorescent |  | Twist | 2 | 14 | Bedroom
Ceiling Fixture | Compact Fluorescent |  | Twist | 2 | 13 | Bedroom
Ceiling Fixture | Compact Fluorescent |  | Twist | 1 | 14 | Closet
Ceiling Fixture | Compact Fluorescent |  | Twist | 1 | 13 | Closet
Wall Mount | Incandescent |  | Standard A Lamp | 1 | 60 | Closet
Chandelier (Hanging) | Compact Fluorescent |  | Twist | 2 | 14 | Dining Room
Wall Mount | Incandescent |  | Globe | 4 | 40 | Bathroom
Ceiling Fan | Compact Fluorescent |  | Twist | 2 | 14 | Family Room
Ceiling Fixture | Incandescent |  | Standard A Lamp | 1 | 75 | Garage
Ceiling Fixture | Compact Fluorescent |  | Twist | 2 | 13 | Bedroom
Ceiling Fixture | Compact Fluorescent |  | Twist | 1 | 20 | Hall
Recessed Can | Compact Fluorescent |  | Reflector | 1 | 17 | Kitchen
Ceiling Fixture | Compact Fluorescent |  | Twist | 2 | 13 | Laundry Room
Ceiling Fixture | Compact Fluorescent |  | Twist | 2 | 14 | Living Room
Wall Mount | Incandescent |  | Globe | 4 | 40 | Bathroom
Ceiling Fan | Compact Fluorescent |  | Twist | 1 | 14 | Master Bedroom
Table | Compact Fluorescent |  | Twist | 1 | 20 | Master Bedroom
Table | Compact Fluorescent |  | Twist | 1 | 13 | Master Bedroom
Ceiling Fixture | Compact Fluorescent |  | Twist | 1 | 13 | Closet
Chandelier (Hanging) | Compact Fluorescent |  | Twist | 5 | 13 | Office
Ceiling Fixture | Compact Fluorescent |  | Twist | 1 | 14 | Closet
Ceiling Fixture | Compact Fluorescent |  | Twist | 2 | 14 | Hall
Wall Mount | Incandescent |  | Globe | 4 | 40 | Bathroom
Ceiling Fixture | Compact Fluorescent |  | Twist | 1 | 20 | Hall
Wall Mount | Compact Fluorescent |  | Twist | 2 | 15 | Bathroom
Ceiling Fixture | Incandescent |  | Standard A Lamp | 1 | 60 | Bathroom
Ceiling Fixture | Incandescent |  | Standard A Lamp | 2 | 60 | Bathroom
Wall Mount | Compact Fluorescent |  | Twist | 4 | 15 | Bathroom
Wall Mount | Incandescent |  | Globe | 4 | 65 | Bathroom
Ceiling Fixture | Incandescent |  | Standard A Lamp | 2 | 60 | Bathroom
Ceiling Fixture | Incandescent |  | Standard A Lamp | 2 | 40 | Bedroom
Ceiling Fixture | Incandescent |  | Standard A Lamp | 1 | 65 | Closet
Chandelier (Hanging) | Compact Fluorescent |  | Twist | 5 | 15 | Living Room
Track | Compact Fluorescent |  | Twist | 5 | 22 | Living Room
Table | Compact Fluorescent |  | Twist | 1 | 15 | Living Room
Ceiling Fixture | Linear Fluorescent | 48 | T-8 | 4 | 60 | Kitchen
Ceiling Fixture | Compact Fluorescent |  | Twist | 2 | 15 | Kitchen
Ceiling Fan | Compact Fluorescent |  | Twist | 3 | 15 | Master Bedroom
Table | Incandescent |  | Decorative | 1 | 25 | Master Bedroom
Ceiling Fixture | Incandescent |  | Standard A Lamp | 1 | 60 | Closet
Ceiling Fixture | Linear Fluorescent | 48 | T-12 | 2 | 60 | Other
Torchiere | Compact Fluorescent |  | Twist | 2 | 15 | Other
Ceiling Fixture | Incandescent |  | Standard A Lamp | 2 | 60 | Office
Ceiling Fixture | Incandescent |  | Standard A Lamp | 2 | 60 | Bedroom
Ceiling Fixture | Incandescent |  | Standard A Lamp | 2 | 60 | Hall
Wall Mount | Incandescent |  | Globe | 4 | 40 | Bathroom
Ceiling Fixture | Incandescent |  | Standard A Lamp | 2 | 60 | Bedroom
Floor lamp | Incandescent |  | Standard A Lamp | 1 | 150 | Bedroom
Table | Incandescent |  | Standard A Lamp | 1 | 150 | Bedroom
Ceiling Fixture | Incandescent |  | Standard A Lamp | 2 | 60 | Bedroom
Ceiling Fan | Incandescent |  | Mini base | 4 | 40 | Bedroom
Ceiling Fixture | Compact Fluorescent |  | Twist | 1 | 15 | Bedroom
Table | Incandescent |  | Standard A Lamp | 1 | 75 | Bedroom
Floor lamp | Incandescent |  | Standard A Lamp | 1 | 60 | Bedroom
Floor lamp | Incandescent |  | Standard A Lamp | 1 | 150 | Bedroom
Ceiling Fixture | Incandescent |  | Standard A Lamp | 1 | 60 | Garage
Ceiling Fixture | Linear Fluorescent | 48 | T-12 | 2 | 40 | Garage
Garage door opener | Incandescent |  | Standard A Lamp | 2 | 60 | Garage
Ceiling Fixture | Incandescent |  | Standard A Lamp | 2 | 60 | Hall
Chandelier (Hanging) | Incandescent |  | Clear | 1 | 40 | Kitchen
Recessed Can | Incandescent |  | Reflector | 1 | 65 | Kitchen
Ceiling Fixture | Incandescent |  | Standard A Lamp | 1 | 60 | Kitchen
Ceiling Fixture | Incandescent |  | Standard A Lamp | 2 | 60 | Laundry Room
Ceiling Fixture | Incandescent |  | Standard A Lamp | 1 | 60 | Living Room
Ceiling Fan | Compact Fluorescent |  | Twist | 2 | 15 | Living Room
Floor lamp | Incandescent |  | Standard A Lamp | 1 | 150 | Living Room
Wall Mount | Incandescent |  | Clear | 6 | 40 | Bathroom
Ceiling Fixture | Incandescent |  | Standard A Lamp | 2 | 60 | Bedroom
Table | Incandescent |  | Standard A Lamp | 1 | 60 | Bedroom
Floor lamp | Incandescent |  | Standard A Lamp | 1 | 100 | Bedroom
Ceiling Fixture | Incandescent |  | Standard A Lamp | 2 | 60 | Closet
Wall Mount | Incandescent |  | Globe | 5 | 40 | Bathroom
Ceiling Fixture | Incandescent |  | Standard A Lamp | 1 | 60 | Family Room
Ceiling Fixture | Incandescent |  | Standard A Lamp | 1 | 60 | Bedroom
Table | Incandescent |  | Decorative | 3 | 40 | Bedroom
Ceiling Fixture | Compact Fluorescent |  | Twist | 1 | 15 | Other
Ceiling Fixture | Incandescent |  | Standard A Lamp | 1 | 60 | Other
Ceiling Fixture | Compact Fluorescent |  | Twist | 2 | 15 | Bathroom
Wall Mount | Incandescent |  | Standard A Lamp | 1 | 60 | Bathroom
Ceiling Fixture | Incandescent |  | Standard A Lamp | 1 | 60 | Bedroom
Floor lamp | Incandescent |  | Standard A Lamp | 3 | 40 | Bedroom
Ceiling Fixture | Incandescent |  | Standard A Lamp | 1 | 60 | Bedroom
Floor lamp | Incandescent |  | Standard A Lamp | 3 | 60 | Bedroom
Chandelier (Hanging) | Compact Fluorescent |  | Decorative | 5 | 15 | Dining Room
Ceiling Fixture | Incandescent |  | Standard A Lamp | 1 | 60 | Garage
Garage door opener | Incandescent |  | Standard A Lamp | 1 | 60 | Garage
Ceiling Fixture | Incandescent |  | Standard A Lamp | 1 | 60 | Hall
Ceiling Fixture | Incandescent |  | Standard A Lamp | 1 | 60 | Hall
Recessed Can | Incandescent |  | Reflector | 1 | 65 | Kitchen
Chandelier (Hanging) | Incandescent |  | Standard A Lamp | 1 | 100 | Kitchen
Other | Linear Fluorescent | 36 | T-8 | 1 | 32 | Kitchen
Chandelier (Hanging) | Compact Fluorescent |  | Twist | 3 | 15 | Kitchen
Ceiling Fixture | Incandescent |  | Standard A Lamp | 1 | 100 | Laundry Room
Recessed Can | Incandescent |  | Reflector | 1 | 65 | Living Room
Recessed Can | Compact Fluorescent |  | Reflector | 1 | 15 | Living Room
Table | Incandescent |  | Mini base | 1 | 25 | Living Room
Wall Mount | Incandescent |  | Standard A Lamp | 1 | 60 | Bathroom
Ceiling Fixture | Incandescent |  | Standard A Lamp | 1 | 60 | Bathroom
Ceiling Fixture | Incandescent |  | Standard A Lamp | 2 | 60 | Master Bedroom
Ceiling Fixture | Compact Fluorescent |  | Twist | 2 | 15 | Master Bedroom
Table | Compact Fluorescent |  | Twist | 1 | 22 | Master Bedroom
Ceiling Fixture | Incandescent |  | Standard A Lamp | 1 | 100 | Other
Ceiling Fixture | Compact Fluorescent |  | Twist | 1 | 15 | Other
Ceiling Fixture | Incandescent |  | Standard A Lamp | 1 | 60 | Other
Ceiling Fixture | Incandescent |  | Standard A Lamp | 2 | 60 | Hall
Ceiling Fixture | Incandescent |  | Clear | 2 | 40 | Bedroom
Table | Incandescent |  | Clear | 1 | 60 | Bedroom
Wall Mount | Incandescent |  | Globe | 4 | 40 | Bathroom
Ceiling Fixture | Other |  | LED Interior |  | 12 | Bathroom
Wall Mount | Incandescent |  | Clear | 4 | 40 | Bedroom
Ceiling Fixture | Incandescent |  | Clear | 2 | 60 | Closet
Chandelier (Hanging) | Incandescent |  | Clear | 5 | 40 | Dining Room
Ceiling Fixture | Compact Fluorescent |  | Twist | 1 | 15 | Hall
Track | Compact Fluorescent |  | Reflector | 4 | 22 | Kitchen
Wall Mount | Compact Fluorescent |  | Twist | 1 | 15 | Kitchen
Other | Linear Fluorescent | 24 | T-8 | 1 | 16 | Kitchen
Other | Linear Fluorescent | 12 | T-8 | 1 | 16 | Kitchen
Other | Incandescent |  | Clear | 1 | 25 | Kitchen
Ceiling Fixture | Compact Fluorescent |  | Twist | 1 | 15 | Laundry Room
Recessed Can | Incandescent |  | Reflector | 1 | 65 | Living Room
Floor lamp | Compact Fluorescent |  | Twist | 1 | 15 | Living Room
Floor lamp | Compact Fluorescent |  | Twist | 3 | 15 | Living Room
Ceiling Fixture | Incandescent |  | Clear | 2 | 40 | Master Bedroom
Torchiere | Compact Fluorescent |  | Twist | 2 | 15 | Office
Table | Incandescent |  | Clear | 1 | 40 | Office
Ceiling Fixture | Linear Fluorescent | 48 | T-8 | 2 | 32 | Garage
Garage door opener | Incandescent |  | Standard A Lamp | 1 | 60 | Garage
Ceiling Fixture | Incandescent |  | Standard A Lamp | 1 | 100 | Garage
Ceiling Fixture | Incandescent |  | Standard A Lamp | 2 | 40 | Hall
Ceiling Fixture | Incandescent |  | Clear | 2 | 40 | Bedroom
Table | Incandescent |  | Clear | 1 | 40 | Bedroom
Table | Incandescent |  | Standard A Lamp | 1 | 60 | Family Room
Table | Compact Fluorescent |  | Twist | 1 | 15 | Family Room
Ceiling Fixture | Incandescent |  | Standard A Lamp | 1 | 100 | Bathroom
Wall Mount | Incandescent |  | Globe | 6 | 60 | Bathroom
Recessed Can | Incandescent |  | Standard A Lamp | 1 | 100 | Bedroom
Ceiling Fixture | Linear Fluorescent | 48 | Fluorescent Other | 2 | 25 | Bedroom
Ceiling Fixture | Incandescent |  | Standard A Lamp | 1 | 100 | Hall
Ceiling Fixture | Incandescent |  | Standard A Lamp | 1 | 100 | Other
Ceiling Fixture | Incandescent |  | Standard A Lamp | 1 | 100 | Other
Ceiling Fixture | Incandescent |  | Standard A Lamp | 1 | 60 | Garage
Ceiling Fixture | Incandescent |  | Standard A Lamp | 1 | 100 | Garage
Chandelier (Hanging) | Incandescent |  | Decorative | 4 | 40 | Hall
Ceiling Fixture | Incandescent |  | Standard A Lamp | 1 | 100 | Hall
Chandelier (Hanging) | Incandescent |  | Standard A Lamp | 1 | 100 | Kitchen
Wall Mount | Linear Fluorescent | 24 | T-12 | 1 | 20 | Kitchen
Wall Mount | Incandescent |  | Decorative | 2 | 40 | Kitchen
Ceiling Fixture | Incandescent |  | Standard A Lamp | 1 | 100 | Laundry Room
Ceiling Fixture | Incandescent |  | Standard A Lamp | 1 | 100 | Bathroom
Wall Mount | Incandescent |  | Globe | 4 | 60 | Bathroom
Ceiling Fixture | Incandescent |  | Standard A Lamp | 1 | 75 | Closet
Table | Incandescent |  | Standard A Lamp | 1 | 60 | Master Bedroom
Chandelier (Hanging) | Incandescent |  | Clear | 1 | 75 | Living Room
Table | Incandescent |  | Standard A Lamp | 1 | 100 | Living Room
Table | Compact Fluorescent |  | Twist | 1 | 22 | Living Room
Ceiling Fixture | Linear Fluorescent | 48 | T-12 | 2 | 25 | Office
Table | Incandescent |  | Standard A Lamp | 1 | 100 | Office
Ceiling Fixture | Incandescent |  | Standard A Lamp | 1 | 100 | Office
Ceiling Fixture | Incandescent |  | Standard A Lamp | 3 | 65 | Bathroom
Ceiling Fixture | Incandescent |  | Standard A Lamp | 2 | 75 | Bedroom
Table | Incandescent |  | Standard A Lamp | 1 | 75 | Bedroom
Ceiling Fan | Incandescent |  | Standard A Lamp | 4 | 60 | Dining Room
Ceiling Fixture | Incandescent |  | Standard A Lamp | 3 | 60 | Family Room
Floor lamp | Incandescent |  | Standard A Lamp | 2 | 60 | Family Room
Low bay | Linear Fluorescent | 48 | T-12 | 2 | 40 | Garage
Low bay | Linear Fluorescent | 96 | T-12 | 2 | 100 | Garage
Ceiling Fixture | Linear Fluorescent | 48 | T-8 | 2 | 32 | Hall
Ceiling Fixture | Incandescent |  | Standard A Lamp | 2 | 75 | Bedroom
Ceiling Fixture | Linear Fluorescent | 48 | T-8 | 2 | 32 | Kitchen
Low bay | Linear Fluorescent | 48 | T-12 | 2 | 40 | Other
Ceiling Fixture | Incandescent |  | Standard A Lamp | 2 | 65 | Bedroom
Table | Incandescent |  | Standard A Lamp | 1 | 60 | Bedroom
Ceiling Fixture | Compact Fluorescent |  | A shape bulb | 1 | 15 | Bathroom
Ceiling Fixture | Incandescent |  | Standard A Lamp | 1 | 60 | Bathroom
Wall Mount | Compact Fluorescent |  | Twist | 6 | 15 | Bathroom
Wall Mount | Incandescent |  | Standard A Lamp | 1 | 60 | Bathroom
Wall Mount | Incandescent |  | Standard A Lamp | 3 | 75 | Bathroom
Ceiling Fixture | Linear Fluorescent | 48 | T-12 | 2 | 40 | Bedroom
Table | Incandescent |  | Standard A Lamp | 1 | 100 | Bedroom
Ceiling Fixture | Compact Fluorescent |  | Twist | 2 | 15 | Bedroom
Table | Incandescent |  | Standard A Lamp | 1 | 75 | Bedroom
Ceiling Fixture | Incandescent |  | Standard A Lamp | 1 | 60 | Bedroom
Ceiling Fixture | Incandescent |  | Standard A Lamp | 3 | 60 | Bedroom
Table | Incandescent |  | Standard A Lamp | 1 | 75 | Bedroom
Ceiling Fixture | Incandescent |  | Standard A Lamp | 3 | 60 | Bedroom
Table | Incandescent |  | Standard A Lamp | 1 | 75 | Bedroom
Ceiling Fixture | Incandescent |  | Standard A Lamp | 2 | 75 | Bedroom
Ceiling Fixture | Incandescent |  | Standard A Lamp | 1 | 75 | Bedroom
Wall Mount | Incandescent |  | Standard A Lamp | 1 | 60 | Bedroom
Ceiling Fixture | Incandescent |  | Standard A Lamp | 1 | 60 | Closet
Wall Mount | Incandescent |  | Standard A Lamp | 1 | 75 | Closet
Ceiling Fixture | Incandescent |  | Standard A Lamp | 1 | 75 | Closet
Wall Mount | Incandescent |  | Standard A Lamp | 1 | 75 | Closet
Wall Mount | Incandescent |  | Standard A Lamp | 1 | 60 | Closet
Ceiling Fixture | Incandescent |  | Standard A Lamp | 1 | 60 | Closet
Ceiling Fixture | Incandescent |  | Standard A Lamp | 1 | 60 | Closet
Ceiling Fixture | Incandescent |  | Standard A Lamp | 1 | 100 | Closet
Ceiling Fixture | Incandescent |  | Standard A Lamp | 3 | 75 | Dining Room
Ceiling Fixture | Incandescent |  | Standard A Lamp | 1 | 60 | Other
Ceiling Fixture | Linear Fluorescent | 48 | T-12 | 2 | 40 | Family Room
Table | Incandescent |  | Standard A Lamp | 1 | 70 | Family Room
Ceiling Fixture | Incandescent |  | Standard A Lamp | 1 | 75 | Other
Ceiling Fixture | Incandescent |  | Clear | 4 | 40 | Hall
Ceiling Fixture | Incandescent |  | Standard A Lamp | 2 | 65 | Hall
Wall Mount | Incandescent |  | Standard A Lamp | 1 | 100 | Hall
Ceiling Fixture | Incandescent |  | Clear | 4 | 40 | Hall
Ceiling Fixture | Incandescent |  | Standard A Lamp | 1 | 75 | Hall
Ceiling Fixture | Linear Fluorescent | 48 | T-8 | 2 | 32 | Kitchen
Ceiling Fixture | Incandescent |  | Standard A Lamp | 2 | 60 | Laundry Room
Ceiling Fixture | Incandescent |  | Standard A Lamp | 3 | 60 | Living Room
Ceiling Fixture | Incandescent |  | Standard A Lamp | 1 | 75 | Other
Wall Mount | Incandescent |  | Standard A Lamp | 1 | 75 | Closet
Ceiling Fixture | Incandescent |  | Standard A Lamp | 1 | 75 | Closet
Ceiling Fixture | Compact Fluorescent |  | Pin base | 2 | 32 | Other
Ceiling Fixture | Incandescent |  | Standard A Lamp | 1 | 60 | Other
Ceiling Fixture | Incandescent |  | Standard A Lamp | 2 | 75 | Hall
Table | Incandescent |  | Standard A Lamp | 1 | 75 | Hall
Ceiling Fixture | Compact Fluorescent |  | Twist | 1 | 15 | Bedroom
Ceiling Fixture | Compact Fluorescent |  | Twist | 1 | 15 | Bedroom
Wall Mount | Compact Fluorescent |  | Twist | 3 | 15 | Bathroom
Chandelier (Hanging) | Compact Fluorescent |  | Twist | 5 | 15 | Dining Room
Ceiling Fixture | Incandescent |  | Standard A Lamp | 1 | 75 | Garage
Ceiling Fixture | Compact Fluorescent |  | Twist | 1 | 22 | Hall
Wall Mount | Linear Fluorescent | 22 | T-12 | 1 | 20 | Closet
Recessed Can | Compact Fluorescent |  | Reflector | 1 | 22 | Kitchen
Other | Incandescent |  | Standard A Lamp | 1 | 25 | Kitchen
Wall Mount | Linear Fluorescent | 22 | T-12 | 1 | 20 | Laundry Room
Ceiling Fan | Compact Fluorescent |  | A shape bulb | 3 | 15 | Living Room
Ceiling Fan | Compact Fluorescent |  | A shape bulb | 3 | 15 | Bedroom
Wall Mount | Compact Fluorescent |  | Twist | 3 | 15 | Bathroom
Ceiling Fan | Incandescent |  | Standard A Lamp | 1 | 60 | Bathroom
Ceiling Fixture | Compact Fluorescent |  | Twist | 1 | 15 | Bathroom
Ceiling Fixture | Compact Fluorescent |  | Twist | 1 | 15 | Hall
Wall Mount | Compact Fluorescent |  | Twist | 3 | 15 | Bathroom
Ceiling Fixture | Compact Fluorescent |  | Twist | 1 | 15 | Hall
Ceiling Fixture | Incandescent |  | Globe | 1 | 100 | Bathroom
Ceiling Fixture | Incandescent |  | Standard A Lamp | 2 | 60 | Bedroom
Table | Incandescent |  | Standard A Lamp | 1 | 40 | Bedroom
Ceiling Fixture | Incandescent |  | Standard A Lamp | 1 | 60 | Garage
Ceiling Fixture | Compact Fluorescent |  | Twist | 1 | 15 | Hall
Ceiling Fixture | Linear Fluorescent | 60 | T-5 | 2 | 40 | Kitchen
Ceiling Fixture | Incandescent |  | Standard A Lamp | 1 | 60 | Laundry Room
Ceiling Fan | Incandescent |  | Standard A Lamp | 5 | 60 | Living Room
Ceiling Fixture | Incandescent |  | Standard A Lamp | 2 | 60 | Master Bedroom
Table | Incandescent |  | Standard A Lamp | 1 | 60 | Master Bedroom
Ceiling Fixture | Incandescent |  | Standard A Lamp | 3 | 60 | Bathroom
Wall Mount | Incandescent |  | Globe | 3 | 40 | Bathroom
Architectural | Incandescent |  | Standard A Lamp | 1 | 60 | Bedroom
Ceiling Fan | Incandescent |  | Standard A Lamp | 1 | 60 | Bedroom
Wall Mount | Incandescent |  | Standard A Lamp | 1 | 60 | Bedroom
Ceiling Fixture | Incandescent |  | Standard A Lamp | 2 | 60 | Dining Room
Ceiling Fixture | Incandescent |  | Standard A Lamp | 1 | 60 | Garage
Garage door opener | Incandescent |  | Standard A Lamp | 1 | 60 | Garage
Ceiling Fixture | Incandescent |  | Standard A Lamp | 1 | 60 | Hall
Ceiling Fixture | Incandescent |  | Standard A Lamp | 1 | 60 | Hall
Ceiling Fixture | Incandescent |  | Standard A Lamp | 2 | 40 | Kitchen
Ceiling Fixture | Incandescent |  | Standard A Lamp | 2 | 60 | Laundry Room
Floor lamp | Incandescent |  | Standard A Lamp | 1 | 125 | Living Room
Ceiling Fan | Incandescent |  | Heat Lamp | 1 | 150 | Bathroom
Wall Mount | Incandescent |  | Globe | 4 | 40 | Bathroom
Table | Incandescent |  | Standard A Lamp | 1 | 60 | Master Bedroom
Ceiling Fan | Incandescent |  | Standard A Lamp | 1 | 75 | Other
Wall Mount | Incandescent |  | Globe | 3 | 40 | Bathroom
Wall Mount | Incandescent |  | Globe | 6 | 40 | Bathroom
Ceiling Fixture | Compact Fluorescent |  | Twist | 2 | 15 | Bedroom
Ceiling Fan | Compact Fluorescent |  | Twist | 4 | 15 | Bedroom
Ceiling Fixture | Compact Fluorescent |  | Twist | 2 | 15 | Bedroom
Chandelier (Hanging) | Compact Fluorescent |  | Twist | 5 | 15 | Kitchen
Recessed Can | Incandescent |  | Reflector | 1 | 65 | Kitchen
Ceiling Fixture | Compact Fluorescent |  | Twist | 1 | 22 | Garage
Ceiling Fixture | Incandescent |  | Standard A Lamp | 1 | 60 | Hall
Ceiling Fixture | Compact Fluorescent |  | Twist | 2 | 15 | Laundry Room
Wall Mount | Incandescent |  | Globe | 8 | 40 | Bathroom
Ceiling Fixture | Compact Fluorescent |  | Twist | 1 | 15 | Master Bedroom
Ceiling Fan | Incandescent |  | Standard A Lamp | 3 | 60 | Master Bedroom
Table | Compact Fluorescent |  | Twist | 1 | 15 | Master Bedroom
Ceiling Fixture | Compact Fluorescent |  | Twist | 2 | 15 | Living Room
Ceiling Fan | Compact Fluorescent |  | Twist | 3 | 15 | Family Room
Ceiling Fixture | Incandescent |  | Standard A Lamp | 1 | 60 | Hall
Chandelier (Hanging) | Incandescent |  | Standard A Lamp | 3 | 60 | Hall
Ceiling Fixture | Incandescent |  | Standard A Lamp | 2 | 40 | Other
Wall Mount | Incandescent |  | Standard A Lamp | 1 | 40 | Other
Ceiling Fixture | Incandescent |  | Standard A Lamp | 1 | 60 | Bathroom
Wall Mount | Incandescent |  | Globe | 5 | 60 | Bathroom
Wall Mount | Incandescent |  | Globe | 4 | 60 | Bathroom
Ceiling Fixture | Incandescent |  | Standard A Lamp | 1 | 60 | Bathroom
Ceiling Fixture | Incandescent |  | Standard A Lamp | 2 | 60 | Bedroom
Ceiling Fixture | Incandescent |  | Standard A Lamp | 2 | 60 | Bedroom
Table | Incandescent |  | Decorative | 2 | 40 | Bedroom
Ceiling Fixture | Incandescent |  | Standard A Lamp | 2 | 60 | Bedroom
Table | Incandescent |  | Decorative | 1 | 40 | Bedroom
Ceiling Fixture | Incandescent |  | Standard A Lamp | 3 | 60 | Bedroom
Table | Incandescent |  | Standard A Lamp | 1 | 60 | Bedroom
Ceiling Fixture | Incandescent |  | Standard A Lamp | 1 | 60 | Family Room
Ceiling Fixture | Compact Fluorescent |  | Circline (Screw Base) | 1 | 22 | Kitchen
Ceiling Fixture | Incandescent |  | Standard A Lamp | 1 | 40 | Kitchen
Recessed - other | Incandescent |  | Standard A Lamp | 1 | 40 | Kitchen
Ceiling Fixture | Linear Fluorescent | 48 | T-12 | 2 | 40 | Laundry Room
Ceiling Fixture | Incandescent |  | Standard A Lamp | 1 | 60 | Living Room
Ceiling Fan | Compact Fluorescent |  | Twist | 3 | 15 | Living Room
Table | Compact Fluorescent |  | Twist | 1 | 15 | Living Room
Ceiling Fixture | Incandescent |  | Standard A Lamp | 1 | 40 | Other
Wall Mount | Compact Fluorescent |  | Twist | 1 | 13 | Bathroom
Wall Mount | Incandescent |  | Globe | 4 | 40 | Bathroom
Ceiling Fixture | Incandescent |  | Standard A Lamp | 1 | 100 | Bathroom
Ceiling Fixture | Compact Fluorescent |  | Twist | 1 | 13 | Bedroom
Floor lamp | Compact Fluorescent |  | Twist | 2 | 13 | Bedroom
Ceiling Fixture | Compact Fluorescent |  | Twist | 1 | 13 | Bedroom
Ceiling Fixture | Compact Fluorescent |  | Twist | 1 | 13 | Bedroom
Chandelier (Hanging) | Incandescent |  | Decorative | 5 | 40 | Dining Room
Ceiling Fixture | Linear Fluorescent | 96 | T-12 | 2 | 60 | Garage
Ceiling Fixture | Compact Fluorescent |  | Twist | 1 | 13 | Hall
Ceiling Fixture | Compact Fluorescent |  | Twist | 2 | 13 | Kitchen
Wall Mount | Incandescent |  | Standard A Lamp | 1 | 40 | Kitchen
Ceiling Fixture | Incandescent |  | Standard A Lamp | 1 | 100 | Laundry Room
Floor lamp | Compact Fluorescent |  | Twist | 1 | 23 | Living Room
Floor lamp | Incandescent |  | Standard A Lamp | 1 | 100 | Living Room
Ceiling Fixture | Incandescent |  | Standard A Lamp | 1 | 60 | Bathroom
Wall Mount | Compact Fluorescent |  | Twist | 3 | 15 | Bathroom
Ceiling Fixture | Incandescent |  | Reflector | 2 | 65 | Bathroom
Wall Mount | Incandescent |  | Standard A Lamp | 3 | 100 | Bathroom
Ceiling Fixture | Incandescent |  | Standard A Lamp | 1 | 60 | Bathroom
Ceiling Fixture | Incandescent |  | Standard A Lamp | 1 | 60 | Master Bedroom
Table | Incandescent |  | Standard A Lamp | 1 | 40 | Bedroom
Ceiling Fixture | Compact Fluorescent |  | Twist | 2 | 15 | Bedroom
Floor lamp | Compact Fluorescent |  | Twist | 4 | 15 | Bedroom
Table | Incandescent |  | Standard A Lamp | 1 | 60 | Bedroom
Ceiling Fixture | Incandescent |  | Standard A Lamp | 1 | 60 | Bedroom
Floor lamp | Compact Fluorescent |  | Twist | 2 | 22 | Bedroom
Table | Incandescent |  | Standard A Lamp | 1 | 60 | Bedroom
Ceiling Fixture | Compact Fluorescent |  | Twist | 1 | 22 | Bedroom
Ceiling Fixture | Compact Fluorescent |  | Twist | 2 | 15 | Closet
Chandelier (Hanging) | Incandescent |  | Decorative | 5 | 40 | Dining Room
Ceiling Fixture | Compact Fluorescent |  | Twist | 1 | 15 | Hall
Recessed Can | Incandescent |  | Reflector | 1 | 65 | Family Room
Floor lamp | Compact Fluorescent |  | Twist | 3 | 22 | Family Room
Ceiling Fixture | Incandescent |  | Standard A Lamp | 1 | 100 | Garage
Garage door opener | Compact Fluorescent |  | Pin base | 1 | 15 | Garage
Ceiling Fixture | Compact Fluorescent |  | Twist | 1 | 15 | Hall
Ceiling Fixture | Incandescent |  | Standard A Lamp | 2 | 60 | Hall
Ceiling Fixture | Incandescent |  | Standard A Lamp | 2 | 75 | Hall
Track | Halogen |  | MR | 4 | 50 | Kitchen
Ceiling Fixture | Compact Fluorescent |  | Twist | 1 | 15 | Kitchen
Architectural | Linear Fluorescent | 36 | T-8 | 2 | 24 | Kitchen
Ceiling Fixture | Compact Fluorescent |  | Twist | 1 | 15 | Laundry Room
Wall Mount | Compact Fluorescent |  | Twist | 1 | 15 | Laundry Room
Chandelier (Hanging) | Incandescent |  | Decorative | 5 | 40 | Living Room
Floor lamp | Compact Fluorescent |  | Twist | 1 | 15 | Living Room
Wall Mount | Incandescent |  | Standard A Lamp | 1 | 60 | Living Room
Table | Compact Fluorescent |  | Twist | 1 | 22 | Living Room
Chandelier (Hanging) | Compact Fluorescent |  | Twist | 1 | 22 | Living Room
Ceiling Fixture | Incandescent |  | Standard A Lamp | 2 | 60 | Other
Wall Mount | Compact Fluorescent |  | Twist | 3 | 15 | Bathroom
Ceiling Fixture | Incandescent |  | Standard A Lamp | 1 | 60 | Bedroom
Ceiling Fan | Incandescent |  | Standard A Lamp | 1 | 75 | Kitchen
Ceiling Fixture | Incandescent |  | Standard A Lamp | 1 | 65 | Hall
Wall Mount | Incandescent |  | Standard A Lamp | 3 | 40 | Bathroom
Ceiling Fixture | Incandescent |  | Standard A Lamp | 2 | 60 | Bedroom
Ceiling Fixture | Incandescent |  | Standard A Lamp | 2 | 60 | Bedroom
Ceiling Fixture | Incandescent |  | Standard A Lamp | 2 | 60 | Hall
Recessed Can | Compact Fluorescent |  | Twist | 1 | 22 | Kitchen
Recessed Can | Incandescent |  | Reflector | 1 | 60 | Kitchen
Chandelier (Hanging) | Incandescent |  | Standard A Lamp | 5 | 40 | Kitchen
Ceiling Fixture | Compact Fluorescent |  | Twist | 1 | 15 | Laundry Room
Table | Incandescent |  | 3-Way Incandescent | 1 | 100 | Living Room
Ceiling Fan | Compact Fluorescent |  | Twist | 4 | 15 | Bedroom
Floor lamp | Compact Fluorescent |  | Twist | 1 | 15 | Dining Room
Chandelier (Hanging) | Compact Fluorescent |  | Twist | 4 | 15 | Dining Room
Table | Compact Fluorescent |  | Twist | 1 | 15 | Dining Room
Ceiling Fan | Compact Fluorescent |  | Twist | 4 | 15 | Family Room
Chandelier (Hanging) | Compact Fluorescent |  | Twist | 1 | 22 | Family Room
Wall Mount | Compact Fluorescent |  | Twist | 1 | 15 | Family Room
Ceiling Fixture | Compact Fluorescent |  | Twist | 2 | 15 | Hall
Chandelier (Hanging) | Compact Fluorescent |  | Twist | 4 | 15 | Kitchen
Ceiling Fixture | Halogen |  | MR | 3 | 30 | Kitchen
Architectural | Halogen |  | Other | 3 | 20 | Kitchen
Ceiling Fan | Compact Fluorescent |  | Twist | 4 | 15 | Laundry Room
Chandelier (Hanging) | Compact Fluorescent |  | Twist | 4 | 15 | Living Room
Table | Compact Fluorescent |  | Twist | 1 | 22 | Living Room
Chandelier (Hanging) | Compact Fluorescent |  | Twist | 5 | 15 | Master Bedroom
Table | Compact Fluorescent |  | Twist | 1 | 15 | Master Bedroom
Torchiere | Halogen |  | Quartz Tube | 1 | 500 | Master Bedroom
Ceiling Fan | Compact Fluorescent |  | Twist | 4 | 15 | Other
Table | Compact Fluorescent |  | Twist | 1 | 15 | Bedroom
Ceiling Fixture | Compact Fluorescent |  | Twist | 3 | 15 | Bedroom
Wall Mount | Compact Fluorescent |  | Twist | 8 | 15 | Bathroom
Ceiling Fan | Compact Fluorescent |  | Twist | 4 | 15 | Other
Ceiling Fixture | Incandescent |  | Standard A Lamp | 1 | 60 | Other
Table | Incandescent |  | Standard A Lamp | 1 | 60 | Other
Wall Mount | Incandescent |  | Standard A Lamp | 3 | 60 | Bathroom
Ceiling Fixture | Incandescent |  | Standard A Lamp | 2 | 60 | Bathroom
Table | Incandescent |  | Standard A Lamp | 1 | 60 | Bedroom
Ceiling Fixture | Incandescent |  | Standard A Lamp | 2 | 60 | Bedroom
Table | Incandescent |  | Standard A Lamp | 1 | 60 | Bedroom
Ceiling Fixture | Incandescent |  | Standard A Lamp | 2 | 60 | Bedroom
Table | Incandescent |  | Standard A Lamp | 1 | 60 | Bedroom
Ceiling Fixture | Incandescent |  | Standard A Lamp | 2 | 60 | Bedroom
Chandelier (Hanging) | Incandescent |  | Decorative | 3 | 60 | Dining Room
Table | Incandescent |  | Standard A Lamp | 1 | 60 | Family Room
Chandelier (Hanging) | Incandescent |  | Decorative | 1 | 60 | Family Room
Ceiling Fixture | Incandescent |  | Standard A Lamp | 1 | 60 | Garage
Ceiling Fixture | Incandescent |  | Standard A Lamp | 2 | 60 | Hall
Ceiling Fixture | Compact Fluorescent |  | Twist | 1 | 15 | Bathroom
Wall Mount | Compact Fluorescent |  | Globe | 6 | 11 | Bathroom
Ceiling Fixture | Incandescent |  | Standard A Lamp | 1 | 60 | Bathroom
Table | Compact Fluorescent |  | Twist | 1 | 15 | Bedroom
Table | Incandescent |  | Standard A Lamp | 1 | 40 | Bedroom
Ceiling Fixture | Compact Fluorescent |  | Twist | 2 | 15 | Bedroom
Table | Incandescent |  | Standard A Lamp | 1 | 60 | Bedroom
Ceiling Fan | Compact Fluorescent |  | Twist | 3 | 15 | Family Room
Table | Compact Fluorescent |  | Twist | 1 | 22 | Family Room
Ceiling Fixture | Compact Fluorescent |  | Twist | 2 | 15 | Kitchen
Ceiling Fixture | Incandescent |  | Standard A Lamp | 1 | 60 | Living Room
Table | Compact Fluorescent |  | Twist | 2 | 15 | Living Room
Torchiere | Compact Fluorescent |  | Twist | 1 | 15 | Living Room
Ceiling Fan | Compact Fluorescent |  | Twist | 1 | 15 | Office
Table | Compact Fluorescent |  | Twist | 1 | 22 | Office
Table | Halogen |  | Quartz Tube | 1 | 30 | Office
Ceiling Fixture | Compact Fluorescent |  | Twist | 2 | 15 | Office
Wall Mount | Incandescent |  | Decorative | 4 | 40 | Bathroom
Ceiling Fixture | Compact Fluorescent |  | Twist | 1 | 15 | Bathroom
Wall Mount | Incandescent |  | Globe | 4 | 40 | Bedroom
Ceiling Fixture | Compact Fluorescent |  | Twist | 1 | 15 | Bedroom
Ceiling Fixture | Compact Fluorescent |  | Twist | 1 | 15 | Bedroom
Ceiling Fixture | Incandescent |  | Standard A Lamp | 2 | 60 | Bedroom
Ceiling Fan | Incandescent |  | Standard A Lamp | 2 | 60 | Master Bedroom
Ceiling Fixture | Incandescent |  | Standard A Lamp | 1 | 60 | Closet
Chandelier (Hanging) | Incandescent |  | Decorative | 4 | 40 | Dining Room
Ceiling Fixture | Compact Fluorescent |  | Twist | 1 | 15 | Hall
Ceiling Fixture | Compact Fluorescent |  | Twist | 1 | 15 | Garage
Wall Mount | Halogen |  | MR | 3 | 50 | Garage
Ceiling Fixture | Compact Fluorescent |  | Twist | 1 | 15 | Kitchen
Architectural | Halogen |  | MR | 1 | 20 | Kitchen
Ceiling Fan | Incandescent |  | Standard A Lamp | 1 | 60 | Living Room
Wall Mount | Incandescent |  | Standard A Lamp | 3 | 60 | Bathroom
Recessed Can | Compact Fluorescent |  | Reflector | 1 | 15 | Bathroom
Recessed Can | Incandescent |  | Reflector | 1 | 65 | Dining Room
Recessed Can | Incandescent |  | Reflector | 1 | 65 | Hall
Recessed Can | Compact Fluorescent |  | Reflector | 1 | 15 | Garage
Garage door opener | Incandescent |  | Standard A Lamp | 2 | 60 | Garage
Recessed Can | Incandescent |  | Reflector | 1 | 65 | Kitchen
Recessed Can | Compact Fluorescent |  | Reflector | 1 | 15 | Kitchen
Table | Incandescent |  | Standard A Lamp | 1 | 150 | Kitchen
Ceiling Fixture | Incandescent |  | Standard A Lamp | 2 | 40 | Kitchen
Table | Incandescent |  | Standard A Lamp | 1 | 40 | Kitchen
Ceiling Fan | Incandescent |  | Standard A Lamp | 4 | 60 | Master Bedroom
Table | Compact Fluorescent |  | Twist | 1 | 22 | Master Bedroom
Recessed Can | Incandescent |  | Reflector | 1 | 65 | Master Bedroom
Recessed Can | Compact Fluorescent |  | Reflector | 1 | 15 | Master Bedroom
Wall Mount | Incandescent |  | Standard A Lamp | 2 | 40 | Master Bedroom
Recessed Can | Compact Fluorescent |  | Reflector | 1 | 15 | Master Bedroom
Recessed Can | Incandescent |  | Reflector | 1 | 65 | Master Bedroom
Recessed Can | Compact Fluorescent |  | Reflector | 1 | 15 | Master Bedroom
Table | Incandescent |  | Decorative | 2 | 40 | Master Bedroom
Table | Incandescent |  | Mini base | 1 | 20 | Master Bedroom
Table | Incandescent |  | Standard A Lamp | 1 | 60 | Master Bedroom
Floor lamp | Halogen |  | Quartz Tube | 1 | 100 | Master Bedroom
Table | Incandescent |  | Decorative | 1 | 40 | Master Bedroom
Chandelier (Hanging) | Incandescent |  | Standard A Lamp | 12 | 60 | Master Bedroom
Recessed Can | Incandescent |  | Reflector | 1 | 65 | Kitchen
Recessed Can | Compact Fluorescent |  | Reflector | 1 | 15 | Bathroom
Table | Incandescent |  | Standard A Lamp | 1 | 40 | Bathroom
Table | Compact Fluorescent |  | Twist | 1 | 15 | Bathroom
Ceiling Fixture | Incandescent |  | Standard A Lamp | 1 | 60 | Bathroom
Recessed Can | Incandescent |  | Reflector | 1 | 65 | Closet
Recessed Can | Compact Fluorescent |  | Reflector | 1 | 15 | Garage
Garage door opener | Incandescent |  | Standard A Lamp | 1 | 60 | Garage
Track | Incandescent |  | Reflector | 2 | 25 | Garage
Track | Incandescent |  | Reflector | 4 | 25 | Garage
Ceiling Fixture | Incandescent |  | Standard A Lamp | 1 | 60 | Garage
Table | Incandescent |  | Standard A Lamp | 1 | 40 | Other
Table | Incandescent |  | Standard A Lamp | 1 | 150 | Other
Recessed Can | Incandescent |  | Reflector | 1 | 65 | Other
Recessed Can | Compact Fluorescent |  | Reflector | 1 | 15 | Bathroom
Wall Mount | Incandescent |  | Standard A Lamp | 1 | 40 | Bathroom
Recessed Can | Compact Fluorescent |  | Reflector | 1 | 15 | Hall
Chandelier (Hanging) | Incandescent |  | Decorative | 12 | 40 | Hall
Ceiling Fan | Incandescent |  | Standard A Lamp | 4 | 60 | Hall
Chandelier (Hanging) | Incandescent |  | Standard A Lamp | 5 | 60 | Hall
Track | Compact Fluorescent |  | Flood | 4 | 22 | Kitchen
Ceiling Fixture | Compact Fluorescent |  | Flood | 1 | 15 | Kitchen
Ceiling Fixture | Incandescent |  | Reflector | 1 | 65 | Kitchen
Recessed Can | Incandescent |  | Reflector | 1 | 75 | Hall
Ceiling Fixture | Incandescent |  | Reflector | 2 | 65 | Bedroom
Ceiling Fixture | Compact Fluorescent |  | Flood | 1 | 15 | Bedroom
Floor lamp | Incandescent |  | Standard A Lamp | 1 | 100 | Bedroom
Floor lamp | Incandescent |  | Standard A Lamp | 3 | 60 | Bedroom
Ceiling Fixture | Incandescent |  | Standard A Lamp | 3 | 60 | Bedroom
Table | Compact Fluorescent |  | Twist | 1 | 22 | Bedroom
Table | Incandescent |  | Standard A Lamp | 1 | 25 | Bedroom
Wall Mount | Incandescent |  | Globe | 5 | 25 | Bathroom
Ceiling Fixture | Incandescent |  | Standard A Lamp | 1 | 60 | Other
Table | Incandescent |  | Standard A Lamp | 1 | 75 | Other
Ceiling Fixture | Incandescent |  | Standard A Lamp | 1 | 60 | Other
Chandelier (Hanging) | Compact Fluorescent |  | Twist | 5 | 15 | Dining Room
Floor lamp | Incandescent |  | Standard A Lamp | 1 | 100 | Living Room
Table | Compact Fluorescent |  | Twist | 1 | 22 | Living Room
Chandelier (Hanging) | Incandescent |  | Standard A Lamp | 5 | 60 | Hall
Ceiling Fixture | Incandescent |  | Standard A Lamp | 1 | 60 | Hall
Ceiling Fixture | Incandescent |  | Standard A Lamp | 1 | 60 | Hall
Ceiling Fixture | Compact Fluorescent |  | Twist | 1 | 15 | Laundry Room
Ceiling Fan | Compact Fluorescent |  | Decorative | 3 | 22 | Master Bedroom
Table | Incandescent |  | Standard A Lamp | 1 | 40 | Master Bedroom
Table | Compact Fluorescent |  | Globe | 1 | 7 | Master Bedroom
Ceiling Fixture | Compact Fluorescent |  | Twist | 1 | 22 | Closet
Wall Mount | Incandescent |  | Globe | 6 | 40 | Bathroom
Floor lamp | Compact Fluorescent |  | Twist | 1 | 22 | Other
Ceiling Fixture | Linear Fluorescent | 48 | T-8 | 3 | 32 | Other
Ceiling Fixture | Incandescent |  | Standard A Lamp | 1 | 60 | Bathroom
Wall Mount | Incandescent |  | Standard A Lamp | 4 | 60 | Bathroom
Recessed Can | Incandescent |  | Reflector | 1 | 65 | Bathroom
Wall Mount | Incandescent |  | Standard A Lamp | 2 | 60 | Bathroom
Ceiling Fixture | Incandescent |  | Standard A Lamp | 2 | 60 | Bedroom
Table | Incandescent |  | Standard A Lamp | 1 | 100 | Bedroom
Ceiling Fixture | Incandescent |  | Standard A Lamp | 2 | 60 | Bedroom
Ceiling Fixture | Incandescent |  | Standard A Lamp | 3 | 60 | Bedroom
Table | Linear Fluorescent | 12 | T-4 | 1 | 27 | Bedroom
Ceiling Fixture | Incandescent |  | Standard A Lamp | 2 | 60 | Hall
Recessed Can | Incandescent |  | Globe | 1 | 50 | Kitchen
Recessed Can | Incandescent |  | Reflector | 1 | 65 | Kitchen
Recessed - other | Incandescent |  | Standard A Lamp | 1 | 40 | Kitchen
Ceiling Fixture | Linear Fluorescent | 48 | T-8 | 2 | 32 | Laundry Room
Floor lamp | Compact Fluorescent |  | Twist | 1 | 22 | Living Room
Ceiling Fixture | Compact Fluorescent |  | Twist | 1 | 22 | Living Room
Ceiling Fixture | Incandescent |  | Standard A Lamp | 1 | 60 | Other
Ceiling Fixture | Incandescent |  | Standard A Lamp | 1 | 60 | Laundry Room
Ceiling Fixture | Incandescent |  | Standard A Lamp | 1 | 60 | Other
Ceiling Fixture | Incandescent |  | Standard A Lamp | 1 | 100 | Other
Ceiling Fixture | Incandescent |  | Standard A Lamp | 2 | 60 | Living Room
Floor lamp | Incandescent |  | Mini base | 5 | 40 | Living Room
Table | Incandescent |  | 3-Way Incandescent | 1 | 75 | Living Room
Ceiling Fixture | Incandescent |  | Standard A Lamp | 2 | 60 | Bedroom
Table | Halogen |  | Other | 1 | 20 | Bedroom
Ceiling Fan | Incandescent |  | Standard A Lamp | 3 | 60 | Family Room
Floor lamp | Incandescent |  | 3-Way Incandescent | 1 | 100 | Family Room
Wall Mount | Incandescent |  | Standard A Lamp | 1 | 60 | Hall
Ceiling Fixture | Incandescent |  | Standard A Lamp | 1 | 40 | Bathroom
Wall Mount | Incandescent |  | Decorative | 2 | 40 | Bathroom
Ceiling Fixture | Incandescent |  | Standard A Lamp | 2 | 60 | Bedroom
Ceiling Fan | Incandescent |  | Standard A Lamp | 3 | 60 | Dining Room
Ceiling Fixture | Incandescent |  | Standard A Lamp | 1 | 60 | Kitchen
Wall Mount | Incandescent |  | Standard A Lamp | 3 | 60 | Bathroom
Ceiling Fan | Incandescent |  | Standard A Lamp | 3 | 60 | Bedroom
Table | Incandescent |  | Standard A Lamp | 2 | 60 | Bedroom
Ceiling Fixture | Linear Fluorescent | 48 | T-8 | 4 | 32 | Kitchen
Ceiling Fixture | Incandescent |  | Standard A Lamp | 1 | 60 | Kitchen
Ceiling Fan | Incandescent |  | Standard A Lamp | 4 | 60 | Kitchen
Ceiling Fan | Incandescent |  | Decorative | 4 | 40 | Living Room
Table | Incandescent |  | Standard A Lamp | 1 | 60 | Living Room
Ceiling Fixture | Linear Fluorescent | 48 | T-8 | 2 | 32 | Other
Ceiling Fixture | Compact Fluorescent |  | Twist | 1 | 15 | Hall
Ceiling Fixture | Incandescent |  | Standard A Lamp | 2 | 60 | Master Bedroom
Recessed Can | Compact Fluorescent |  | Reflector | 1 | 15 | Master Bedroom
Table | Incandescent |  | Standard A Lamp | 1 | 60 | Master Bedroom
Table | Compact Fluorescent |  | Twist | 1 | 15 | Master Bedroom
Ceiling Fixture | Incandescent |  | Standard A Lamp | 3 | 60 | Hall
Recessed Can | Compact Fluorescent |  | Reflector | 1 | 15 | Family Room
Other | Linear Fluorescent | 24 | T-12 | 1 | 20 | Family Room
Recessed Can | Compact Fluorescent |  | Reflector | 1 | 15 | Hall
Recessed Can | Compact Fluorescent |  | Reflector | 1 | 15 | Bedroom
Table | Incandescent |  | Standard A Lamp | 1 | 60 | Bedroom
Wall Mount | Linear Fluorescent | 24 | T-4 | 1 | 32 | Closet
Wall Mount | Linear Fluorescent | 48 | T-4 | 1 | 32 | Closet
Ceiling Fixture | Incandescent |  | Standard A Lamp | 1 | 60 | Other
Ceiling Fixture | Linear Fluorescent | 48 | T-12 | 2 | 40 | Other
Recessed Can | Compact Fluorescent |  | Reflector | 1 | 15 | Hall
Ceiling Fixture | Compact Fluorescent |  | Twist | 2 | 15 | Bathroom
Wall Mount | Compact Fluorescent |  | Twist | 4 | 15 | Bathroom
Ceiling Fixture | Compact Fluorescent |  | Twist | 1 | 15 | Laundry Room
Recessed Can | Compact Fluorescent |  | Reflector | 1 | 15 | Other
Recessed Can | Compact Fluorescent |  | Reflector | 1 | 15 | Bedroom
Wall Mount | Linear Fluorescent | 48 | T-4 | 1 | 32 | Closet
Ceiling Fan | Incandescent |  | Standard A Lamp | 2 | 60 | Dining Room
Recessed Can | Compact Fluorescent |  | Reflector | 1 | 15 | Kitchen
Other | Incandescent |  | Standard A Lamp | 1 | 60 | Kitchen
Recessed Can | Incandescent |  | Reflector | 1 | 65 | Family Room
Table | Incandescent |  | Standard A Lamp | 2 | 60 | Family Room
Table | Compact Fluorescent |  | Twist | 2 | 15 | Family Room
Ceiling Fixture | Compact Fluorescent |  | Twist | 2 | 15 | Bedroom
Table | Incandescent |  | Standard A Lamp | 1 | 40 | Bedroom
Table | Incandescent |  | Standard A Lamp | 1 | 40 | Bedroom
Ceiling Fixture | Incandescent |  | Standard A Lamp | 2 | 60 | Bathroom
Wall Mount | Incandescent |  | Standard A Lamp | 4 | 52 | Bathroom
Recessed Can | Compact Fluorescent |  | Reflector | 1 | 15 | Bathroom
Wall Mount | Incandescent |  | Standard A Lamp | 4 | 100 | Bathroom
Recessed Can | Compact Fluorescent |  | Reflector | 1 | 15 | Bathroom
Ceiling Fixture | Incandescent |  | Standard A Lamp | 2 | 60 | Bathroom
Recessed Can | Compact Fluorescent |  | Reflector | 1 | 15 | Master Bedroom
Ceiling Fixture | Incandescent |  | Standard A Lamp | 1 | 75 | Other
Ceiling Fixture | Incandescent |  | Decorative | 4 | 40 | Bathroom
Ceiling Fixture | Linear Fluorescent | 48 | T-8 | 2 | 32 | Bathroom
Chandelier (Hanging) | Incandescent |  | Decorative | 6 | 25 | Bathroom
Ceiling Fixture | Incandescent |  | Decorative | 4 | 40 | Bathroom
Ceiling Fixture | Linear Fluorescent | 24 | T-5 | 2 | 20 | Bedroom
Table | Incandescent |  | Decorative | 2 | 40 | Bedroom
Ceiling Fixture | Linear Fluorescent | 48 | T-12 | 2 | 40 | Garage
Garage door opener | Incandescent |  | Standard A Lamp | 1 | 75 | Garage
Ceiling Fixture | Compact Fluorescent |  | Twist | 2 | 22 | Office
Table | Compact Fluorescent |  | Twist | 1 | 15 | Office
Chandelier (Hanging) | Incandescent |  | Decorative | 8 | 40 | Dining Room
Ceiling Fixture | Incandescent |  | Standard A Lamp | 1 | 60 | Garage
Garage door opener | Incandescent |  | Standard A Lamp | 1 | 75 | Garage
Table | Incandescent |  | Standard A Lamp | 1 | 60 | Hall
Wall Mount | Incandescent |  | Decorative | 1 | 40 | Hall
Ceiling Fixture | Compact Fluorescent |  | Globe | 3 | 15 | Kitchen
Ceiling Fixture | Linear Fluorescent | 24 | T-8 | 1 | 20 | Kitchen
Ceiling Fixture | Compact Fluorescent |  | Globe | 3 | 15 | Laundry Room
Chandelier (Hanging) | Incandescent |  | Decorative | 8 | 40 | Living Room
Floor lamp | Incandescent |  | Standard A Lamp | 1 | 100 | Living Room
Chandelier (Hanging) | Incandescent |  | Decorative | 3 | 25 | Bathroom
Ceiling Fixture | Linear Fluorescent | 36 | T-8 | 2 | 32 | Bathroom
Chandelier (Hanging) | Incandescent |  | Decorative | 6 | 40 | Master Bedroom
Table | Incandescent |  | Decorative | 3 | 40 | Master Bedroom
Chandelier (Hanging) | Incandescent |  | Decorative | 5 | 40 | Office
Table | Incandescent |  | Standard A Lamp | 1 | 60 | Office
Ceiling Fixture | Linear Fluorescent | 48 | T-12 | 2 | 32 | Other
Garage door opener | Incandescent |  | Standard A Lamp | 1 | 75 | Other
Table | Incandescent |  | Standard A Lamp | 1 | 65 | Living Room
Wall Mount | Incandescent |  | Standard A Lamp | 1 | 40 | Bathroom
Table | Incandescent |  | Decorative | 1 | 40 | Bedroom
Ceiling Fixture | Incandescent |  | Standard A Lamp | 1 | 40 | Dining Room
Floor lamp | Compact Fluorescent |  | Twist | 1 | 15 | Dining Room
Table | Incandescent |  | Standard A Lamp | 1 | 25 | Bedroom
Ceiling Fixture | Incandescent |  | Standard A Lamp | 1 | 40 | Kitchen
Ceiling Fixture | Incandescent |  | Standard A Lamp | 2 | 40 | Bathroom
Ceiling Fixture | Compact Fluorescent |  | Twist | 2 | 22 | Bedroom
Ceiling Fixture | Compact Fluorescent |  | Twist | 2 | 22 | Bedroom
Ceiling Fixture | Compact Fluorescent |  | Twist | 3 | 15 | Family Room
Floor lamp | Incandescent |  | 3-Way Incandescent | 1 | 75 | Family Room
Table | Incandescent |  | 3-Way Incandescent | 1 | 75 | Family Room
Floor lamp | Compact Fluorescent |  | Straight Tube | 1 | 36 | Family Room
Ceiling Fixture | Compact Fluorescent |  | Twist | 1 | 22 | Garage
Garage door opener | Compact Fluorescent |  | Twist | 1 | 22 | Garage
Recessed Can | Compact Fluorescent |  | Straight Tube | 1 | 15 | Hall
Ceiling Fixture | Incandescent |  | Standard A Lamp | 1 | 60 | Hall
Ceiling Fixture | Incandescent |  | Standard A Lamp | 3 | 60 | Kitchen
Ceiling Fixture | Linear Fluorescent | 48 | T-12 | 1 | 40 | Kitchen
Ceiling Fixture | Incandescent |  | Standard A Lamp | 5 | 60 | Kitchen
Ceiling Fixture | Incandescent |  | Standard A Lamp | 2 | 60 | Laundry Room
Ceiling Fan | Compact Fluorescent |  | Twist | 3 | 22 | Living Room
Ceiling Fixture | Incandescent |  | Standard A Lamp | 1 | 60 | Living Room
Floor lamp | Incandescent |  | Standard A Lamp | 3 | 60 | Living Room
Ceiling Fixture | Incandescent |  | Standard A Lamp | 1 | 60 | Bathroom
Ceiling Fixture | Incandescent |  | Standard A Lamp | 2 | 60 | Master Bedroom
Wall Mount | Compact Fluorescent |  | Twist | 1 | 22 | Master Bedroom
Ceiling Fixture | Compact Fluorescent |  | Twist | 1 | 22 | Closet
Ceiling Fixture | Compact Fluorescent |  | Straight Tube | 2 | 15 | Office
Ceiling Fixture | Compact Fluorescent |  | Twist | 2 | 22 | Bedroom
Ceiling Fixture | Compact Fluorescent |  | Twist | 1 | 22 | Other
Table | Compact Fluorescent |  | Twist | 1 | 15 | Bedroom
Ceiling Fixture | Compact Fluorescent |  | Twist | 1 | 22 | Bedroom
Chandelier (Hanging) | Incandescent |  | Standard A Lamp | 1 | 60 | Bedroom
Ceiling Fixture | Compact Fluorescent |  | Twist | 1 | 15 | Living Room
Ceiling Fixture | Compact Fluorescent |  | A shape bulb | 1 | 15 | Living Room
Table | Compact Fluorescent |  | Twist | 1 | 28 | Living Room
Ceiling Fan | Compact Fluorescent |  | Twist | 1 | 15 | Bedroom
Ceiling Fixture | Compact Fluorescent |  | Twist | 1 | 15 | Hall
Chandelier (Hanging) | Compact Fluorescent |  | Twist | 1 | 15 | Family Room
Ceiling Fixture | Compact Fluorescent |  | A shape bulb | 2 | 15 | Family Room
Ceiling Fixture | Incandescent |  | Globe | 2 | 60 | Other
Wall Mount | Compact Fluorescent |  | Twist | 4 | 15 | Bathroom
Wall Mount | Incandescent |  | Globe | 2 | 60 | Bathroom
Ceiling Fixture | Linear Fluorescent | 48 | T-12 | 2 | 40 | Bedroom
Ceiling Fixture | Compact Fluorescent |  | Twist | 1 | 15 | Hall
Ceiling Fixture | Incandescent |  | Standard A Lamp | 1 | 60 | Bedroom
Wall Mount | Incandescent |  | Standard A Lamp | 2 | 60 | Bathroom
Ceiling Fixture | Incandescent |  | Standard A Lamp | 1 | 60 | Bathroom
Ceiling Fan | Compact Fluorescent |  | Twist | 3 | 15 | Kitchen
Chandelier (Hanging) | Compact Fluorescent |  | Twist | 5 | 22 | Kitchen
Ceiling Fixture | Linear Fluorescent | 48 | T-8 | 2 | 32 | Kitchen
Architectural | Compact Fluorescent |  | A shape bulb | 1 | 15 | Kitchen
Floor lamp | Compact Fluorescent |  | Twist | 2 | 15 | Living Room
Floor lamp | Compact Fluorescent |  | A shape bulb | 3 | 15 | Family Room
Ceiling Fixture | Linear Fluorescent | 48 | T-12 | 2 | 40 | Other
Ceiling Fixture | Compact Fluorescent |  | Twist | 1 | 15 | Bedroom
Ceiling Fixture | Compact Fluorescent |  | Twist | 3 | 28 | Other
Wall Mount | Incandescent |  | Globe | 5 | 60 | Bathroom
Ceiling Fixture | Incandescent |  | Standard A Lamp | 1 | 40 | Bathroom
Wall Mount | Incandescent |  | Globe | 5 | 60 | Bathroom
Ceiling Fixture | Incandescent |  | Standard A Lamp | 1 | 60 | Bathroom
Wall Mount | Incandescent |  | Globe | 5 | 60 | Bathroom
Ceiling Fixture | Incandescent |  | Standard A Lamp | 1 | 40 | Bathroom
Ceiling Fixture | Incandescent |  | Standard A Lamp | 3 | 60 | Bedroom
Table | Incandescent |  | Standard A Lamp | 1 | 40 | Bedroom
Ceiling Fixture | Incandescent |  | Standard A Lamp | 2 | 40 | Bedroom
Ceiling Fixture | Incandescent |  | Standard A Lamp | 3 | 60 | Bedroom
Ceiling Fixture | Incandescent |  | Standard A Lamp | 1 | 40 | Closet
Chandelier (Hanging) | Incandescent |  | Mini base | 2 | 40 | Dining Room
Ceiling Fixture | Incandescent |  | Standard A Lamp | 2 | 65 | Hall
Recessed Can | Incandescent |  | Reflector | 1 | 65 | Kitchen
Recessed Can | Incandescent |  | Reflector | 1 | 65 | Living Room
Ceiling Fan | Incandescent |  | Standard A Lamp | 4 | 60 | Living Room
Torchiere | Incandescent |  | 3-Way Incandescent | 1 | 75 | Living Room
Table | Incandescent |  | Standard A Lamp | 1 | 60 | Living Room
Chandelier (Hanging) | Incandescent |  | Decorative | 3 | 40 | Master Bedroom
Table | Incandescent |  | Standard A Lamp | 1 | 40 | Master Bedroom
Wall Mount | Other |  | Metal Halide | 1 | 250 | Other
Ceiling Fixture | Linear Fluorescent | 48 | T-12 | 2 | 40 | Other
Ceiling Fixture | Incandescent |  | Standard A Lamp | 1 | 60 | Other
Ceiling Fixture | Incandescent |  | Standard A Lamp | 1 | 100 | Other
Wall Mount | Incandescent |  | Standard A Lamp | 1 | 60 | Bedroom
Table | Incandescent |  | Standard A Lamp | 1 | 25 | Bedroom
Chandelier (Hanging) | Incandescent |  | Standard A Lamp | 2 | 60 | Bathroom
Ceiling Fixture | Incandescent |  | Standard A Lamp | 1 | 60 | Closet
Ceiling Fixture | Incandescent |  | Standard A Lamp | 1 | 60 | Hall
Table | Incandescent |  | Standard A Lamp | 1 | 100 | Family Room
Floor lamp | Incandescent |  | Globe | 1 | 60 | Family Room
Ceiling Fixture | Linear Fluorescent | 48 | T-12 | 2 | 40 | Other
Ceiling Fixture | Incandescent |  | Standard A Lamp | 1 | 60 | Hall
Ceiling Fixture | Linear Fluorescent | 48 | T-8 | 2 | 32 | Kitchen
Recessed Can | Incandescent |  | Reflector | 1 | 65 | Kitchen
Ceiling Fixture | Linear Fluorescent | 48 | T-8 | 1 | 32 | Laundry Room
Table | Compact Fluorescent |  | Twist | 1 | 22 | Living Room
Chandelier (Hanging) | Incandescent |  | Standard A Lamp | 1 | 60 | Living Room
Table | Incandescent |  | Standard A Lamp | 1 | 60 | Master Bedroom
Wall Mount | Incandescent |  | Standard A Lamp | 1 | 60 | Master Bedroom
Ceiling Fixture | Incandescent |  | Standard A Lamp | 1 | 60 | Bathroom
Chandelier (Hanging) | Incandescent |  | Standard A Lamp | 2 | 60 | Bathroom
Ceiling Fixture | Incandescent |  | Standard A Lamp | 1 | 60 | Family Room
Table | Incandescent |  | Standard A Lamp | 1 | 75 | Family Room
Floor lamp | Compact Fluorescent |  | Straight Tube | 1 | 28 | Family Room
Floor lamp | Incandescent |  | Standard A Lamp | 1 | 75 | Family Room
Wall Mount | Incandescent |  | Standard A Lamp | 2 | 60 | Office
Wall Mount | Incandescent |  | Standard A Lamp | 1 | 60 | Office
Recessed Can | Compact Fluorescent |  | Reflector | 1 | 22 | Family Room
Wall Mount | Compact Fluorescent |  | Pin base | 1 | 22 | Hall
Chandelier (Hanging) | Compact Fluorescent |  | Twist | 1 | 28 | Dining Room
Wall Mount | Compact Fluorescent |  | Twist | 1 | 22 | Bathroom
Ceiling Fixture | Compact Fluorescent |  | Globe | 3 | 22 | Other
Recessed Can | Compact Fluorescent |  | Reflector | 1 | 22 | Kitchen
Ceiling Fixture | Linear Fluorescent | 48 | T-12 | 2 | 32 | Laundry Room
Chandelier (Hanging) | Incandescent |  | Decorative | 5 | 40 | Living Room
Table | Incandescent |  | Standard A Lamp | 1 | 60 | Living Room
Table | Halogen |  | MR | 1 | 30 | Living Room
Ceiling Fixture | Compact Fluorescent |  | Circline (Screw Base) | 1 | 28 | Master Bedroom
Wall Mount | Compact Fluorescent |  | Twist | 1 | 22 | Master Bedroom
Table | Other |  | LED Interior | 4 | 40 | Master Bedroom
Recessed Can | Halogen |  | PAR | 1 | 30 | Bathroom
Wall Mount | Incandescent |  | Standard A Lamp | 1 | 60 | Closet
Ceiling Fixture | Compact Fluorescent |  | Twist | 2 | 22 | Office
Track | Incandescent |  | Reflector | 3 | 75 | Bedroom
Table | Compact Fluorescent |  | Pin base | 1 | 15 | Bedroom
Recessed Can | Compact Fluorescent |  | Reflector | 1 | 22 | Bedroom
Chandelier (Hanging) | Incandescent |  | Standard A Lamp | 1 | 100 | Hall
Ceiling Fixture | Incandescent |  | Standard A Lamp | 1 | 100 | Other
Ceiling Fixture | Linear Fluorescent | 48 | T-5 | 2 | 40 | Other
Ceiling Fixture | Compact Fluorescent |  | Twist | 2 | 15 | Bathroom
Wall Mount | Compact Fluorescent |  | Twist | 3 | 15 | Bathroom
Track | Compact Fluorescent |  | Twist | 4 | 15 | Bathroom
Ceiling Fixture | Incandescent |  | Standard A Lamp | 2 | 60 | Bedroom
Ceiling Fan | Compact Fluorescent |  | Twist | 3 | 15 | Other
Ceiling Fixture | Compact Fluorescent |  | Twist | 2 | 15 | Other
Recessed Can | Compact Fluorescent |  | Twist | 1 | 15 | Other
Wall Mount | Compact Fluorescent |  | Twist | 3 | 28 | Garage
Ceiling Fixture | Compact Fluorescent |  | Twist | 1 | 15 | Hall
Ceiling Fixture | Compact Fluorescent |  | Twist | 2 | 15 | Hall
Ceiling Fixture | Compact Fluorescent |  | Twist | 3 | 15 | Kitchen
Track | Incandescent |  | Standard A Lamp | 2 | 65 | Kitchen
Ceiling Fan | Compact Fluorescent |  | Twist | 2 | 15 | Living Room
Table | Compact Fluorescent |  | Twist | 1 | 15 | Living Room
Table | Incandescent |  | Standard A Lamp | 1 | 60 | Bedroom
Ceiling Fixture | Incandescent |  | Standard A Lamp | 2 | 60 | Family Room
Ceiling Fan | Compact Fluorescent |  | Twist | 2 | 15 | Master Bedroom
Table | Compact Fluorescent |  | Twist | 1 | 15 | Master Bedroom
Ceiling Fixture | Incandescent |  | Standard A Lamp | 2 | 15 | Bathroom
Wall Mount | Incandescent |  | Standard A Lamp | 3 | 65 | Bathroom
Ceiling Fixture | Incandescent |  | Standard A Lamp | 2 | 60 | Bedroom
Table | Incandescent |  | Standard A Lamp | 1 | 60 | Bedroom
Ceiling Fixture | Incandescent |  | Standard A Lamp | 2 | 60 | Bedroom
Table | Incandescent |  | Standard A Lamp | 1 | 60 | Bedroom
Ceiling Fixture | Compact Fluorescent |  | Twist | 2 | 15 | Other
Garage door opener | Incandescent |  | Standard A Lamp | 1 | 60 | Garage
Ceiling Fixture | Incandescent |  | Standard A Lamp | 1 | 60 | Garage
Ceiling Fixture | Compact Fluorescent |  | Twist | 2 | 15 | Kitchen
Recessed Can | Compact Fluorescent |  | Twist | 2 | 15 | Kitchen
Chandelier (Hanging) | Incandescent |  | Globe | 3 | 60 | Kitchen
Ceiling Fixture | Compact Fluorescent |  | Twist | 2 | 15 | Living Room
Table | Incandescent |  | Standard A Lamp | 2 | 100 | Living Room
Wall Mount | Compact Fluorescent |  | Twist | 5 | 7 | Bedroom
Ceiling Fixture | Incandescent |  | Standard A Lamp | 1 | 60 | Bedroom
Ceiling Fixture | Incandescent |  | Standard A Lamp | 2 | 60 | Master Bedroom
Table | Incandescent |  | Decorative | 1 | 60 | Master Bedroom
Ceiling Fixture | Incandescent |  | Standard A Lamp | 2 | 60 | Bedroom
Chandelier (Hanging) | Incandescent |  | Standard A Lamp | 5 | 100 | Dining Room
Torchiere | Incandescent |  | Standard A Lamp | 1 | 100 | Family Room
Floor lamp | Incandescent |  | 3-Way Incandescent | 1 | 150 | Family Room
Ceiling Fixture | Linear Fluorescent | 48 | T-12 | 2 | 32 | Garage
Exterior | Halogen |  | PAR | 2 | 100 | Garage
Ceiling Fixture | Incandescent |  | Standard A Lamp | 2 | 60 | Hall
Ceiling Fixture | Incandescent |  | Standard A Lamp | 1 | 60 | Kitchen
Ceiling Fixture | Halogen |  | MR | 3 | 20 | Kitchen
Ceiling Fixture | Incandescent |  | Standard A Lamp | 1 | 60 | Laundry Room
Table | Compact Fluorescent |  | Twist | 1 | 15 | Living Room
Table | Incandescent |  | Standard A Lamp | 2 | 60 | Living Room
Table | Incandescent |  | 3-Way Incandescent | 1 | 150 | Living Room
Wall Mount | Compact Fluorescent |  | Twist | 3 | 15 | Bathroom
Ceiling Fixture | Incandescent |  | Standard A Lamp | 2 | 60 | Master Bedroom
Wall Mount | Incandescent |  | Standard A Lamp | 4 | 60 | Bathroom
Ceiling Fixture | Incandescent |  | Standard A Lamp | 2 | 60 | Bedroom
Ceiling Fixture | Incandescent |  | Standard A Lamp | 2 | 60 | Bedroom
Ceiling Fan | Incandescent |  | Standard A Lamp | 1 | 60 | Bedroom
Table | Incandescent |  | Standard A Lamp | 1 | 60 | Bedroom
Ceiling Fixture | Incandescent |  | Standard A Lamp | 1 | 60 | Other
Chandelier (Hanging) | Incandescent |  | Clear | 3 | 40 | Dining Room
Chandelier (Hanging) | Incandescent |  | Clear | 1 | 40 | Dining Room
Ceiling Fixture | Incandescent |  | Standard A Lamp | 2 | 60 | Hall
Ceiling Fixture | Linear Fluorescent | 48 | T-12 | 2 | 32 | Kitchen
Ceiling Fixture | Incandescent |  | Standard A Lamp | 1 | 60 | Kitchen
Ceiling Fixture | Linear Fluorescent | 48 | T-12 | 4 | 32 | Laundry Room
Ceiling Fan | Incandescent |  | Standard A Lamp | 4 | 40 | Living Room
Floor lamp | Incandescent |  | Standard A Lamp | 3 | 40 | Living Room
Wall Mount | Incandescent |  | Globe | 1 | 40 | Living Room
Wall Mount | Incandescent |  | Standard A Lamp | 3 | 60 | Bathroom
Wall Mount | Incandescent |  | Standard A Lamp | 1 | 60 | Bathroom
Ceiling Fixture | Incandescent |  | Standard A Lamp | 2 | 60 | Master Bedroom
Ceiling Fan | Incandescent |  | Standard A Lamp | 4 | 40 | Master Bedroom
Table | Incandescent |  | Clear | 1 | 20 | Master Bedroom
Table | Incandescent |  | Decorative | 3 | 15 | Master Bedroom
Ceiling Fixture | Linear Fluorescent | 48 | T-12 | 2 | 32 | Office
Ceiling Fixture | Incandescent |  | Standard A Lamp | 1 | 60 | Other
Ceiling Fixture | Compact Fluorescent |  | Twist | 1 | 15 | Other
Ceiling Fixture | Incandescent |  | Standard A Lamp | 1 | 60 | Other
Wall Mount | Compact Fluorescent |  | Twist | 2 | 15 | Other
Wall Mount | Linear Fluorescent | 16 | T-4 | 1 | 20 | Bathroom
Ceiling Fixture | Incandescent |  | Standard A Lamp | 1 | 60 | Bathroom
Ceiling Fixture | Incandescent |  | Standard A Lamp | 2 | 60 | Bedroom
Table | Compact Fluorescent |  | Twist | 1 | 15 | Bedroom
Ceiling Fixture | Incandescent |  | Standard A Lamp | 2 | 60 | Bedroom
Chandelier (Hanging) | Incandescent |  | Standard A Lamp | 1 | 60 | Bedroom
Table | Incandescent |  | Decorative | 1 | 40 | Bedroom
Chandelier (Hanging) | Incandescent |  | Decorative | 3 | 40 | Dining Room
Wall Mount | Incandescent |  | Standard A Lamp | 1 | 60 | Family Room
Floor lamp | Incandescent |  | Standard A Lamp | 1 | 100 | Family Room
Floor lamp | Compact Fluorescent |  | Twist | 1 | 15 | Family Room
Ceiling Fixture | Compact Fluorescent |  | A shape bulb | 1 | 22 | Garage
Ceiling Fixture | Compact Fluorescent |  | Pin base | 1 | 22 | Hall
Ceiling Fixture | Incandescent |  | Standard A Lamp | 2 | 60 | Kitchen
Ceiling Fixture | Incandescent |  | Standard A Lamp | 1 | 40 | Kitchen
Ceiling Fixture | Compact Fluorescent |  | Twist | 1 | 15 | Kitchen
Ceiling Fixture | Incandescent |  | Standard A Lamp | 1 | 100 | Bathroom
Chandelier (Hanging) | Incandescent |  | Standard A Lamp | 1 | 60 | Bathroom
Recessed Can | Incandescent |  | Reflector | 2 | 65 | Bathroom
Recessed Can | Incandescent |  | Reflector | 1 | 65 | Bedroom
Recessed Can | Incandescent |  | Reflector | 1 | 65 | Bedroom
Recessed Can | Incandescent |  | Reflector | 2 | 65 | Dining Room
Garage door opener | Incandescent |  | Standard A Lamp | 2 | 100 | Garage
Ceiling Fixture | Incandescent |  | Standard A Lamp | 1 | 100 | Garage
Recessed - other | Incandescent |  | Reflector | 1 | 65 | Hall
Recessed Can | Incandescent |  | Reflector | 1 | 65 | Hall
Ceiling Fixture | Incandescent |  | Globe | 1 | 60 | Kitchen
Recessed Can | Compact Fluorescent |  | Reflector | 1 | 14 | Kitchen
Chandelier (Hanging) | Incandescent |  | Standard A Lamp | 3 | 100 | Kitchen
Recessed Can | Incandescent |  | Reflector | 1 | 65 | Laundry Room
Ceiling Fan | Incandescent |  | Standard A Lamp | 2 | 60 | Living Room
Recessed Can | Incandescent |  | Reflector | 1 | 65 | Bathroom
Ceiling Fixture | Incandescent |  | Standard A Lamp | 3 | 60 | Bathroom
Recessed Can | Incandescent |  | Reflector | 1 | 60 | Master Bedroom
Wall Mount | Incandescent |  | Decorative | 2 | 40 | Master Bedroom
Ceiling Fixture | Linear Fluorescent | 48 | T-8 | 2 | 32 | Closet
Recessed Can | Incandescent |  | Reflector | 2 | 65 | Other
Wall Mount | Incandescent |  | Standard A Lamp | 2 | 75 | Other
Table | Incandescent |  | Standard A Lamp | 1 | 60 | Other
Table | Compact Fluorescent |  | Twist | 1 | 15 | Other
Ceiling Fixture | Linear Fluorescent | 48 | T-8 | 2 | 40 | Other
Ceiling Fixture | Incandescent |  | Standard A Lamp | 1 | 25 | Other
Ceiling Fixture | Incandescent |  | Standard A Lamp | 1 | 40 | Bathroom
Wall Mount | Incandescent |  | Standard A Lamp | 1 | 60 | Bathroom
Ceiling Fixture | Compact Fluorescent |  | Twist | 1 | 22 | Bedroom
Ceiling Fixture | Compact Fluorescent |  | Twist | 2 | 15 | Bedroom
Ceiling Fixture | Incandescent |  | Standard A Lamp | 1 | 60 | Other
Ceiling Fixture | Compact Fluorescent |  | Twist | 1 | 22 | Hall
Ceiling Fixture | Incandescent |  | Standard A Lamp | 1 | 75 | Closet
Ceiling Fixture | Compact Fluorescent |  | Twist | 2 | 22 | Other
Ceiling Fixture | Compact Fluorescent |  | Twist | 1 | 22 | Other
Ceiling Fixture | Incandescent |  | Standard A Lamp | 1 | 40 | Hall
Ceiling Fixture | Linear Fluorescent | 24 | T-12 | 2 | 20 | Kitchen
Wall Mount | Incandescent |  | Standard A Lamp | 1 | 40 | Kitchen
Ceiling Fan | Incandescent |  | Clear | 5 | 25 | Living Room
Table | Incandescent |  | Standard A Lamp | 1 | 40 | Living Room
Ceiling Fixture | Incandescent |  | Standard A Lamp | 1 | 60 | Other
Ceiling Fixture | Incandescent |  | Standard A Lamp | 1 | 60 | Bedroom
Table | Incandescent |  | Standard A Lamp | 3 | 60 | Bedroom
Floor lamp | Incandescent |  | Standard A Lamp | 1 | 100 | Bedroom
Wall Mount | Incandescent |  | Standard A Lamp | 1 | 60 | Bathroom
Recessed - other | Incandescent |  | Heat Lamp | 1 | 250 | Bathroom
Wall Mount | Incandescent |  | Standard A Lamp | 2 | 100 | Bathroom
Wall Mount | Compact Fluorescent |  | Twist | 4 | 15 | Bathroom
Recessed - other | Incandescent |  | Heat Lamp | 1 | 250 | Bathroom
Ceiling Fixture | Incandescent |  | Standard A Lamp | 2 | 60 | Bedroom
Ceiling Fixture | Incandescent |  | Standard A Lamp | 2 | 60 | Bedroom
Floor lamp | Incandescent |  | Standard A Lamp | 1 | 60 | Bedroom
Table | Incandescent |  | Mini base | 1 | 40 | Bedroom
Ceiling Fan | Incandescent |  | Standard A Lamp | 4 | 60 | Master Bedroom
Table | Compact Fluorescent |  | Twist | 1 | 15 | Master Bedroom
Ceiling Fixture | Incandescent |  | Standard A Lamp | 1 | 60 | Closet
Chandelier (Hanging) | Incandescent |  | Decorative | 6 | 40 | Hall
Ceiling Fixture | Linear Fluorescent | 96 | T-12 | 2 | 80 | Garage
Garage door opener | Incandescent |  | Standard A Lamp | 1 | 60 | Garage
Recessed Can | Incandescent |  | Reflector | 1 | 65 | Hall
Recessed Can | Compact Fluorescent |  | Reflector | 1 | 15 | Hall
Recessed Can | Incandescent |  | Reflector | 1 | 75 | Hall
Architectural | Linear Fluorescent | 24 | T-8 | 1 | 18 | Hall
Chandelier (Hanging) | Incandescent |  | Standard A Lamp | 5 | 60 | Hall
Ceiling Fixture | Incandescent |  | Standard A Lamp | 1 | 60 | Hall
Ceiling Fixture | Incandescent |  | Standard A Lamp | 2 | 60 | Laundry Room
Recessed Can | Incandescent |  | Standard A Lamp | 1 | 65 | Living Room
Ceiling Fan | Incandescent |  | Standard A Lamp | 4 | 60 | Living Room
Ceiling Fixture | Incandescent |  | Standard A Lamp | 4 | 60 | Office
Wall Mount | Incandescent |  | Globe | 8 | 75 | Bathroom
Ceiling Fan | Incandescent |  | Reflector | 1 | 75 | Bathroom
Wall Mount | Incandescent |  | Globe | 6 | 65 | Bathroom
Ceiling Fan | Incandescent |  | Standard A Lamp | 1 | 60 | Bedroom
Ceiling Fan | Compact Fluorescent |  | Twist | 2 | 15 | Bedroom
Ceiling Fixture | Compact Fluorescent |  | Twist | 2 | 15 | Bedroom
Recessed Can | Compact Fluorescent |  | Twist | 1 | 15 | Family Room
Ceiling Fixture | Compact Fluorescent |  | Twist | 1 | 15 | Family Room
Wall Mount | Compact Fluorescent |  | Twist | 1 | 15 | Family Room
Garage door opener | Incandescent |  | Standard A Lamp | 2 | 60 | Garage
Ceiling Fixture | Linear Fluorescent | 54 | T-8 | 2 | 32 | Garage
Ceiling Fan | Incandescent |  | Standard A Lamp | 1 | 60 | Hall
Recessed Can | Incandescent |  | Reflector | 1 | 75 | Hall
Recessed Can | Compact Fluorescent |  | Twist | 1 | 15 | Kitchen
Recessed Can | Incandescent |  | Reflector | 1 | 75 | Kitchen
Ceiling Fixture | Compact Fluorescent |  | Twist | 2 | 15 | Kitchen
Recessed Can | Incandescent |  | Reflector | 1 | 75 | Laundry Room
Chandelier (Hanging) | Incandescent |  | Decorative | 3 | 25 | Living Room
Wall Mount | Incandescent |  | Globe | 8 | 65 | Bathroom
Ceiling Fan | Compact Fluorescent |  | Twist | 2 | 15 | Master Bedroom
Ceiling Fixture | Compact Fluorescent |  | Twist | 2 | 15 | Closet
Wall Mount | Compact Fluorescent |  | Twist | 1 | 15 | Other
Ceiling Fixture | Compact Fluorescent |  | Twist | 2 | 15 | Office
Recessed Can | Compact Fluorescent |  | Twist | 1 | 15 | Office
Ceiling Fixture | Compact Fluorescent |  | Twist | 2 | 22 | Living Room
Recessed Can | Compact Fluorescent |  | Flood | 1 | 15 | Family Room
Ceiling Fixture | Compact Fluorescent |  | Twist | 1 | 15 | Family Room
Ceiling Fixture | Compact Fluorescent |  | Twist | 2 | 22 | Family Room
Recessed Can | Compact Fluorescent |  | Flood | 1 | 15 | Family Room
Recessed Can | Compact Fluorescent |  | Flood | 1 | 15 | Hall
Ceiling Fixture | Compact Fluorescent |  | Twist | 2 | 15 | Other
Ceiling Fixture | Compact Fluorescent |  | Twist | 2 | 15 | Bedroom
Ceiling Fixture | Compact Fluorescent |  | Twist | 1 | 15 | Bathroom
Recessed Can | Compact Fluorescent |  | Twist | 1 | 7 | Closet
Ceiling Fixture | Compact Fluorescent |  | Twist | 1 | 22 | Other
Ceiling Fixture | Compact Fluorescent |  | Twist | 1 | 15 | Other
Wall Mount | Compact Fluorescent |  | Twist | 1 | 15 | Hall
Recessed Can | Compact Fluorescent |  | Flood | 1 | 22 | Hall
Recessed Can | Halogen |  | MR | 1 | 50 | Hall
Ceiling Fixture | Compact Fluorescent |  | Twist | 2 | 22 | Laundry Room
Wall Mount | Compact Fluorescent |  | Globe | 4 | 7 | Bathroom
Ceiling Fixture | Compact Fluorescent |  | Twist | 1 | 15 | Bathroom
Chandelier (Hanging) | Incandescent |  | Standard A Lamp | 5 | 100 | Dining Room
Ceiling Fixture | Compact Fluorescent |  | Pin base | 2 | 22 | Kitchen
Recessed Can | Compact Fluorescent |  | Flood | 1 | 22 | Kitchen
Chandelier (Hanging) | Compact Fluorescent |  | Twist | 1 | 15 | Kitchen
Recessed Can | Compact Fluorescent |  | Flood | 1 | 15 | Bedroom
Recessed Can | Compact Fluorescent |  | Flood | 1 | 15 | Master Bedroom
Recessed Can | Compact Fluorescent |  | Flood | 1 | 15 | Bathroom
Ceiling Fixture | Incandescent |  | Reflector | 1 | 60 | Bathroom
Wall Mount | Incandescent |  | Globe | 8 | 60 | Bathroom
Recessed Can | Incandescent |  | Reflector | 1 | 65 | Bathroom
Wall Mount | Incandescent |  | Globe | 1 | 60 | Bathroom
Ceiling Fixture | Incandescent |  | Reflector | 2 | 100 | Bathroom
Wall Mount | Incandescent |  | Globe | 3 | 60 | Bathroom
Ceiling Fixture | Incandescent |  | Standard A Lamp | 2 | 60 | Bedroom
Table | Incandescent |  | Standard A Lamp | 2 | 60 | Bedroom
Ceiling Fixture | Compact Fluorescent |  | Twist | 2 | 15 | Bedroom
Table | Incandescent |  | Standard A Lamp | 1 | 60 | Bedroom
Recessed Can | Incandescent |  | Reflector | 1 | 65 | Bedroom
Ceiling Fixture | Linear Fluorescent | 48 | T-12 | 1 | 40 | Closet
Chandelier (Hanging) | Incandescent |  | Decorative | 5 | 40 | Family Room
Floor lamp | Incandescent |  | Standard A Lamp | 1 | 100 | Family Room
Table | Incandescent |  | Standard A Lamp | 1 | 60 | Family Room
Garage door opener | Incandescent |  | Standard A Lamp | 1 | 60 | Garage
Ceiling Fixture | Incandescent |  | Standard A Lamp | 1 | 60 | Garage
Recessed Can | Incandescent |  | Reflector | 1 | 65 | Hall
Chandelier (Hanging) | Incandescent |  | Decorative | 6 | 40 | Hall
Ceiling Fixture | Compact Fluorescent |  | Twist | 1 | 22 | Hall
Recessed Can | Incandescent |  | Reflector | 1 | 65 | Kitchen
Recessed - other | Incandescent |  | Standard A Lamp | 1 | 40 | Kitchen
Recessed Can | Incandescent |  | Standard A Lamp | 1 | 65 | Laundry Room
Ceiling Fan | Incandescent |  | Standard A Lamp | 4 | 40 | Living Room
Ceiling Fan | Incandescent |  | Decorative | 3 | 40 | Master Bedroom
Table | Incandescent |  | Standard A Lamp | 1 | 60 | Master Bedroom
Ceiling Fixture | Incandescent |  | Decorative | 3 | 40 | Bedroom
Table | Compact Fluorescent |  | Twist | 1 | 26 | Bedroom
Ceiling Fixture | Incandescent |  | Standard A Lamp | 1 | 60 | Office
Table | Compact Fluorescent |  | Twist | 1 | 13 | Office
Wall Mount | Incandescent |  | Globe | 4 | 40 | Bathroom
Chandelier (Hanging) | Incandescent |  | Decorative | 4 | 40 | Bedroom
Table | Incandescent |  | Decorative | 1 | 25 | Bedroom
Table | Compact Fluorescent |  | Twist | 1 | 26 | Bedroom
Table | Incandescent |  | Clear | 1 | 40 | Bedroom
Floor lamp | Compact Fluorescent |  | Twist | 1 | 26 | Bedroom
Chandelier (Hanging) | Incandescent |  | Mini base | 6 | 40 | Dining Room
Table | Compact Fluorescent |  | Twist | 1 | 20 | Dining Room
Garage door opener | Incandescent |  | Standard A Lamp | 2 | 60 | Garage
Other | Compact Fluorescent |  | Twist | 1 | 20 | Garage
Ceiling Fixture | Incandescent |  | Mini base | 4 | 40 | Hall
Recessed Can | Incandescent |  | Reflector | 1 | 65 | Kitchen
Table | Compact Fluorescent |  | Twist | 1 | 15 | Living Room
Floor lamp | Compact Fluorescent |  | Twist | 1 | 15 | Living Room
Chandelier (Hanging) | Compact Fluorescent |  | Twist | 3 | 15 | Other
Chandelier (Hanging) | Incandescent |  | Decorative | 1 | 40 | Office
Table | Halogen |  | MR | 1 | 20 | Office
Table | Incandescent |  | Standard A Lamp | 1 | 60 | Office
Wall Mount | Incandescent |  | Standard A Lamp | 3 | 175 | Office
Chandelier (Hanging) | Incandescent |  | Decorative | 6 | 40 | Hall
Ceiling Fixture | Incandescent |  | Mini base | 3 | 40 | Bathroom
Wall Mount | Incandescent |  | Mini base | 8 | 40 | Bathroom
Ceiling Fixture | Incandescent |  | Mini base | 4 | 40 | Hall
Ceiling Fixture | Linear Fluorescent | 24 | T-8 | 1 | 32 | Bathroom
Ceiling Fixture | Incandescent |  | Standard A Lamp | 1 | 60 | Bathroom
Chandelier (Hanging) | Incandescent |  | Standard A Lamp | 1 | 75 | Bedroom
Table | Incandescent |  | Standard A Lamp | 1 | 60 | Bedroom
Ceiling Fixture | Incandescent |  | Standard A Lamp | 3 | 60 | Bedroom
Ceiling Fixture | Incandescent |  | Standard A Lamp | 1 | 60 | Bedroom
Ceiling Fixture | Incandescent |  | Standard A Lamp | 2 | 60 | Bedroom
Ceiling Fixture | Incandescent |  | Standard A Lamp | 1 | 60 | Bedroom
Chandelier (Hanging) | Halogen |  | Quartz Tube | 5 | 60 | Dining Room
Ceiling Fixture | Incandescent |  | Standard A Lamp | 1 | 60 | Garage
Ceiling Fixture | Linear Fluorescent | 48 | T-12 | 2 | 60 | Garage
Ceiling Fixture | Incandescent |  | Standard A Lamp | 1 | 60 | Hall
Ceiling Fixture | Linear Fluorescent | 24 | T-8 | 3 | 32 | Kitchen
Ceiling Fan | Incandescent |  | Standard A Lamp | 4 | 60 | Kitchen
Wall Mount | Incandescent |  | Standard A Lamp | 2 | 75 | Kitchen
Ceiling Fan | Incandescent |  | Standard A Lamp | 4 | 60 | Living Room
Table | Compact Fluorescent |  | Twist | 1 | 22 | Living Room
Table | Incandescent |  | Standard A Lamp | 1 | 100 | Living Room
Table | Incandescent |  | Standard A Lamp | 1 | 60 | Living Room
Floor lamp | Incandescent |  | Standard A Lamp | 1 | 60 | Living Room
Ceiling Fixture | Incandescent |  | Standard A Lamp | 1 | 60 | Living Room
Ceiling Fixture | Incandescent |  | Standard A Lamp | 2 | 60 | Office
Wall Mount | Linear Fluorescent | 48 | T-12 | 1 | 40 | Bathroom
Ceiling Fixture | Incandescent |  | Standard A Lamp | 1 | 60 | Closet
Recessed Can | Incandescent |  | Reflector | 1 | 65 | Bedroom
Ceiling Fixture | Incandescent |  | Standard A Lamp | 1 | 60 | Bedroom
Table | Incandescent |  | Decorative | 1 | 40 | Bedroom
Recessed Can | Incandescent |  | Reflector | 1 | 65 | Hall
Ceiling Fixture | Incandescent |  | Standard A Lamp | 1 | 60 | Hall
Chandelier (Hanging) | Incandescent |  | Mini base | 3 | 75 | Dining Room
Recessed Can | Incandescent |  | Reflector | 1 | 65 | Dining Room
Other | Incandescent |  | Mini base | 1 | 25 | Dining Room
Table | Incandescent |  | Mini base | 1 | 75 | Dining Room
Track | Incandescent |  | Mini base | 3 | 20 | Dining Room
Recessed Can | Incandescent |  | Reflector | 1 | 65 | Hall
Wall Mount | Halogen |  | Quartz Tube | 1 | 100 | Hall
Other | Incandescent |  | Mini base | 1 | 5 | Hall
Ceiling Fixture | Incandescent |  | Standard A Lamp | 1 | 100 | Garage
Ceiling Fixture | Compact Fluorescent |  | Twist | 1 | 22 | Garage
Garage door opener | Incandescent |  | Standard A Lamp | 2 | 60 | Garage
Recessed Can | Incandescent |  | Reflector | 1 | 65 | Hall
Recessed Can | Incandescent |  | Reflector | 1 | 65 | Bathroom
Ceiling Fixture | Incandescent |  | Standard A Lamp | 1 | 60 | Bathroom
Chandelier (Hanging) | Incandescent |  | Mini base | 1 | 75 | Kitchen
Track | Incandescent |  | Mini base | 9 | 20 | Kitchen
Recessed Can | Compact Fluorescent |  | Twist | 1 | 22 | Kitchen
Recessed Can | Incandescent |  | Reflector | 1 | 65 | Kitchen
Recessed Can | Compact Fluorescent |  | Globe | 1 | 15 | Kitchen
Other | Incandescent |  | Mini base | 75 | 5 | Kitchen
Recessed Can | Incandescent |  | Reflector | 1 | 65 | Laundry Room
Ceiling Fixture | Incandescent |  | Standard A Lamp | 1 | 60 | Laundry Room
Track | Incandescent |  | Mini base | 2 | 25 | Laundry Room
Recessed Can | Incandescent |  | Reflector | 1 | 65 | Other
Floor lamp | Incandescent |  | Mini base | 5 | 40 | Other
Table | Incandescent |  | Decorative | 1 | 40 | Other
Recessed Can | Incandescent |  | Reflector | 1 | 75 | Bathroom
Recessed Can | Incandescent |  | Reflector | 1 | 65 | Bathroom
Ceiling Fixture | Incandescent |  | Standard A Lamp | 1 | 60 | Bathroom
Recessed Can | Incandescent |  | Reflector | 1 | 65 | Master Bedroom
Wall Mount | Incandescent |  | Mini base | 1 | 25 | Master Bedroom
Table | Incandescent |  | Mini base | 1 | 40 | Master Bedroom
Ceiling Fixture | Compact Fluorescent |  | Twist | 1 | 22 | Other
Recessed Can | Incandescent |  | Reflector | 1 | 65 | Office
Track | Incandescent |  | Mini base | 3 | 25 | Office
Ceiling Fixture | Linear Fluorescent | 48 | T-12 | 4 | 40 | Other
Table | Compact Fluorescent |  | Pin base | 1 | 23 | Other
Ceiling Fixture | Incandescent |  | Standard A Lamp | 2 | 60 | Other
Ceiling Fixture | Incandescent |  | Reflector | 1 | 65 | Bathroom
Wall Mount | Incandescent |  | Standard A Lamp | 3 | 100 | Bathroom
Recessed Can | Incandescent |  | Reflector | 1 | 125 | Bathroom
Wall Mount | Incandescent |  | Standard A Lamp | 3 | 100 | Bathroom
Recessed Can | Incandescent |  | Reflector | 1 | 125 | Bathroom
Ceiling Fixture | Incandescent |  | Standard A Lamp | 2 | 60 | Bedroom
Ceiling Fixture | Incandescent |  | Standard A Lamp | 2 | 60 | Bedroom
Table | Halogen |  | MR | 1 | 30 | Bedroom
Torchiere | Compact Fluorescent |  | Globe | 1 | 22 | Bedroom
Ceiling Fixture | Incandescent |  | Standard A Lamp | 3 | 60 | Master Bedroom
Other | Other |  | LED Interior | 1 | 3 | Master Bedroom
Wall Mount | Halogen |  | Quartz Tube | 2 | 20 | Master Bedroom
Ceiling Fixture | Incandescent |  | Standard A Lamp | 1 | 60 | Closet
Ceiling Fixture | Compact Fluorescent |  | A shape bulb | 1 | 22 | Garage
Ceiling Fixture | Incandescent |  | Standard A Lamp | 1 | 60 | Hall
Wall Mount | Linear Fluorescent | 12 | T-4 | 1 | 16 | Closet
Ceiling Fixture | Incandescent |  | Standard A Lamp | 1 | 60 | Hall
Ceiling Fixture | Incandescent |  | Standard A Lamp | 2 | 60 | Living Room
Chandelier (Hanging) | Incandescent |  | Standard A Lamp | 3 | 60 | Living Room
Recessed Can | Incandescent |  | Reflector | 1 | 65 | Living Room
Ceiling Fixture | Incandescent |  | Standard A Lamp | 1 | 60 | Laundry Room
Ceiling Fixture | Incandescent |  | Standard A Lamp | 1 | 60 | Other
Wall Mount | Incandescent |  | Standard A Lamp | 1 | 60 | Bathroom
Recessed Can | Incandescent |  | Reflector | 1 | 65 | Bathroom
Wall Mount | Incandescent |  | Standard A Lamp | 1 | 60 | Bathroom
Recessed Can | Incandescent |  | Reflector | 1 | 65 | Bathroom
Ceiling Fixture | Incandescent |  | Standard A Lamp | 2 | 60 | Bedroom
Table | Incandescent |  | Standard A Lamp | 1 | 40 | Bedroom
Table | Incandescent |  | Standard A Lamp | 1 | 40 | Bedroom
Ceiling Fixture | Incandescent |  | Standard A Lamp | 1 | 60 | Bedroom
Chandelier (Hanging) | Incandescent |  | Standard A Lamp | 4 | 60 | Dining Room
Ceiling Fixture | Halogen |  | PAR | 1 | 75 | Dining Room
Recessed Can | Incandescent |  | Reflector | 1 | 65 | Dining Room
Wall Mount | Incandescent |  | Standard A Lamp | 1 | 65 | Hall
Ceiling Fixture | Incandescent |  | Reflector | 1 | 40 | Hall
Wall Mount | Incandescent |  | Standard A Lamp | 1 | 60 | Hall
Recessed Can | Incandescent |  | Reflector | 1 | 65 | Kitchen
Recessed Can | Incandescent |  | Reflector | 1 | 65 | Laundry Room
Ceiling Fan | Halogen |  | Quartz Tube | 1 | 50 | Living Room
Recessed Can | Incandescent |  | Reflector | 1 | 65 | Living Room
Table | Incandescent |  | Standard A Lamp | 1 | 60 | Living Room
Floor lamp | Incandescent |  | Standard A Lamp | 1 | 40 | Living Room
Ceiling Fixture | Compact Fluorescent |  | Circline (Screw Base) | 1 | 22 | Bedroom
Table | Incandescent |  | Standard A Lamp | 1 | 40 | Master Bedroom
Ceiling Fixture | Incandescent |  | Standard A Lamp | 2 | 60 | Master Bedroom
Ceiling Fixture | Incandescent |  | Standard A Lamp | 1 | 65 | Garage
Table | Incandescent |  | Standard A Lamp | 1 | 60 | Living Room
Ceiling Fixture | Linear Fluorescent | 48 | T-8 | 4 | 32 | Kitchen
Ceiling Fan | Incandescent |  | Clear | 3 | 60 | Kitchen
Ceiling Fan | Incandescent |  | Standard A Lamp | 1 | 60 | Master Bedroom
Table | Incandescent |  | Standard A Lamp | 1 | 60 | Master Bedroom
Wall Mount | Incandescent |  | Globe | 4 | 60 | Bathroom
Ceiling Fixture | Incandescent |  | Standard A Lamp | 1 | 60 | Bathroom
Ceiling Fixture | Incandescent |  | Standard A Lamp | 1 | 60 | Laundry Room
Ceiling Fixture | Incandescent |  | Standard A Lamp | 1 | 60 | Closet
Ceiling Fan | Compact Fluorescent |  | Twist | 1 | 15 | Bedroom
Floor lamp | Incandescent |  | Standard A Lamp | 3 | 60 | Bedroom
Table | Compact Fluorescent |  | Twist | 1 | 15 | Bedroom
Wall Mount | Incandescent |  | Globe | 4 | 40 | Bathroom
Wall Mount | Incandescent |  | Clear | 3 | 25 | Bathroom
Wall Mount | Compact Fluorescent |  | Twist | 1 | 15 | Bathroom
Ceiling Fan | Compact Fluorescent |  | Twist | 1 | 15 | Bathroom
Wall Mount | Compact Fluorescent |  | Twist | 2 | 15 | Bathroom
Ceiling Fan | Compact Fluorescent |  | Twist | 4 | 15 | Bedroom
Ceiling Fixture | Compact Fluorescent |  | Twist | 1 | 15 | Bedroom
Table | Incandescent |  | Standard A Lamp | 1 | 40 | Bedroom
Ceiling Fixture | Compact Fluorescent |  | Twist | 2 | 15 | Bedroom
Table | Compact Fluorescent |  | Twist | 1 | 15 | Bedroom
Ceiling Fixture | Compact Fluorescent |  | Twist | 1 | 15 | Bedroom
Table | Compact Fluorescent |  | Twist | 1 | 15 | Bedroom
Track | Compact Fluorescent |  | Twist | 4 | 15 | Family Room
Track | Compact Fluorescent |  | Twist | 2 | 15 | Family Room
Ceiling Fixture | Incandescent |  | Standard A Lamp | 1 | 60 | Garage
Ceiling Fixture | Incandescent |  | Reflector | 1 | 100 | Garage
Garage door opener | Incandescent |  | Clear | 2 | 60 | Garage
Ceiling Fixture | Linear Fluorescent | 48 | T-8 | 2 | 40 | Garage
Ceiling Fan | Incandescent |  | Standard A Lamp | 4 | 60 | Kitchen
Chandelier (Hanging) | Compact Fluorescent |  | Twist | 5 | 15 | Kitchen
Ceiling Fixture | Compact Fluorescent |  | Twist | 2 | 15 | Kitchen
Wall Mount | Compact Fluorescent |  | Twist | 1 | 15 | Kitchen
Recessed Can | Incandescent |  | Standard A Lamp | 1 | 60 | Kitchen
Ceiling Fixture | Compact Fluorescent |  | Twist | 1 | 15 | Laundry Room
Wall Mount | Incandescent |  | Globe | 4 | 25 | Laundry Room
Ceiling Fixture | Compact Fluorescent |  | Twist | 1 | 15 | Bathroom
Ceiling Fan | Compact Fluorescent |  | Twist | 1 | 15 | Bathroom
Wall Mount | Incandescent |  | Decorative | 1 | 60 | Bathroom
Table | Incandescent |  | Standard A Lamp | 1 | 60 | Bathroom
Ceiling Fan | Compact Fluorescent |  | Twist | 4 | 15 | Master Bedroom
Ceiling Fixture | Compact Fluorescent |  | Twist | 2 | 15 | Master Bedroom
Table | Compact Fluorescent |  | Twist | 1 | 15 | Master Bedroom
Ceiling Fixture | Compact Fluorescent |  | Twist | 2 | 15 | Office
Ceiling Fixture | Compact Fluorescent |  | Twist | 2 | 15 | Family Room
Table | Compact Fluorescent |  | Twist | 1 | 15 | Family Room
Ceiling Fixture | Compact Fluorescent |  | Twist | 2 | 15 | Bedroom
Ceiling Fixture | Compact Fluorescent |  | Twist | 2 | 15 | Hall
Wall Mount | Compact Fluorescent |  | Twist | 1 | 15 | Hall
Wall Mount | Incandescent |  | Standard A Lamp | 3 | 60 | Bathroom
Ceiling Fixture | Incandescent |  | Standard A Lamp | 1 | 60 | Bedroom
Table | Incandescent |  | Decorative | 1 | 40 | Bedroom
Ceiling Fixture | Incandescent |  | Standard A Lamp | 1 | 60 | Other
Recessed Can | Compact Fluorescent |  | Reflector | 1 | 15 | Other
Table | Incandescent |  | Standard A Lamp | 1 | 40 | Other
Ceiling Fixture | Incandescent |  | Standard A Lamp | 2 | 60 | Bedroom
Floor lamp | Incandescent |  | Standard A Lamp | 1 | 100 | Bedroom
Table | Incandescent |  | Standard A Lamp | 1 | 60 | Bedroom
Table | Incandescent |  | Mini base | 1 | 40 | Bedroom
Recessed Can | Incandescent |  | Reflector | 1 | 65 | Hall
Ceiling Fixture | Incandescent |  | Standard A Lamp | 1 | 60 | Hall
Ceiling Fixture | Linear Fluorescent | 48 | T-12 | 2 | 40 | Garage
Table | Incandescent |  | Standard A Lamp | 1 | 60 | Garage
Garage door opener | Incandescent |  | Standard A Lamp | 1 | 60 | Garage
Ceiling Fixture | Incandescent |  | Standard A Lamp | 1 | 40 | Garage
Floor lamp | Compact Fluorescent |  | Pin base | 1 | 22 | Kitchen
Other | Linear Fluorescent | 36 | T-12 | 1 | 30 | Kitchen
Recessed Can | Incandescent |  | Reflector | 1 | 65 | Kitchen
Ceiling Fixture | Compact Fluorescent |  | Reflector | 1 | 13 | Kitchen
Table | Incandescent |  | Standard A Lamp | 1 | 40 | Kitchen
Floor lamp | Incandescent |  | Standard A Lamp | 1 | 40 | Kitchen
Floor lamp | Incandescent |  | Standard A Lamp | 1 | 150 | Kitchen
Table | Incandescent |  | Decorative | 1 | 40 | Kitchen
Other | Linear Fluorescent | 24 | T-8 | 1 | 15 | Kitchen
Ceiling Fixture | Linear Fluorescent | 48 | T-12 | 4 | 40 | Laundry Room
Recessed Can | Incandescent |  | Reflector | 1 | 65 | Bathroom
Ceiling Fixture | Incandescent |  | Standard A Lamp | 2 | 60 | Bathroom
Table | Incandescent |  | Standard A Lamp | 1 | 40 | Bathroom
Wall Mount | Incandescent |  | Globe | 8 | 40 | Bathroom
Ceiling Fan | Incandescent |  | Standard A Lamp | 1 | 60 | Master Bedroom
Wall Mount | Incandescent |  | Standard A Lamp | 1 | 100 | Master Bedroom
Table | Incandescent |  | Standard A Lamp | 1 | 40 | Master Bedroom
Wall Mount | Incandescent |  | Standard A Lamp | 1 | 40 | Master Bedroom
Ceiling Fan | Incandescent |  | Standard A Lamp | 1 | 60 | Bedroom
Table | Compact Fluorescent |  | Pin base | 1 | 22 | Bedroom
Table | Incandescent |  | Standard A Lamp | 1 | 100 | Bedroom
Table | Incandescent |  | Standard A Lamp | 1 | 60 | Bedroom
Table | Compact Fluorescent |  | Pin base | 1 | 22 | Bedroom
Recessed Can | Incandescent |  | Reflector | 1 | 65 | Hall
Ceiling Fixture | Incandescent |  | Standard A Lamp | 1 | 60 | Hall
Wall Mount | Incandescent |  | Standard A Lamp | 4 | 60 | Bathroom
Ceiling Fixture | Incandescent |  | Standard A Lamp | 1 | 75 | Laundry Room
Wall Mount | Incandescent |  | Standard A Lamp | 4 | 60 | Laundry Room
Ceiling Fixture | Incandescent |  | Standard A Lamp | 1 | 75 | Bedroom
Ceiling Fixture | Incandescent |  | Standard A Lamp | 2 | 75 | Bedroom
Wall Mount | Incandescent |  | Standard A Lamp | 1 | 75 | Bedroom
Ceiling Fixture | Incandescent |  | Clear | 1 | 75 | Kitchen
Ceiling Fixture | Incandescent |  | Decorative | 2 | 60 | Dining Room
Ceiling Fixture | Incandescent |  | Standard A Lamp | 1 | 75 | Hall
Ceiling Fixture | Linear Fluorescent | 48 | T-12 | 2 | 25 | Kitchen
Ceiling Fixture | Incandescent |  | Standard A Lamp | 1 | 75 | Kitchen
Ceiling Fan | Incandescent |  | Decorative | 3 | 60 | Living Room
Ceiling Fixture | Linear Fluorescent | 24 | T-12 | 2 | 20 | Living Room
Ceiling Fixture | Incandescent |  | Standard A Lamp | 4 | 60 | Family Room
Wall Mount | Incandescent |  | Globe | 5 | 40 | Bathroom
Ceiling Fixture | Incandescent |  | Standard A Lamp | 1 | 60 | Bathroom
Wall Mount | Incandescent |  | Standard A Lamp | 2 | 60 | Bathroom
Wall Mount | Incandescent |  | Standard A Lamp | 2 | 60 | Bathroom
Ceiling Fixture | Incandescent |  | Standard A Lamp | 2 | 60 | Bedroom
Ceiling Fixture | Incandescent |  | Standard A Lamp | 2 | 60 | Bedroom
Ceiling Fixture | Incandescent |  | Standard A Lamp | 2 | 60 | Bedroom
Chandelier (Hanging) | Incandescent |  | Standard A Lamp | 4 | 60 | Bedroom
Ceiling Fixture | Incandescent |  | Standard A Lamp | 1 | 60 | Hall
Ceiling Fixture | Incandescent |  | Standard A Lamp | 1 | 60 | Hall
Chandelier (Hanging) | Incandescent |  | Standard A Lamp | 5 | 60 | Kitchen
Ceiling Fixture | Incandescent |  | Standard A Lamp | 1 | 60 | Kitchen
Other | Incandescent |  | Standard A Lamp | 2 | 100 | Kitchen
Ceiling Fixture | Incandescent |  | Standard A Lamp | 1 | 60 | Laundry Room
Table | Incandescent |  | Standard A Lamp | 1 | 100 | Living Room
Table | Compact Fluorescent |  | Twist | 1 | 22 | Living Room
Ceiling Fixture | Incandescent |  | Standard A Lamp | 1 | 60 | Other
Ceiling Fixture | Incandescent |  | Standard A Lamp | 1 | 60 | Hall
Ceiling Fixture | Incandescent |  | Standard A Lamp | 1 | 60 | Other
Ceiling Fixture | Incandescent |  | Standard A Lamp | 2 | 60 | Bathroom
Wall Mount | Incandescent |  | Globe | 3 | 40 | Bathroom
Ceiling Fixture | Incandescent |  | Standard A Lamp | 2 | 60 | Bedroom
Ceiling Fixture | Incandescent |  | Standard A Lamp | 1 | 60 | Other
Ceiling Fixture | Incandescent |  | Standard A Lamp | 1 | 75 | Other
Table | Incandescent |  | Standard A Lamp | 1 | 60 | Other
Ceiling Fixture | Incandescent |  | Standard A Lamp | 1 | 60 | Family Room
Ceiling Fixture | Incandescent |  | Standard A Lamp | 1 | 60 | Garage
Garage door opener | Incandescent |  | Standard A Lamp | 2 | 60 | Garage
Ceiling Fixture | Incandescent |  | Standard A Lamp | 2 | 60 | Kitchen
Table | Compact Fluorescent |  | Twist | 1 | 15 | Living Room
Table | Incandescent |  | 3-Way Incandescent | 1 | 125 | Living Room
Ceiling Fixture | Incandescent |  | Standard A Lamp | 2 | 60 | Bedroom
Ceiling Fixture | Incandescent |  | Standard A Lamp | 1 | 100 | Hall
Wall Mount | Incandescent |  | Standard A Lamp | 1 | 75 | Bathroom
Wall Mount | Incandescent |  | Standard A Lamp | 2 | 60 | Bathroom
Wall Mount | Compact Fluorescent |  | Twist | 2 | 15 | Bathroom
Ceiling Fixture | Incandescent |  | Heat Lamp | 1 | 250 | Bathroom
Ceiling Fixture | Compact Fluorescent |  | Twist | 2 | 15 | Bedroom
Ceiling Fixture | Compact Fluorescent |  | Twist | 1 | 15 | Bedroom
Table | Incandescent |  | Standard A Lamp | 1 | 60 | Bedroom
Ceiling Fixture | Compact Fluorescent |  | Twist | 2 | 15 | Office
Ceiling Fixture | Compact Fluorescent |  | Twist | 1 | 15 | Master Bedroom
Ceiling Fixture | Compact Fluorescent |  | Twist | 1 | 15 | Master Bedroom
Ceiling Fixture | Incandescent |  | Standard A Lamp | 1 | 75 | Dining Room
Table | Linear Fluorescent | 24 | T-5 | 2 | 16 | Family Room
Torchiere | Halogen |  | Quartz Tube | 1 | 100 | Family Room
Ceiling Fixture | Compact Fluorescent |  | Twist | 1 | 22 | Garage
Ceiling Fixture | Linear Fluorescent | 48 | T-8 | 2 | 32 | Garage
Garage door opener | Incandescent |  | Standard A Lamp | 1 | 60 | Garage
Ceiling Fixture | Compact Fluorescent |  | Twist | 1 | 15 | Hall
Ceiling Fixture | Compact Fluorescent |  | Twist | 1 | 15 | Hall
Ceiling Fixture | Compact Fluorescent |  | Twist | 1 | 15 | Laundry Room
Torchiere | Incandescent |  | 3-Way Incandescent | 1 | 75 | Living Room
Ceiling Fixture | Incandescent |  | Standard A Lamp | 1 | 75 | Other
Chandelier (Hanging) | Incandescent |  | Standard A Lamp | 2 | 65 | Bathroom
Wall Mount | Incandescent |  | Decorative | 3 | 65 | Bathroom
Wall Mount | Incandescent |  | Standard A Lamp | 2 | 60 | Bedroom
Wall Mount | Compact Fluorescent |  | Twist | 2 | 22 | Bedroom
Low bay | Linear Fluorescent | 48 | T-12 | 2 | 40 | Bedroom
Floor lamp | Halogen |  | Quartz Tube | 1 | 50 | Family Room
Table | Incandescent |  | Standard A Lamp | 1 | 65 | Family Room
Wall Mount | Incandescent |  | Standard A Lamp | 2 | 60 | Hall
Ceiling Fixture | Linear Fluorescent | 96 | T-12 | 2 | 100 | Kitchen
High bay | Incandescent |  | Standard A Lamp | 2 | 65 | Kitchen
Wall Mount | Incandescent |  | Globe | 3 | 60 | Kitchen
Wall Mount | Incandescent |  | Standard A Lamp | 2 | 60 | Master Bedroom
Chandelier (Hanging) | Incandescent |  | Standard A Lamp | 1 | 60 | Office
Chandelier (Hanging) | Compact Fluorescent |  | Twist | 1 | 15 | Bathroom
Ceiling Fan | Incandescent |  | Heat Lamp | 1 | 150 | Bathroom
Ceiling Fan | Incandescent |  | Mini base | 4 | 25 | Bedroom
Table | Compact Fluorescent |  | Twist | 1 | 15 | Bedroom
Ceiling Fan | Compact Fluorescent |  | Twist | 3 | 15 | Bedroom
Table | Incandescent |  | Other | 1 | 60 | Bedroom
Table | Compact Fluorescent |  | Twist | 1 | 15 | Bedroom
Ceiling Fan | Compact Fluorescent |  | Twist | 3 | 15 | Bedroom
Table | Compact Fluorescent |  | A shape bulb | 1 | 15 | Bedroom
Wall Mount | Compact Fluorescent |  | Twist | 4 | 15 | Bathroom
Ceiling Fixture | Incandescent |  | Standard A Lamp | 2 | 60 | Bathroom
Ceiling Fixture | Incandescent |  | Standard A Lamp | 2 | 60 | Dining Room
Ceiling Fixture | Compact Fluorescent |  | Twist | 3 | 15 | Family Room
Recessed Can | Incandescent |  | Reflector | 1 | 65 | Family Room
Floor lamp | Incandescent |  | Standard A Lamp | 1 | 100 | Family Room
Table | Incandescent |  | Standard A Lamp | 1 | 100 | Family Room
Table | Compact Fluorescent |  | Twist | 1 | 22 | Family Room
Table | Incandescent |  | Mini base | 3 | 25 | Family Room
Ceiling Fixture | Incandescent |  | Standard A Lamp | 2 | 60 | Hall
Ceiling Fixture | Halogen |  | MR | 3 | 75 | Kitchen
Ceiling Fixture | Compact Fluorescent |  | Twist | 3 | 22 | Kitchen
Ceiling Fixture | Compact Fluorescent |  | Twist | 1 | 15 | Laundry Room
Table | Incandescent |  | Standard A Lamp | 1 | 100 | Living Room
Table | Compact Fluorescent |  | Twist | 1 | 15 | Living Room
Wall Mount | Compact Fluorescent |  | Twist | 1 | 15 | Living Room
Ceiling Fixture | Incandescent |  | Standard A Lamp | 1 | 60 | Office
Table | Incandescent |  | Other | 1 | 40 | Office
Table | Incandescent |  | Mini base | 2 | 40 | Office
Ceiling Fixture | Compact Fluorescent |  | Circline (Screw Base) | 1 | 28 | Other
Ceiling Fixture | Compact Fluorescent |  | Twist | 1 | 22 | Other
Table | Incandescent |  | Standard A Lamp | 1 | 60 | Other
Recessed - other | Incandescent |  | Reflector | 1 | 65 | Other
Recessed Can | Incandescent |  | Reflector | 1 | 65 | Other
Recessed Can | Compact Fluorescent |  | Reflector | 1 | 14 | Other
Ceiling Fixture | Compact Fluorescent |  | Twist | 1 | 14 | Hall
Recessed Can | Compact Fluorescent |  | Reflector | 1 | 14 | Hall
Ceiling Fixture | Linear Fluorescent | 48 | T-12 | 2 | 40 | Garage
Ceiling Fixture | Incandescent |  | Standard A Lamp | 2 | 75 | Kitchen
Ceiling Fixture | Linear Fluorescent | 48 | T-12 | 2 | 40 | Kitchen
Floor lamp | Incandescent |  | Standard A Lamp | 1 | 75 | Living Room
Wall Mount | Compact Fluorescent |  | Twist | 1 | 23 | Bathroom
Ceiling Fixture | Compact Fluorescent |  | Twist | 1 | 13 | Closet
Ceiling Fixture | Compact Fluorescent |  | Twist | 1 | 13 | Master Bedroom
Ceiling Fixture | Incandescent |  | Standard A Lamp | 1 | 60 | Master Bedroom
Wall Mount | Compact Fluorescent |  | Twist | 1 | 23 | Master Bedroom
Wall Mount | Compact Fluorescent |  | Twist | 3 | 15 | Bathroom
Ceiling Fixture | Halogen |  | MR | 1 | 20 | Bedroom
Wall Mount | Incandescent |  | Globe | 4 | 40 | Bathroom
Ceiling Fixture | Incandescent |  | Standard A Lamp | 3 | 60 | Bedroom
Ceiling Fixture | Incandescent |  | Standard A Lamp | 2 | 60 | Bedroom
Recessed Can | Incandescent |  | Reflector | 1 | 60 | Hall
Ceiling Fixture | Incandescent |  | Standard A Lamp | 2 | 60 | Hall
Ceiling Fixture | Incandescent |  | Standard A Lamp | 1 | 100 | Closet
Ceiling Fixture | Incandescent |  | Standard A Lamp | 1 | 60 | Office
Table | Incandescent |  | Standard A Lamp | 1 | 25 | Office
Ceiling Fixture | Incandescent |  | Standard A Lamp | 1 | 60 | Family Room
Ceiling Fixture | Incandescent |  | Standard A Lamp | 1 | 60 | Other
Recessed Can | Incandescent |  | Reflector | 1 | 75 | Hall
Chandelier (Hanging) | Incandescent |  | Standard A Lamp | 1 | 60 | Hall
Ceiling Fixture | Incandescent |  | Standard A Lamp | 1 | 60 | Kitchen
Ceiling Fixture | Incandescent |  | Decorative | 4 | 25 | Kitchen
Recessed Can | Incandescent |  | Reflector | 1 | 75 | Laundry Room
Chandelier (Hanging) | Incandescent |  | Standard A Lamp | 1 | 60 | Living Room
Track | Incandescent |  | Reflector | 2 | 65 | Living Room
Track | Incandescent |  | Reflector | 3 | 65 | Living Room
Ceiling Fan | Incandescent |  | Standard A Lamp | 1 | 60 | Living Room
Floor lamp | Incandescent |  | Standard A Lamp | 1 | 60 | Living Room
Ceiling Fixture | Incandescent |  | Standard A Lamp | 1 | 60 | Bathroom
Wall Mount | Compact Fluorescent |  | Straight Tube | 4 | 22 | Bathroom
Ceiling Fixture | Incandescent |  | Standard A Lamp | 1 | 60 | Master Bedroom
Wall Mount | Incandescent |  | Standard A Lamp | 1 | 60 | Master Bedroom
Table | Incandescent |  | Standard A Lamp | 1 | 60 | Master Bedroom
Ceiling Fixture | Linear Fluorescent | 48 | T-8 | 2 | 32 | Laundry Room
Ceiling Fixture | Linear Fluorescent | 48 | T-8 | 2 | 32 | Kitchen
Ceiling Fixture | Compact Fluorescent |  | Twist | 3 | 15 | Dining Room
Floor lamp | Linear Fluorescent | 24 | T-8 | 2 | 16 | Living Room
Ceiling Fixture | Compact Fluorescent |  | Twist | 1 | 15 | Hall
Ceiling Fixture | Compact Fluorescent |  | Twist | 2 | 15 | Bedroom
Wall Mount | Incandescent |  | Globe | 4 | 40 | Bathroom
Ceiling Fixture | Compact Fluorescent |  | Twist | 2 | 22 | Bedroom
Table | Compact Fluorescent |  | Twist | 1 | 15 | Bedroom
Ceiling Fixture | Incandescent |  | Standard A Lamp | 2 | 60 | Other
Ceiling Fixture | Incandescent |  | Standard A Lamp | 1 | 40 | Bathroom
Wall Mount | Incandescent |  | Clear | 6 | 20 | Bathroom
Ceiling Fixture | Incandescent |  | Standard A Lamp | 2 | 40 | Bedroom
Ceiling Fixture | Incandescent |  | Standard A Lamp | 1 | 60 | Bedroom
Ceiling Fixture | Incandescent |  | Standard A Lamp | 1 | 60 | Bedroom
Ceiling Fixture | Incandescent |  | Standard A Lamp | 2 | 60 | Bedroom
Floor lamp | Incandescent |  | Standard A Lamp | 1 | 150 | Bedroom
Chandelier (Hanging) | Incandescent |  | Standard A Lamp | 5 | 60 | Dining Room
Table | Linear Fluorescent | 48 | T-12 | 2 | 25 | Other
Ceiling Fixture | Incandescent |  | Standard A Lamp | 1 | 75 | Hall
Ceiling Fixture | Incandescent |  | Standard A Lamp | 1 | 60 | Other
Wall Mount | Incandescent |  | Standard A Lamp | 1 | 60 | Hall
Ceiling Fixture | Linear Fluorescent | 48 | T-12 | 2 | 40 | Kitchen
Chandelier (Hanging) | Incandescent |  | Standard A Lamp | 3 | 60 | Living Room
Floor lamp | Compact Fluorescent |  | Twist | 3 | 22 | Living Room
Table | Incandescent |  | Standard A Lamp | 1 | 60 | Living Room
Ceiling Fixture | Incandescent |  | Standard A Lamp | 3 | 40 | Office
Floor lamp | Incandescent |  | Standard A Lamp | 3 | 75 | Office
Ceiling Fixture | Incandescent |  | Standard A Lamp | 1 | 100 | Other
Wall Mount | Incandescent |  | Standard A Lamp | 2 | 60 | Bathroom
Ceiling Fixture | Compact Fluorescent |  | Twist | 2 | 15 | Bedroom
Table | Incandescent |  | Standard A Lamp | 1 | 60 | Bedroom
Ceiling Fixture | Compact Fluorescent |  | Twist | 1 | 15 | Laundry Room
Ceiling Fixture | Incandescent |  | Standard A Lamp | 1 | 60 | Bedroom
Table | Incandescent |  | Standard A Lamp | 1 | 60 | Bedroom
Ceiling Fixture | Incandescent |  | Standard A Lamp | 1 | 60 | Bedroom
Ceiling Fixture | Incandescent |  | Standard A Lamp | 1 | 60 | Hall
Ceiling Fixture | Incandescent |  | Standard A Lamp | 1 | 60 | Living Room
Ceiling Fan | Compact Fluorescent |  | Twist | 4 | 15 | Family Room
Ceiling Fixture | Compact Fluorescent |  | Twist | 3 | 22 | Family Room
Table | Incandescent |  | Standard A Lamp | 1 | 60 | Family Room
Garage door opener | Incandescent |  | Standard A Lamp | 1 | 40 | Garage
Ceiling Fixture | Linear Fluorescent | 96 | T-12 | 2 | 100 | Garage
Ceiling Fixture | Linear Fluorescent | 48 | T-12 | 2 | 40 | Garage
Ceiling Fixture | Compact Fluorescent |  | Twist | 1 | 15 | Hall
Ceiling Fan | Incandescent |  | Clear | 4 | 40 | Living Room
Other | Halogen |  |  | 1 | 150 | Living Room
Ceiling Fixture | Incandescent |  | Standard A Lamp | 1 | 60 | Other
Ceiling Fixture | Incandescent |  | Standard A Lamp | 2 | 60 | Kitchen
Ceiling Fixture | Compact Fluorescent |  | Twist | 2 | 22 | Kitchen
Ceiling Fixture | Incandescent |  | Standard A Lamp | 1 | 60 | Kitchen
Ceiling Fixture | Incandescent |  | Standard A Lamp | 1 | 60 | Other
Wall Mount | Incandescent |  | Standard A Lamp | 1 | 40 | Other
Wall Mount | Incandescent |  | Globe | 5 | 40 | Bathroom
Ceiling Fan | Compact Fluorescent |  | Twist | 1 | 22 | Bedroom
Ceiling Fan | Incandescent |  | Standard A Lamp | 1 | 65 | Bedroom
Table | Incandescent |  | Standard A Lamp | 1 | 60 | Bedroom
Wall Mount | Incandescent |  | Standard A Lamp | 1 | 60 | Bedroom
Ceiling Fixture | Incandescent |  | Standard A Lamp | 2 | 60 | Bedroom
Table | Incandescent |  | Standard A Lamp | 1 | 60 | Bedroom
Wall Mount | Incandescent |  | Globe | 3 | 40 | Bathroom
Ceiling Fixture | Incandescent |  | Standard A Lamp | 2 | 60 | Bedroom
Table | Incandescent |  | Standard A Lamp | 1 | 60 | Bedroom
Ceiling Fixture | Incandescent |  | Standard A Lamp | 2 | 60 | Bedroom
Table | Incandescent |  | Standard A Lamp | 1 | 60 | Bedroom
Ceiling Fixture | Incandescent |  | Standard A Lamp | 2 | 60 | Kitchen
Ceiling Fixture | Linear Fluorescent | 48 | T-12 | 2 | 40 | Laundry Room
Ceiling Fixture | Linear Fluorescent | 48 | T-12 | 2 | 60 | Family Room
Floor lamp | Incandescent |  | Standard A Lamp | 4 | 60 | Family Room
Ceiling Fan | Incandescent |  | Decorative | 4 | 25 | Family Room
Wall Mount | Incandescent |  | Mini base | 2 | 40 | Family Room
Ceiling Fixture | Incandescent |  | Standard A Lamp | 1 | 60 | Hall
Ceiling Fixture | Incandescent |  | Standard A Lamp | 3 | 60 | Kitchen
Chandelier (Hanging) | Compact Fluorescent |  | Twist | 5 | 15 | Kitchen
Chandelier (Hanging) | Incandescent |  | Decorative | 2 | 25 | Living Room
Table | Incandescent |  | 3-Way Incandescent | 1 | 150 | Living Room
Ceiling Fixture | Incandescent |  | Standard A Lamp | 1 | 40 | Hall
Table | Incandescent |  | Standard A Lamp | 1 | 65 | Living Room
Recessed Can | Incandescent |  | Reflector | 1 | 75 | Living Room
Ceiling Fixture | Linear Fluorescent | 48 | T-12 | 2 | 40 | Family Room
Architectural | Incandescent |  | Standard A Lamp | 1 | 40 | Family Room
Ceiling Fixture | Compact Fluorescent |  | Pin base | 1 | 22 | Hall
Ceiling Fixture | Incandescent |  | Standard A Lamp | 1 | 60 | Hall
Ceiling Fixture | Linear Fluorescent | 48 | T-12 | 2 | 40 | Laundry Room
Ceiling Fixture | Incandescent |  | Standard A Lamp | 1 | 75 | Other
Ceiling Fixture | Linear Fluorescent | 48 | T-12 | 2 | 40 | Bathroom
Ceiling Fixture | Linear Fluorescent | 48 | T-12 | 2 | 40 | Bedroom
Ceiling Fixture | Linear Fluorescent | 48 | T-12 | 2 | 40 | Bedroom
Ceiling Fixture | Linear Fluorescent | 96 | T-12 | 2 | 100 | Kitchen
Architectural | Incandescent |  | Mini base | 1 | 25 | Kitchen
Chandelier (Hanging) | Incandescent |  | Standard A Lamp | 2 | 60 | Kitchen
Ceiling Fixture | Incandescent |  | Standard A Lamp | 3 | 60 | Hall
Table | Incandescent |  | Standard A Lamp | 1 | 60 | Family Room
Ceiling Fixture | Incandescent |  | Standard A Lamp | 1 | 60 | Bedroom
Table | Incandescent |  | Standard A Lamp | 1 | 60 | Bedroom
Ceiling Fixture | Linear Fluorescent | 48 | T-12 | 2 | 40 | Bathroom
Chandelier (Hanging) | Incandescent |  | Standard A Lamp | 1 | 60 | Bathroom
Ceiling Fixture | Incandescent |  | Standard A Lamp | 2 | 60 | Master Bedroom
Table | Incandescent |  | Standard A Lamp | 1 | 60 | Master Bedroom
Ceiling Fixture | Incandescent |  | Standard A Lamp | 2 | 60 | Bedroom
Ceiling Fixture | Incandescent |  | Standard A Lamp | 1 | 60 | Hall
Ceiling Fixture | Incandescent |  | Standard A Lamp | 2 | 65 | Other
Floor lamp | Incandescent |  | Standard A Lamp | 1 | 100 | Other
Recessed - other | Incandescent |  | Globe | 1 | 40 | Other
Ceiling Fixture | Compact Fluorescent |  | Twist | 1 | 15 | Bathroom
Wall Mount | Incandescent |  | Globe | 5 | 60 | Bathroom
Ceiling Fixture | Incandescent |  | Standard A Lamp | 2 | 60 | Bedroom
Table | Incandescent |  | Other | 2 | 65 | Bedroom
Ceiling Fixture | Incandescent |  | Standard A Lamp | 2 | 60 | Bedroom
Chandelier (Hanging) | Incandescent |  | Clear | 5 | 25 | Bedroom
Track | Compact Fluorescent |  | Pin base | 4 | 22 | Hall
Ceiling Fixture | Linear Fluorescent | 48 | T-8 | 2 | 40 | Kitchen
Chandelier (Hanging) | Incandescent |  | Clear | 5 | 25 | Kitchen
Chandelier (Hanging) | Incandescent |  | Standard A Lamp | 2 | 40 | Living Room
Torchiere | Incandescent |  | 3-Way Incandescent | 1 | 150 | Living Room
Table | Incandescent |  | Standard A Lamp | 1 | 60 | Living Room
Ceiling Fan | Incandescent |  | Standard A Lamp | 3 | 65 | Master Bedroom
Floor lamp | Incandescent |  | 3-Way Incandescent | 1 | 100 | Master Bedroom
Ceiling Fan | Incandescent |  | Standard A Lamp | 3 | 60 | Office
Table | Incandescent |  | Standard A Lamp | 1 | 60 | Office
Track | Compact Fluorescent |  | Reflector | 6 | 22 | Bathroom
Ceiling Fixture | Incandescent |  | Standard A Lamp | 2 | 60 | Bathroom
Wall Mount | Incandescent |  | Globe | 3 | 40 | Bathroom
Ceiling Fixture | Incandescent |  | Standard A Lamp | 2 | 40 | Bathroom
Ceiling Fixture | Incandescent |  | Standard A Lamp | 2 | 40 | Bedroom
Ceiling Fixture | Incandescent |  | Standard A Lamp | 2 | 40 | Bedroom
Ceiling Fixture | Incandescent |  | Standard A Lamp | 2 | 40 | Bedroom
Floor lamp | Incandescent |  | Decorative | 3 | 40 | Bedroom
Ceiling Fixture | Compact Fluorescent |  | Circline (Screw Base) | 1 | 30 | Bedroom
Ceiling Fixture | Incandescent |  | Standard A Lamp | 1 | 100 | Closet
Ceiling Fixture | Compact Fluorescent |  | Twist | 1 | 15 | Laundry Room
Table | Incandescent |  | Standard A Lamp | 1 | 60 | Living Room
Floor lamp | Incandescent |  | Standard A Lamp | 1 | 75 | Living Room
Ceiling Fixture | Incandescent |  | Standard A Lamp | 3 | 60 | Living Room
Ceiling Fixture | Compact Fluorescent |  | Twist | 1 | 15 | Family Room
Ceiling Fixture | Linear Fluorescent | 48 | T-12 | 3 | 40 | Family Room
Ceiling Fixture | Incandescent |  | Reflector | 1 | 65 | Kitchen
Ceiling Fixture | Linear Fluorescent | 48 | T-12 | 1 | 40 | Kitchen
Ceiling Fixture | Incandescent |  | Standard A Lamp | 1 | 75 | Other
Ceiling Fixture | Incandescent |  | Standard A Lamp | 1 | 100 | Other
Table | Incandescent |  | Standard A Lamp | 1 | 100 | Other
Ceiling Fixture | Linear Fluorescent | 48 | T-8 | 2 | 32 | Bathroom
Wall Mount | Incandescent |  | Globe | 3 | 40 | Bathroom
Ceiling Fixture | Compact Fluorescent |  | Twist | 1 | 15 | Bedroom
Table | Incandescent |  | Standard A Lamp | 1 | 60 | Bedroom
Ceiling Fixture | Incandescent |  | Standard A Lamp | 1 | 200 | Garage
Ceiling Fixture | Compact Fluorescent |  | Twist | 2 | 15 | Kitchen
Ceiling Fixture | Incandescent |  | Standard A Lamp | 1 | 60 | Kitchen
Chandelier (Hanging) | Incandescent |  | Decorative | 5 | 40 | Living Room
Table | Incandescent |  | Standard A Lamp | 1 | 60 | Living Room
Ceiling Fan | Incandescent |  | Standard A Lamp | 3 | 60 | Living Room
Floor lamp | Incandescent |  | Standard A Lamp | 1 | 60 | Living Room
Ceiling Fixture | Incandescent |  | Standard A Lamp | 1 | 200 | Other
Ceiling Fixture | Linear Fluorescent | 48 | T-12 | 2 | 40 | Other
Wall Mount | Incandescent |  | Globe | 4 | 40 | Bathroom
Wall Mount | Incandescent |  | Globe | 4 | 40 | Bathroom
Wall Mount | Incandescent |  | Globe | 6 | 40 | Bathroom
Ceiling Fixture | Incandescent |  | Standard A Lamp | 2 | 60 | Bedroom
Ceiling Fixture | Incandescent |  | Standard A Lamp | 1 | 60 | Master Bedroom
Ceiling Fan | Incandescent |  | Standard A Lamp | 4 | 60 | Master Bedroom
Table | Incandescent |  | Standard A Lamp | 1 | 150 | Master Bedroom
Ceiling Fixture | Incandescent |  | Standard A Lamp | 1 | 60 | Bedroom
Ceiling Fixture | Incandescent |  | Standard A Lamp | 1 | 60 | Closet
Chandelier (Hanging) | Incandescent |  | Globe | 5 | 40 | Dining Room
Ceiling Fixture | Incandescent |  | Standard A Lamp | 1 | 150 | Garage
Ceiling Fixture | Incandescent |  | Globe | 1 | 60 | Hall
Ceiling Fixture | Incandescent |  | Standard A Lamp | 1 | 60 | Hall
Recessed Can | Incandescent |  | Reflector | 1 | 65 | Kitchen
Ceiling Fixture | Incandescent |  | Standard A Lamp | 1 | 60 | Laundry Room
Ceiling Fan | Incandescent |  | Globe | 4 | 40 | Living Room
Wall Mount | Incandescent |  | Globe | 4 | 40 | Bathroom
Wall Mount | Incandescent |  | Globe | 4 | 40 | Bathroom
Ceiling Fan | Incandescent |  | Standard A Lamp | 1 | 60 | Bedroom
Table | Incandescent |  | Clear | 1 | 40 | Bedroom
Ceiling Fixture | Incandescent |  | Standard A Lamp | 2 | 60 | Bedroom
Table | Incandescent |  | Standard A Lamp | 1 | 60 | Bedroom
Table | Compact Fluorescent |  | Decorative | 1 | 7 | Bedroom
Ceiling Fixture | Incandescent |  | Standard A Lamp | 2 | 60 | Bedroom
Wall Mount | Linear Fluorescent | 18 | T-8 | 1 | 20 | Closet
Ceiling Fixture | Linear Fluorescent | 48 | T-12 | 2 | 40 | Garage
Ceiling Fixture | Incandescent |  | Standard A Lamp | 1 | 60 | Garage
Ceiling Fixture | Incandescent |  | Standard A Lamp | 1 | 60 | Hall
Ceiling Fixture | Linear Fluorescent | 48 | T-12 | 2 | 40 | Kitchen
Chandelier (Hanging) | Compact Fluorescent |  | Twist | 1 | 15 | Kitchen
Architectural | Incandescent |  | Standard A Lamp | 1 | 60 | Kitchen
Ceiling Fan | Compact Fluorescent |  | Twist | 4 | 15 | Living Room
Ceiling Fixture | Compact Fluorescent |  | A shape bulb | 1 | 15 | Living Room
Wall Mount | Incandescent |  | Standard A Lamp | 3 | 40 | Bathroom
Ceiling Fixture | Incandescent |  | Standard A Lamp | 3 | 60 | Bedroom
Table | Compact Fluorescent |  | Pin base | 1 | 22 | Bedroom
Table | Incandescent |  | Standard A Lamp | 1 | 60 | Bedroom
Wall Mount | Incandescent |  | Globe | 5 | 40 | Bathroom
Ceiling Fan | Incandescent |  | Reflector | 3 | 40 | Bedroom
Table | Incandescent |  | Decorative | 1 | 40 | Bedroom
Recessed Can | Incandescent |  | Reflector | 1 | 75 | Bedroom
Table | Compact Fluorescent |  | Twist | 1 | 15 | Bedroom
Chandelier (Hanging) | Incandescent |  | Decorative | 8 | 40 | Family Room
Table | Compact Fluorescent |  | Twist | 1 | 15 | Family Room
Floor lamp | Incandescent |  | Standard A Lamp | 1 | 150 | Family Room
Ceiling Fixture | Compact Fluorescent |  | Twist | 1 | 22 | Garage
Garage door opener | Incandescent |  | Standard A Lamp | 1 | 60 | Garage
Chandelier (Hanging) | Incandescent |  | Decorative | 8 | 40 | Hall
Table | Compact Fluorescent |  | Twist | 1 | 15 | Hall
Ceiling Fixture | Compact Fluorescent |  | Twist | 1 | 15 | Hall
Ceiling Fixture | Linear Fluorescent | 48 | T-12 | 4 | 32 | Kitchen
Recessed Can | Incandescent |  | Reflector | 1 | 75 | Kitchen
Ceiling Fixture | Incandescent |  | Standard A Lamp | 1 | 60 | Kitchen
Table | Incandescent |  | Standard A Lamp | 1 | 150 | Kitchen
Floor lamp | Incandescent |  | Standard A Lamp | 1 | 150 | Kitchen
Ceiling Fixture | Incandescent |  | Standard A Lamp | 1 | 60 | Bathroom
Wall Mount | Incandescent |  | Clear | 8 | 40 | Bathroom
Recessed Can | Incandescent |  | Reflector | 1 | 75 | Bathroom
Recessed Can | Incandescent |  | Reflector | 1 | 75 | Bathroom
Ceiling Fixture | Incandescent |  | Standard A Lamp | 1 | 60 | Bathroom
Ceiling Fan | Incandescent |  | Standard A Lamp | 4 | 40 | Bedroom
Table | Compact Fluorescent |  | Twist | 1 | 22 | Bedroom
Ceiling Fixture | Compact Fluorescent |  | Twist | 1 | 15 | Other
Ceiling Fixture | Incandescent |  | Globe | 3 | 40 | Other
Ceiling Fixture | Compact Fluorescent |  | Twist | 2 | 15 | Hall
Ceiling Fixture | Compact Fluorescent |  | Twist | 2 | 15 | Other
Recessed Can | Incandescent |  | Reflector | 1 | 60 | Other
Floor lamp | Incandescent |  | Decorative | 5 | 40 | Other
Ceiling Fixture | Compact Fluorescent |  | Twist | 1 | 15 | Other
Floor lamp | Compact Fluorescent |  | Twist | 1 | 22 | Other
Floor lamp | Halogen |  | Quartz Tube | 1 | 100 | Other
Table | Compact Fluorescent |  | Twist | 1 | 22 | Other
Track | Incandescent |  | Globe | 3 | 40 | Bathroom
Ceiling Fixture | Incandescent |  | Standard A Lamp | 1 | 40 | Bathroom
Ceiling Fixture | Compact Fluorescent |  | Twist | 1 | 15 | Other
Wall Mount | Linear Fluorescent | 24 | T-12 | 1 | 16 | Other
Ceiling Fixture | Incandescent |  | Decorative | 3 | 40 | Bedroom
Recessed Can | Incandescent |  | Reflector | 1 | 75 | Bedroom
Table | Incandescent |  | Standard A Lamp | 1 | 60 | Bedroom
Table | Incandescent |  | 3-Way Incandescent | 1 | 100 | Living Room
Floor lamp | Incandescent |  | Standard A Lamp | 1 | 75 | Living Room
Floor lamp | Compact Fluorescent |  | Twist | 1 | 15 | Living Room
Ceiling Fan | Incandescent |  | Standard A Lamp | 3 | 40 | Kitchen
Ceiling Fixture | Linear Fluorescent | 48 | T-12 | 2 | 40 | Kitchen
Ceiling Fixture | Linear Fluorescent | 24 | T-12 | 1 | 20 | Kitchen
Ceiling Fixture | Incandescent |  | Standard A Lamp | 1 | 40 | Hall
Ceiling Fixture | Incandescent |  | Standard A Lamp | 3 | 40 | Hall
Ceiling Fixture | Incandescent |  | Standard A Lamp | 2 | 60 | Bedroom
Table | Incandescent |  | Mini base | 1 | 25 | Bedroom
Floor lamp | Incandescent |  | Standard A Lamp | 2 | 60 | Bedroom
Ceiling Fixture | Incandescent |  | Standard A Lamp | 2 | 60 | Bedroom
Wall Mount | Incandescent |  | Globe | 6 | 40 | Bathroom
Ceiling Fixture | Incandescent |  | Standard A Lamp | 1 | 40 | Bathroom
Ceiling Fixture | Incandescent |  | Standard A Lamp | 2 | 40 | Laundry Room
Ceiling Fixture | Incandescent |  | Standard A Lamp | 2 | 40 | Bedroom
Table | Incandescent |  | Mini base | 2 | 25 | Bedroom
Ceiling Fixture | Incandescent |  | Standard A Lamp | 1 | 60 | Bedroom
Ceiling Fixture | Incandescent |  | Standard A Lamp | 2 | 60 | Family Room
Floor lamp | Compact Fluorescent |  | A shape bulb | 1 | 15 | Family Room
Ceiling Fixture | Incandescent |  | Standard A Lamp | 1 | 60 | Other
Table | Incandescent |  | Standard A Lamp | 1 | 60 | Other
Wall Mount | Incandescent |  | Standard A Lamp | 3 | 100 | Bathroom
Ceiling Fixture | Incandescent |  | Standard A Lamp | 2 | 60 | Bathroom
Ceiling Fixture | Incandescent |  | Standard A Lamp | 2 | 60 | Bedroom
Table | Compact Fluorescent |  | A shape bulb | 1 | 15 | Bedroom
Wall Mount | Incandescent |  | Standard A Lamp | 3 | 60 | Bedroom
Ceiling Fixture | Incandescent |  | Standard A Lamp | 2 | 60 | Bedroom
Table | Incandescent |  | Mini base | 1 | 20 | Bedroom
Ceiling Fixture | Incandescent |  | Standard A Lamp | 2 | 60 | Bedroom
Ceiling Fixture | Incandescent |  | Standard A Lamp | 1 | 60 | Other
Chandelier (Hanging) | Incandescent |  | Standard A Lamp | 9 | 60 | Hall
Ceiling Fixture | Incandescent |  | Standard A Lamp | 2 | 60 | Hall
Recessed Can | Incandescent |  | Reflector | 1 | 40 | Hall
Ceiling Fixture | Incandescent |  | Standard A Lamp | 2 | 60 | Garage
Garage door opener | Incandescent |  | Standard A Lamp | 1 | 60 | Garage
Recessed Can | Incandescent |  | Reflector | 1 | 65 | Hall
Ceiling Fixture | Incandescent |  | Standard A Lamp | 2 | 60 | Hall
Ceiling Fixture | Incandescent |  | Standard A Lamp | 2 | 60 | Hall
Recessed Can | Incandescent |  | Reflector | 1 | 65 | Kitchen
Chandelier (Hanging) | Incandescent |  | Standard A Lamp | 6 | 60 | Kitchen
Chandelier (Hanging) | Incandescent |  | Standard A Lamp | 1 | 100 | Kitchen
Ceiling Fixture | Incandescent |  | Standard A Lamp | 1 | 60 | Kitchen
Ceiling Fixture | Incandescent |  | Standard A Lamp | 2 | 60 | Laundry Room
Ceiling Fan | Incandescent |  | Decorative | 4 | 60 | Living Room
Floor lamp | Compact Fluorescent |  | A shape bulb | 4 | 15 | Living Room
Table | Incandescent |  | Standard A Lamp | 1 | 100 | Living Room
Table | Incandescent |  | Decorative | 1 | 40 | Living Room
Recessed Can | Incandescent |  | Reflector | 1 | 65 | Living Room
Chandelier (Hanging) | Incandescent |  | Standard A Lamp | 3 | 60 | Bathroom
High bay | Incandescent |  | Standard A Lamp | 2 | 60 | Bathroom
Recessed Can | Incandescent |  | Reflector | 1 | 65 | Bathroom
Ceiling Fixture | Incandescent |  | Standard A Lamp | 2 | 60 | Bathroom
Other | Incandescent |  | Mini base | 1 | 5 | Bathroom
Ceiling Fan | Incandescent |  | Decorative | 4 | 60 | Master Bedroom
Wall Mount | Incandescent |  | Standard A Lamp | 1 | 100 | Master Bedroom
Table | Incandescent |  | Decorative | 1 | 60 | Master Bedroom
Ceiling Fixture | Incandescent |  | Standard A Lamp | 2 | 60 | Bathroom
Wall Mount | Incandescent |  | Standard A Lamp | 2 | 60 | Bathroom
Chandelier (Hanging) | Compact Fluorescent |  | Twist | 4 | 15 | Dining Room
Chandelier (Hanging) | Incandescent |  | Standard A Lamp | 1 | 60 | Dining Room
Ceiling Fixture | Incandescent |  | Standard A Lamp | 1 | 60 | Hall
Ceiling Fixture | Compact Fluorescent |  | Twist | 1 | 15 | Garage
Ceiling Fixture | Compact Fluorescent |  | Twist | 1 | 22 | Garage
Garage door opener | Compact Fluorescent |  | Twist | 2 | 15 | Garage
Table | Incandescent |  | Standard A Lamp | 1 | 90 | Garage
Ceiling Fixture | Incandescent |  | Standard A Lamp | 2 | 60 | Office
Table | Compact Fluorescent |  | Twist | 1 | 15 | Office
Ceiling Fixture | Compact Fluorescent |  | Twist | 1 | 15 | Hall
Wall Mount | Incandescent |  | Other | 3 | 45 | Bathroom
Wall Mount | Incandescent |  | Mini base | 1 | 10 | Kitchen
Other | Incandescent |  | Other | 3 | 20 | Kitchen
Ceiling Fixture | Linear Fluorescent | 36 | T-8 | 2 | 32 | Kitchen
Ceiling Fixture | Linear Fluorescent | 48 | T-8 | 4 | 32 | Kitchen
Torchiere | Incandescent |  | Standard A Lamp | 1 | 100 | Living Room
Floor lamp | Incandescent |  | Standard A Lamp | 1 | 15 | Living Room
Wall Mount | Incandescent |  | Mini base | 1 | 4 | Living Room
Other | Linear Fluorescent | 36 | T-8 | 1 | 22 | Living Room
Ceiling Fixture | Linear Fluorescent | 48 | T-12 | 2 | 40 | Bathroom
Ceiling Fixture | Compact Fluorescent |  | Twist | 2 | 15 | Bathroom
Ceiling Fan | Incandescent |  | Clear | 4 | 60 | Master Bedroom
Table | Incandescent |  | Standard A Lamp | 2 | 60 | Master Bedroom
Table | Incandescent |  | Other | 1 | 60 | Master Bedroom
Ceiling Fixture | Compact Fluorescent |  | Twist | 1 | 22 | Bedroom
Table | Incandescent |  | Decorative | 2 | 25 | Bedroom
Table | Compact Fluorescent |  | Twist | 1 | 22 | Bedroom
Other | Incandescent |  | Mini base | 1 | 10 | Bedroom
Ceiling Fixture | Compact Fluorescent |  | Twist | 2 | 15 | Bedroom
Table | Compact Fluorescent |  | A shape bulb | 1 | 9 | Bedroom
Ceiling Fixture | Incandescent |  | Standard A Lamp | 1 | 60 | Bathroom
Wall Mount | Incandescent |  | Standard A Lamp | 4 | 60 | Bathroom
Ceiling Fixture | Incandescent |  | Standard A Lamp | 2 | 60 | Bedroom
Table | Incandescent |  | Standard A Lamp | 1 | 60 | Bedroom
Ceiling Fixture | Incandescent |  | Standard A Lamp | 2 | 25 | Bedroom
Ceiling Fixture | Incandescent |  | Standard A Lamp | 2 | 60 | Bedroom
Torchiere | Incandescent |  | Standard A Lamp | 2 | 60 | Bedroom
Ceiling Fixture | Incandescent |  | Standard A Lamp | 2 | 60 | Bedroom
Ceiling Fixture | Incandescent |  | Standard A Lamp | 1 | 65 | Hall
Track | Halogen |  | MR | 6 | 50 | Kitchen
Ceiling Fixture | Incandescent |  | Standard A Lamp | 2 | 60 | Laundry Room
Ceiling Fixture | Incandescent |  | Standard A Lamp | 2 | 65 | Living Room
Table | Compact Fluorescent |  | Twist | 1 | 15 | Living Room
Ceiling Fixture | Compact Fluorescent |  | Twist | 1 | 22 | Closet
Table | Compact Fluorescent |  | Twist | 1 | 15 | Other
Ceiling Fixture | Incandescent |  | Standard A Lamp | 1 | 60 | Other
Ceiling Fixture | Incandescent |  | Standard A Lamp | 2 | 40 | Bathroom
Ceiling Fixture | Compact Fluorescent |  | Twist | 1 | 15 | Bedroom
Table | Compact Fluorescent |  | Twist | 1 | 18 | Bedroom
Ceiling Fixture | Compact Fluorescent |  | Twist | 2 | 15 | Closet
Ceiling Fixture | Compact Fluorescent |  | Twist | 1 | 22 | Kitchen
Architectural | Compact Fluorescent |  | Twist | 1 | 15 | Kitchen
Ceiling Fixture | Compact Fluorescent |  | Circline (Screw Base) | 1 | 28 | Laundry Room
Ceiling Fixture | Compact Fluorescent |  | Twist | 1 | 15 | Living Room
Floor lamp | Compact Fluorescent |  | Twist | 1 | 22 | Living Room
Table | Compact Fluorescent |  | Twist | 1 | 15 | Living Room
Ceiling Fixture | Compact Fluorescent |  | Twist | 1 | 15 | Office
Ceiling Fixture | Linear Fluorescent | 18 | T-12 | 1 | 20 | Office
Table | Incandescent |  | Clear | 2 | 25 | Office
Ceiling Fixture | Compact Fluorescent |  | Twist | 1 | 15 | Other
Ceiling Fixture | Incandescent |  | Standard A Lamp | 1 | 60 | Hall
Ceiling Fixture | Linear Fluorescent | 48 | T-12 | 2 | 40 | Kitchen
Ceiling Fixture | Linear Fluorescent | 48 | T-12 | 2 | 40 | Laundry Room
Ceiling Fixture | Compact Fluorescent |  | Twist | 4 | 15 | Living Room
Ceiling Fixture | Incandescent |  | Standard A Lamp | 1 | 60 | Living Room
Table | Incandescent |  | Standard A Lamp | 1 | 100 | Living Room
Floor lamp | Incandescent |  | Standard A Lamp | 1 | 75 | Living Room
Ceiling Fixture | Incandescent |  | Standard A Lamp | 1 | 60 | Bathroom
Wall Mount | Incandescent |  | Globe | 5 | 60 | Bathroom
Ceiling Fixture | Incandescent |  | Standard A Lamp | 2 | 25 | Master Bedroom
Table | Linear Fluorescent | 18 | T-12 | 1 | 16 | Master Bedroom
Ceiling Fixture | Incandescent |  | Standard A Lamp | 2 | 60 | Office
Ceiling Fixture | Incandescent |  | Standard A Lamp | 1 | 100 | Garage
Ceiling Fixture | Incandescent |  | Standard A Lamp | 2 | 60 | Bedroom
Wall Mount | Incandescent |  | Standard A Lamp | 1 | 60 | Bathroom
Ceiling Fixture | Incandescent |  | Standard A Lamp | 2 | 60 | Bedroom
Table | Incandescent |  | Standard A Lamp | 1 | 60 | Bedroom
Ceiling Fixture | Incandescent |  | Standard A Lamp | 1 | 75 | Hall
Ceiling Fixture | Incandescent |  | Standard A Lamp | 1 | 60 | Other
Ceiling Fixture | Linear Fluorescent | 48 | T-12 | 2 | 40 | Other
Wall Mount | Linear Fluorescent | 36 | T-5 | 1 | 20 | Other
Architectural | Linear Fluorescent | 36 | T-5 | 1 | 22 | Bathroom
Recessed Can | Compact Fluorescent |  | Twist | 1 | 15 | Bedroom
Architectural | Compact Fluorescent | 18 | Twist | 2 | 15 | Bedroom
Chandelier (Hanging) | Halogen |  | MR | 1 | 50 | Dining Room
Track | Halogen |  | MR | 1 | 50 | Dining Room
Ceiling Fixture | Linear Fluorescent | 48 | T-12 | 2 | 40 | Other
Recessed Can | Compact Fluorescent |  | Twist | 1 | 22 | Hall
Wall Mount | Linear Fluorescent | 36 | T-5 | 1 | 20 | Hall
Track | Halogen |  | MR | 1 | 50 | Kitchen
Architectural | Compact Fluorescent |  | Circline (Screw Base) | 1 | 28 | Kitchen
Recessed Can | Compact Fluorescent |  | Twist | 1 | 15 | Kitchen
Architectural | Halogen |  | MR | 1 | 20 | Kitchen
Architectural | Linear Fluorescent | 36 | T-5 | 1 | 22 | Laundry Room
Recessed Can | Compact Fluorescent |  | Twist | 1 | 15 | Laundry Room
Track | Halogen |  | MR | 1 | 50 | Living Room
Ceiling Fixture | Linear Fluorescent | 18 | T-5 | 1 | 12 | Office
Ceiling Fixture | Incandescent |  | Standard A Lamp | 1 | 60 | Laundry Room
Ceiling Fixture | Compact Fluorescent |  | Twist | 2 | 15 | Laundry Room
Ceiling Fixture | Halogen |  | MR | 2 | 30 | Bedroom
Table | Halogen |  | PAR | 1 | 20 | Bedroom
Ceiling Fixture | Compact Fluorescent |  | Twist | 1 | 15 | Closet
Ceiling Fixture | Halogen |  | PAR | 3 | 30 | Bedroom
Floor lamp | Incandescent |  | Standard A Lamp | 1 | 60 | Bedroom
Table | Halogen |  | PAR | 1 | 30 | Bedroom
Ceiling Fixture | Halogen |  | PAR | 1 | 20 | Closet
Ceiling Fixture | Compact Fluorescent |  | Twist | 2 | 15 | Bedroom
Ceiling Fixture | Compact Fluorescent |  | Twist | 2 | 22 | Garage
Ceiling Fixture | Compact Fluorescent |  | Twist | 1 | 22 | Garage
Ceiling Fixture | Compact Fluorescent |  | Twist | 1 | 15 | Kitchen
Chandelier (Hanging) | Incandescent |  | Heat Lamp | 6 | 25 | Dining Room
Table | Compact Fluorescent |  | Twist | 2 | 15 | Living Room
Wall Mount | Incandescent |  | Decorative | 1 | 40 | Living Room
Ceiling Fixture | Compact Fluorescent |  | Twist | 2 | 15 | Hall
Ceiling Fixture | Incandescent |  | Standard A Lamp | 1 | 60 | Master Bedroom
Recessed Can | Compact Fluorescent |  | Twist | 1 | 22 | Bathroom
Wall Mount | Compact Fluorescent |  | Twist | 4 | 15 | Bathroom
Recessed Can | Compact Fluorescent |  | Twist | 1 | 22 | Hall
Floor lamp | Incandescent |  | Standard A Lamp | 1 | 200 | Hall
Wall Mount | Compact Fluorescent |  | Twist | 1 | 15 | Other
Ceiling Fixture | Compact Fluorescent |  | Twist | 1 | 22 | Garage
Garage door opener | Incandescent |  | Standard A Lamp | 1 | 60 | Garage
Wall Mount | Incandescent |  | Globe | 2 | 40 | Bathroom
Recessed - other | Incandescent |  | Heat Lamp | 1 | 250 | Bathroom
Ceiling Fixture | Incandescent |  | Standard A Lamp | 1 | 75 | Bedroom
Recessed Can | Incandescent |  | Reflector | 1 | 65 | Office
Wall Mount | Incandescent |  | Clear | 1 | 40 | Bathroom
Ceiling Fixture | Incandescent |  | Clear | 1 | 40 | Bathroom
Chandelier (Hanging) | Compact Fluorescent |  | Decorative | 5 | 15 | Dining Room
Table | Compact Fluorescent |  | Twist | 1 | 15 | Family Room
Table | Incandescent |  | Standard A Lamp | 1 | 75 | Bedroom
Ceiling Fixture | Compact Fluorescent |  | Twist | 2 | 15 | Hall
Recessed Can | Incandescent |  | Reflector | 1 | 65 | Kitchen
Track | Incandescent |  | Reflector | 4 | 65 | Kitchen
Ceiling Fixture | Incandescent |  | Standard A Lamp | 1 | 60 | Laundry Room
Table | Compact Fluorescent |  | Twist | 1 | 15 | Living Room
Chandelier (Hanging) | Incandescent |  | Decorative | 4 | 25 | Dining Room
Wall Mount | Incandescent |  | Decorative | 1 | 25 | Other
Chandelier (Hanging) | Incandescent |  | Decorative | 4 | 40 | Hall
Ceiling Fixture | Compact Fluorescent |  | Twist | 1 | 15 | Other
Floor lamp | Incandescent |  | Standard A Lamp | 1 | 75 | Other
Chandelier (Hanging) | Incandescent |  | Decorative | 3 | 25 | Hall
Ceiling Fixture | Compact Fluorescent |  | Twist | 1 | 15 | Bathroom
Chandelier (Hanging) | Incandescent |  | Mini base | 4 | 25 | Master Bedroom
Table | Incandescent |  | Standard A Lamp | 1 | 75 | Master Bedroom
Wall Mount | Incandescent |  | Mini base | 4 | 25 | Master Bedroom
Chandelier (Hanging) | Incandescent |  | Decorative | 3 | 25 | Hall
Table | Compact Fluorescent |  | Twist | 1 | 15 | Living Room
Floor lamp | Incandescent |  | 3-Way Incandescent | 1 | 100 | Living Room
Ceiling Fixture | Compact Fluorescent |  | Straight Tube | 1 | 15 | Bedroom
Floor lamp | Incandescent |  | 3-Way Incandescent | 1 | 100 | Family Room
Table | Compact Fluorescent |  | Twist | 2 | 15 | Family Room
Table | Incandescent |  | 3-Way Incandescent | 1 | 125 | Family Room
Recessed Can | Incandescent |  | Reflector | 1 | 75 | Family Room
Recessed - other | Incandescent |  | Reflector | 1 | 60 | Family Room
Ceiling Fixture | Linear Fluorescent | 48 | T-12 | 2 | 40 | Family Room
Ceiling Fixture | Linear Fluorescent | 48 | T-12 | 2 | 40 | Other
Wall Mount | Incandescent |  | Clear | 3 | 60 | Bathroom
Recessed Can | Incandescent |  | Reflector | 1 | 65 | Laundry Room
Ceiling Fixture | Linear Fluorescent | 96 | T-12 | 2 | 100 | Laundry Room
Ceiling Fixture | Linear Fluorescent | 48 | T-12 | 2 | 40 | Laundry Room
Ceiling Fixture | Incandescent |  | Standard A Lamp | 1 | 75 | Laundry Room
Ceiling Fixture | Linear Fluorescent | 48 | T-12 | 2 | 40 | Garage
Ceiling Fixture | Incandescent |  | Standard A Lamp | 2 | 75 | Garage
Recessed Can | Incandescent |  | Reflector | 1 | 75 | Hall
Wall Mount | Incandescent |  | Standard A Lamp | 2 | 60 | Hall
Ceiling Fixture | Linear Fluorescent | 96 | T-12 | 2 | 100 | Other
Ceiling Fixture | Linear Fluorescent | 48 | T-12 | 2 | 40 | Other
Ceiling Fixture | Incandescent |  | Standard A Lamp | 1 | 150 | Other
Chandelier (Hanging) | Incandescent |  | Decorative | 3 | 40 | Dining Room
Floor lamp | Incandescent |  | Other | 1 | 25 | Dining Room
Chandelier (Hanging) | Incandescent |  | Decorative | 1 | 40 | Kitchen
Recessed Can | Incandescent |  | Reflector | 1 | 75 | Kitchen
Architectural | Linear Fluorescent | 24 | T-5 | 1 | 8 | Kitchen
Chandelier (Hanging) | Incandescent |  | Decorative | 6 | 40 | Hall
Recessed Can | Incandescent |  | Reflector | 1 | 75 | Hall
Wall Mount | Incandescent |  | Globe | 3 | 40 | Bathroom
Recessed - other | Incandescent |  | Reflector | 1 | 75 | Bathroom
Recessed - other | Incandescent |  | Heat Lamp | 1 | 250 | Bathroom
Ceiling Fixture | Incandescent |  | Decorative | 4 | 40 | Bedroom
Table | Incandescent |  | Standard A Lamp | 1 | 75 | Bedroom
Floor lamp | Incandescent |  | 3-Way Incandescent | 1 | 125 | Bedroom
Ceiling Fan | Incandescent |  | Decorative | 4 | 40 | Bedroom
Floor lamp | Incandescent |  | 3-Way Incandescent | 1 | 125 | Bedroom
Ceiling Fan | Compact Fluorescent |  | Twist | 1 | 15 | Master Bedroom
Table | Incandescent |  | Clear | 1 | 100 | Master Bedroom
Wall Mount | Incandescent |  | Globe | 1 | 75 | Bathroom
Recessed Can | Incandescent |  | Reflector | 1 | 75 | Bathroom
Recessed Can | Incandescent |  | Heat Lamp | 1 | 250 | Bathroom
Wall Mount | Incandescent |  | Standard A Lamp | 1 | 60 | Other
Wall Mount | Compact Fluorescent |  | Globe | 3 | 15 | Bathroom
Ceiling Fixture | Incandescent |  | Standard A Lamp | 1 | 60 | Bathroom
Wall Mount | Incandescent |  | Standard A Lamp | 1 | 60 | Bedroom
Table | Incandescent |  | Standard A Lamp | 1 | 60 | Bedroom
Ceiling Fixture | Incandescent |  | Standard A Lamp | 1 | 60 | Bedroom
Table | Incandescent |  | Standard A Lamp | 1 | 60 | Bedroom
Ceiling Fixture | Incandescent |  | Standard A Lamp | 1 | 60 | Hall
Wall Mount | Incandescent |  | Mini base | 1 | 25 | Hall
Ceiling Fan | Incandescent |  | Clear | 4 | 40 | Hall
Ceiling Fixture | Incandescent |  | Standard A Lamp | 1 | 60 | Office
Garage door opener | Incandescent |  | Standard A Lamp | 2 | 60 | Garage
Ceiling Fixture | Incandescent |  | Standard A Lamp | 1 | 60 | Garage
Ceiling Fixture | Incandescent |  | Standard A Lamp | 1 | 60 | Hall
Table | Compact Fluorescent |  | Twist | 1 | 22 | Kitchen
Ceiling Fixture | Linear Fluorescent | 48 | T-12 | 2 | 40 | Kitchen
Table | Incandescent |  | Standard A Lamp | 1 | 60 | Master Bedroom
Table | Incandescent |  | Decorative | 1 | 40 | Master Bedroom
Architectural | Compact Fluorescent |  | Twist | 5 | 15 | Living Room
Table | Incandescent |  | Standard A Lamp | 1 | 150 | Living Room
Table | Compact Fluorescent |  | Twist | 1 | 15 | Living Room
Floor lamp | Incandescent |  | Standard A Lamp | 1 | 60 | Living Room
Ceiling Fixture | Incandescent |  | Reflector | 3 | 40 | Office
Ceiling Fixture | Incandescent |  | Standard A Lamp | 1 | 60 | Bathroom
Wall Mount | Incandescent |  | Globe | 4 | 40 | Bathroom
Recessed Can | Incandescent |  | Reflector | 1 | 45 | Bathroom
Wall Mount | Incandescent |  | Globe | 1 | 40 | Bathroom
Ceiling Fixture | Incandescent |  | Standard A Lamp | 2 | 60 | Bedroom
Table | Incandescent |  | Standard A Lamp | 1 | 75 | Bedroom
Ceiling Fixture | Incandescent |  | Standard A Lamp | 2 | 65 | Bedroom
Table | Incandescent |  | Standard A Lamp | 1 | 60 | Bedroom
Ceiling Fixture | Incandescent |  | Standard A Lamp | 2 | 60 | Bedroom
Chandelier (Hanging) | Incandescent |  | Standard A Lamp | 5 | 60 | Dining Room
Floor lamp | Incandescent |  | Reflector | 1 | 25 | Dining Room
Ceiling Fixture | Incandescent |  | Standard A Lamp | 2 | 75 | Hall
Ceiling Fixture | Incandescent |  | Standard A Lamp | 2 | 60 | Hall
Ceiling Fixture | Incandescent |  | Standard A Lamp | 2 | 75 | Kitchen
Architectural | Incandescent |  | Standard A Lamp | 1 | 100 | Kitchen
Ceiling Fixture | Incandescent |  | Standard A Lamp | 2 | 90 | Laundry Room
Ceiling Fixture | Incandescent |  | Standard A Lamp | 2 | 65 | Living Room
Table | Incandescent |  | 3-Way Incandescent | 1 | 100 | Living Room
Wall Mount | Incandescent |  | Globe | 4 | 40 | Bathroom
Recessed Can | Incandescent |  | Reflector | 1 | 45 | Bathroom
Ceiling Fixture | Incandescent |  | Standard A Lamp | 2 | 60 | Master Bedroom
Table | Compact Fluorescent |  | Twist | 1 | 13 | Master Bedroom
Floor lamp | Incandescent |  | 3-Way Incandescent | 1 | 70 | Master Bedroom
Ceiling Fixture | Compact Fluorescent |  | Twist | 1 | 13 | Closet
Table | Incandescent |  | Standard A Lamp | 1 | 75 | Family Room
Table | Incandescent |  | Other | 1 | 15 | Family Room
Ceiling Fixture | Linear Fluorescent | 48 | T-8 | 2 | 32 | Other
Recessed Can | Compact Fluorescent |  | Flood | 1 | 15 | Other
Ceiling Fixture | Halogen |  | MR | 3 | 50 | Hall
Track | Compact Fluorescent |  | Twist | 4 | 28 | Master Bedroom
Ceiling Fan | Compact Fluorescent |  | Twist | 2 | 22 | Master Bedroom
Table | Incandescent |  | 3-Way Incandescent | 1 | 75 | Master Bedroom
Ceiling Fixture | Compact Fluorescent |  | Twist | 2 | 15 | Closet
Wall Mount | Compact Fluorescent |  | Twist | 6 | 15 | Bathroom
Ceiling Fixture | Compact Fluorescent |  | Twist | 2 | 15 | Bathroom
Wall Mount | Incandescent |  | Mini base | 1 | 40 | Hall
Ceiling Fixture | Compact Fluorescent |  | Twist | 2 | 15 | Bathroom
Wall Mount | Compact Fluorescent |  | Twist | 3 | 15 | Bathroom
Ceiling Fixture | Halogen |  | MR | 1 | 50 | Living Room
Table | Incandescent |  | 3-Way Incandescent | 1 | 75 | Living Room
Chandelier (Hanging) | Incandescent |  | Mini base | 5 | 60 | Living Room
Ceiling Fan | Compact Fluorescent |  | Twist | 3 | 15 | Living Room
Chandelier (Hanging) | Incandescent |  | Globe | 1 | 60 | Living Room
Recessed Can | Compact Fluorescent |  | Flood | 1 | 15 | Living Room
Floor lamp | Compact Fluorescent |  | Pin base | 1 | 28 | Living Room
Torchiere | Halogen |  | Quartz Tube | 1 | 100 | Living Room
Chandelier (Hanging) | Incandescent |  | Standard A Lamp | 5 | 100 | Kitchen
Chandelier (Hanging) | Compact Fluorescent |  | Twist | 5 | 22 | Kitchen
Architectural | Linear Fluorescent | 24 | T-8 | 1 | 16 | Kitchen
Ceiling Fixture | Linear Fluorescent | 48 | T-8 | 2 | 32 | Other
Ceiling Fixture | Compact Fluorescent |  | Twist | 1 | 15 | Other
Ceiling Fixture | Compact Fluorescent |  | Twist | 1 | 15 | Closet
Ceiling Fixture | Linear Fluorescent | 48 | T-8 | 2 | 32 | Garage
Ceiling Fixture | Compact Fluorescent |  | Twist | 1 | 15 | Garage
Ceiling Fixture | Linear Fluorescent | 48 | T-8 | 2 | 32 | Laundry Room
Wall Mount | Incandescent |  | Reflector | 2 | 40 | Laundry Room
Ceiling Fixture | Compact Fluorescent |  | Twist | 1 | 15 | Hall
Ceiling Fixture | Halogen |  | MR | 3 | 50 | Closet
Ceiling Fixture | Compact Fluorescent |  | Twist | 2 | 15 | Bathroom
Wall Mount | Compact Fluorescent |  | Twist | 1 | 15 | Bathroom
Recessed Can | Compact Fluorescent |  | Twist | 1 | 15 | Family Room
Wall Mount | Incandescent |  | Standard A Lamp | 2 | 40 | Family Room
Ceiling Fan | Compact Fluorescent |  | Twist | 3 | 15 | Family Room
Table | Incandescent |  | Standard A Lamp | 1 | 100 | Family Room
Chandelier (Hanging) | Incandescent |  | Standard A Lamp | 1 | 60 | Bathroom
Ceiling Fixture | Incandescent |  | Standard A Lamp | 1 | 60 | Bedroom
Ceiling Fixture | Incandescent |  | Standard A Lamp | 1 | 60 | Bedroom
Table | Incandescent |  | Standard A Lamp | 1 | 60 | Bedroom
Ceiling Fixture | Incandescent |  | Standard A Lamp | 1 | 60 | Hall
Ceiling Fixture | Incandescent |  | Standard A Lamp | 1 | 60 | Kitchen
Chandelier (Hanging) | Incandescent |  | Standard A Lamp | 5 | 60 | Kitchen
Recessed - other | Incandescent |  | Standard A Lamp | 1 | 40 | Kitchen
Ceiling Fixture | Incandescent |  | Standard A Lamp | 1 | 60 | Living Room
Ceiling Fixture | Incandescent |  | Standard A Lamp | 1 | 60 | Living Room
Ceiling Fixture | Linear Fluorescent | 96 | T-12 | 2 | 75 | Bedroom
Ceiling Fixture | Incandescent |  | Standard A Lamp | 2 | 60 | Master Bedroom
Ceiling Fixture | Compact Fluorescent |  | Twist | 2 | 15 | Master Bedroom
Table | Incandescent |  | Standard A Lamp | 1 | 100 | Master Bedroom
Table | Incandescent |  | Standard A Lamp | 1 | 60 | Master Bedroom
Ceiling Fixture | Linear Fluorescent | 48 | T-8 | 3 | 32 | Family Room
Ceiling Fixture | Incandescent |  | Standard A Lamp | 2 | 60 | Bedroom
Table | Incandescent |  | Mini base | 2 | 40 | Bedroom
Ceiling Fixture | Incandescent |  | Standard A Lamp | 1 | 60 | Other
Ceiling Fixture | Incandescent |  | Standard A Lamp | 2 | 60 | Bathroom
Ceiling Fixture | Linear Fluorescent | 48 | T-12 | 2 | 40 | Other
Ceiling Fixture | Linear Fluorescent | 48 | T-12 | 4 | 40 | Other
Wall Mount | Incandescent |  | Standard A Lamp | 1 | 60 | Hall
Ceiling Fixture | Compact Fluorescent |  | Twist | 2 | 15 | Laundry Room
Ceiling Fixture | Compact Fluorescent |  | Pin base | 2 | 15 | Hall
Ceiling Fixture | Incandescent |  | Standard A Lamp | 2 | 60 | Office
Table | Incandescent |  | Decorative | 1 | 40 | Office
Table | Incandescent |  | Mini base | 1 | 40 | Office
Wall Mount | Incandescent |  | Mini base | 8 | 40 | Bathroom
Ceiling Fixture | Compact Fluorescent |  | Twist | 2 | 15 | Bathroom
Recessed Can | Incandescent |  | Heat Lamp | 1 | 300 | Bathroom
Recessed - other | Incandescent |  | Reflector | 1 | 125 | Bathroom
Ceiling Fixture | Halogen |  | MR | 4 | 50 | Kitchen
Ceiling Fixture | Halogen |  | MR | 3 | 50 | Kitchen
Chandelier (Hanging) | Incandescent |  | Mini base | 6 | 60 | Kitchen
Ceiling Fixture | Linear Fluorescent | 48 | T-5 | 4 | 32 | Kitchen
Chandelier (Hanging) | Incandescent |  | Mini base | 6 | 40 | Living Room
Table | Incandescent |  | Standard A Lamp | 1 | 200 | Living Room
Table | Incandescent |  | Standard A Lamp | 1 | 100 | Living Room
Ceiling Fixture | Incandescent |  | Standard A Lamp | 1 | 60 | Bedroom
Ceiling Fixture | Incandescent |  | Standard A Lamp | 1 | 60 | Closet
Ceiling Fixture | Compact Fluorescent |  | Pin base | 1 | 28 | Living Room
Table | Compact Fluorescent |  | Straight Tube | 1 | 15 | Living Room
Floor lamp | Halogen |  | Quartz Tube | 1 | 100 | Living Room
Ceiling Fixture | Linear Fluorescent | 48 | T-12 | 4 | 40 | Closet
Ceiling Fixture | Compact Fluorescent |  | Twist | 1 | 22 | Closet
Ceiling Fixture | Linear Fluorescent | 48 | T-12 | 4 | 40 | Bedroom
Ceiling Fixture | Incandescent |  | Standard A Lamp | 2 | 40 | Hall
Ceiling Fixture | Incandescent |  | Standard A Lamp | 1 | 75 | Bedroom
Ceiling Fan | Incandescent |  | Standard A Lamp | 1 | 60 | Bedroom
Table | Incandescent |  | Standard A Lamp | 1 | 60 | Bedroom
Ceiling Fan | Incandescent |  | Standard A Lamp | 1 | 60 | Bedroom
Ceiling Fixture | Incandescent |  | Standard A Lamp | 1 | 100 | Other
Ceiling Fan | Incandescent |  | Standard A Lamp | 3 | 40 | Dining Room
Ceiling Fixture | Linear Fluorescent | 48 | T-8 | 4 | 32 | Kitchen
Ceiling Fixture | Incandescent |  | Standard A Lamp | 1 | 60 | Bathroom
Wall Mount | Incandescent |  | Standard A Lamp | 1 | 60 | Bathroom
Ceiling Fixture | Compact Fluorescent |  | Twist | 1 | 22 | Laundry Room
Wall Mount | Compact Fluorescent |  | Twist | 1 | 22 | Closet
Ceiling Fixture | Linear Fluorescent | 48 | T-12 | 4 | 40 | Office
Ceiling Fixture | Incandescent |  | Standard A Lamp | 1 | 100 | Master Bedroom
Wall Mount | Compact Fluorescent |  | Twist | 9 | 22 | Bathroom
Recessed Can | Incandescent |  | Heat Lamp | 1 | 250 | Bathroom
Ceiling Fixture | Compact Fluorescent |  | Twist | 1 | 15 | Garage
Garage door opener | Incandescent |  | Standard A Lamp | 1 | 40 | Garage
Table | Compact Fluorescent |  | Twist | 1 | 15 | Bedroom
Wall Mount | Compact Fluorescent |  | Twist | 4 | 28 | Bathroom
Torchiere | Incandescent |  | Standard A Lamp | 1 | 100 | Master Bedroom
Table | Incandescent |  | Standard A Lamp | 1 | 60 | Master Bedroom
Wall Mount | Incandescent |  | Globe | 5 | 60 | Bathroom
Ceiling Fixture | Compact Fluorescent |  | Twist | 1 | 15 | Closet
Wall Mount | Compact Fluorescent |  | Twist | 1 | 15 | Family Room
Ceiling Fixture | Linear Fluorescent | 48 | T-12 | 2 | 40 | Kitchen
Recessed Can | Incandescent |  | Reflector | 1 | 65 | Kitchen
Chandelier (Hanging) | Incandescent |  | Mini base | 5 | 40 | Dining Room
Torchiere | Compact Fluorescent |  | Twist | 1 | 28 | Living Room
Table | Halogen |  | MR | 1 | 50 | Living Room
Ceiling Fixture | Incandescent |  | Standard A Lamp | 1 | 60 | Hall
Wall Mount | Compact Fluorescent |  | Twist | 3 | 22 | Bathroom
Ceiling Fixture | Incandescent |  | Standard A Lamp | 1 | 60 | Hall
Table | Compact Fluorescent |  | Twist | 2 | 22 | Bedroom
Ceiling Fixture | Compact Fluorescent |  | Twist | 1 | 22 | Office
Ceiling Fixture | Linear Fluorescent | 48 | T-12 | 2 | 25 | Office
Wall Mount | Incandescent |  | Decorative | 3 | 25 | Bathroom
Wall Mount | Compact Fluorescent |  | Twist | 2 | 15 | Bathroom
Ceiling Fixture | Compact Fluorescent |  | Twist | 2 | 15 | Bedroom
Table | Compact Fluorescent |  | Twist | 1 | 15 | Bedroom
Ceiling Fixture | Compact Fluorescent |  | Twist | 2 | 15 | Bedroom
Ceiling Fixture | Compact Fluorescent |  | Twist | 3 | 22 | Dining Room
Ceiling Fixture | Compact Fluorescent |  | Twist | 1 | 15 | Hall
Ceiling Fixture | Compact Fluorescent |  | Twist | 1 | 15 | Hall
Ceiling Fixture | Compact Fluorescent |  | Twist | 3 | 15 | Kitchen
Ceiling Fixture | Compact Fluorescent |  | Twist | 1 | 15 | Kitchen
Wall Mount | Compact Fluorescent |  | Twist | 1 | 15 | Kitchen
Floor lamp | Compact Fluorescent |  | Twist | 2 | 15 | Living Room
Floor lamp | Compact Fluorescent |  | Twist | 1 | 15 | Living Room
Ceiling Fixture | Compact Fluorescent |  | Twist | 2 | 15 | Bedroom
Table | Compact Fluorescent |  | Twist | 1 | 15 | Bedroom
Ceiling Fixture | Compact Fluorescent |  | Twist | 1 | 15 | Office
Wall Mount | Linear Fluorescent | 18 | T-12 | 1 | 16 | Bathroom
Ceiling Fixture | Compact Fluorescent |  | Twist | 1 | 15 | Bathroom
Recessed - other | Incandescent |  | Heat Lamp | 2 | 250 | Bathroom
Table | Compact Fluorescent |  | Twist | 1 | 15 | Bedroom
Ceiling Fixture | Incandescent |  | Standard A Lamp | 1 | 100 | Bedroom
Table | Incandescent |  | Standard A Lamp | 1 | 40 | Bedroom
Ceiling Fixture | Incandescent |  | Standard A Lamp | 1 | 60 | Closet
Ceiling Fixture | Incandescent |  | Standard A Lamp | 1 | 60 | Hall
Ceiling Fixture | Compact Fluorescent |  | Twist | 1 | 22 | Kitchen
Ceiling Fixture | Compact Fluorescent |  | Twist | 1 | 22 | Laundry Room
Ceiling Fan | Compact Fluorescent |  | Twist | 2 | 15 | Living Room
Table | Compact Fluorescent |  | Twist | 1 | 22 | Living Room
Torchiere | Incandescent |  | Standard A Lamp | 1 | 100 | Living Room
Table | Compact Fluorescent |  | Twist | 1 | 15 | Living Room
Floor lamp | Compact Fluorescent |  | Twist | 2 | 15 | Living Room
Torchiere | Incandescent |  | Standard A Lamp | 1 | 100 | Living Room
Ceiling Fixture | Incandescent |  | Standard A Lamp | 1 | 60 | Office
Wall Mount | Incandescent |  | Standard A Lamp | 2 | 100 | Bathroom
Ceiling Fan | Incandescent |  | Standard A Lamp | 3 | 60 | Bedroom
Table | Incandescent |  | 3-Way Incandescent | 1 | 75 | Bedroom
Ceiling Fixture | Incandescent |  | Standard A Lamp | 1 | 40 | Garage
Garage door opener | Compact Fluorescent |  | Twist | 1 | 28 | Garage
Ceiling Fixture | Incandescent |  | Standard A Lamp | 1 | 100 | Hall
Chandelier (Hanging) | Incandescent |  | Mini base | 5 | 25 | Kitchen
Floor lamp | Incandescent |  | 3-Way Incandescent | 1 | 125 | Living Room
Floor lamp | Compact Fluorescent |  | Straight Tube | 1 | 36 | Living Room
Table | Incandescent |  | Standard A Lamp | 1 | 100 | Living Room
Ceiling Fixture | Incandescent |  | Standard A Lamp | 2 | 75 | Office
Table | Incandescent |  | Standard A Lamp | 1 | 100 | Office
Ceiling Fixture | Incandescent |  | Standard A Lamp | 2 | 60 | Bathroom
Wall Mount | Compact Fluorescent |  | Twist | 4 | 15 | Bathroom
Ceiling Fixture | Compact Fluorescent |  | Twist | 1 | 15 | Bedroom
Table | Incandescent |  | Standard A Lamp | 1 | 75 | Bedroom
Ceiling Fan | Compact Fluorescent |  | Twist | 1 | 15 | Bedroom
Table | Compact Fluorescent |  | Twist | 1 | 15 | Bedroom
Ceiling Fixture | Compact Fluorescent |  | Twist | 1 | 15 | Hall
Ceiling Fixture | Compact Fluorescent |  | Twist | 2 | 15 | Kitchen
Other | Compact Fluorescent |  | Twist | 1 | 15 | Kitchen
Table | Compact Fluorescent |  | Twist | 1 | 15 | Living Room
Ceiling Fan | Compact Fluorescent |  | Twist | 1 | 15 | Living Room
Wall Mount | Compact Fluorescent |  | Twist | 4 | 15 | Master Bedroom
Ceiling Fixture | Compact Fluorescent |  | Twist | 2 | 15 | Bathroom
Table | Compact Fluorescent |  | Twist | 1 | 15 | Bathroom
Ceiling Fixture | Compact Fluorescent |  | Twist | 2 | 15 | Closet
Ceiling Fixture | Incandescent |  | Standard A Lamp | 1 | 60 | Other
Ceiling Fixture | Linear Fluorescent | 48 | T-12 | 2 | 40 | Other
Ceiling Fixture | Compact Fluorescent |  | Twist | 2 | 15 | Other
Ceiling Fixture | Compact Fluorescent |  | Twist | 2 | 15 | Bathroom
Wall Mount | Incandescent |  | Decorative | 1 | 40 | Bathroom
Ceiling Fixture | Compact Fluorescent |  | A shape bulb | 4 | 15 | Bathroom
Ceiling Fixture | Incandescent |  | Standard A Lamp | 1 | 60 | Bedroom
Floor lamp | Compact Fluorescent |  | Pin base | 1 | 27 | Bedroom
Chandelier (Hanging) | Incandescent |  | Standard A Lamp | 1 | 100 | Bedroom
Table | Compact Fluorescent |  | Twist | 1 | 15 | Bedroom
Table | Incandescent |  | Decorative | 1 | 40 | Bedroom
Ceiling Fixture | Compact Fluorescent |  | Twist | 2 | 22 | Bedroom
Ceiling Fixture | Compact Fluorescent |  | Pin base | 1 | 22 | Bedroom
Chandelier (Hanging) | Incandescent |  | Decorative | 7 | 60 | Dining Room
Table | Compact Fluorescent |  | Twist | 2 | 15 | Dining Room
Table | Compact Fluorescent |  | Twist | 1 | 15 | Family Room
Chandelier (Hanging) | Incandescent |  | Decorative | 4 | 60 | Family Room
Chandelier (Hanging) | Compact Fluorescent |  | Twist | 4 | 15 | Family Room
Table | Compact Fluorescent |  | Twist | 1 | 22 | Family Room
Floor lamp | Incandescent |  | Standard A Lamp | 1 | 100 | Family Room
Floor lamp | Incandescent |  | Standard A Lamp | 1 | 150 | Family Room
Ceiling Fixture | Incandescent |  | Standard A Lamp | 1 | 100 | Garage
Table | Incandescent |  | Standard A Lamp | 1 | 60 | Garage
Ceiling Fixture | Linear Fluorescent | 48 | T-12 | 2 | 40 | Garage
Ceiling Fixture | Incandescent |  | Standard A Lamp | 1 | 60 | Garage
Chandelier (Hanging) | Compact Fluorescent |  | Twist | 2 | 15 | Hall
Other | Incandescent |  | Reflector | 1 | 75 | Hall
Ceiling Fixture | Linear Fluorescent | 48 | T-12 | 2 | 40 | Kitchen
Other | Linear Fluorescent | 24 | T-8 | 1 | 16 | Kitchen
Table | Incandescent |  | Standard A Lamp | 1 | 60 | Kitchen
Ceiling Fixture | Linear Fluorescent | 48 | T-12 | 2 | 40 | Laundry Room
Ceiling Fixture | Compact Fluorescent |  | Pin base | 1 | 22 | Bedroom
Table | Incandescent |  | Standard A Lamp | 1 | 100 | Bedroom
Table | Incandescent |  | Decorative | 2 | 40 | Bedroom
Floor lamp | Compact Fluorescent |  | Pin base | 1 | 22 | Bedroom
Chandelier (Hanging) | Compact Fluorescent |  | Twist | 2 | 22 | Bedroom
Table | Compact Fluorescent |  | Twist | 2 | 15 | Bedroom
Wall Mount | Compact Fluorescent |  | Twist | 3 | 15 | Hall
Wall Mount | Compact Fluorescent |  | Globe | 1 | 15 | Hall
Wall Mount | Incandescent |  | Decorative | 1 | 40 | Hall
Exterior | Incandescent |  | Reflector | 2 | 75 | Garage
Ceiling Fixture | Incandescent |  | Standard A Lamp | 1 | 60 | Garage
Ceiling Fixture | Linear Fluorescent | 48 | T-12 | 2 | 40 | Garage
Ceiling Fixture | Linear Fluorescent | 96 | T-12 | 2 | 60 | Garage
Ceiling Fixture | Incandescent |  | Standard A Lamp | 2 | 40 | Hall
Ceiling Fixture | Compact Fluorescent |  | Twist | 1 | 15 | Hall
Ceiling Fixture | Incandescent |  | Standard A Lamp | 3 | 60 | Other
Wall Mount | Incandescent |  | Mini base | 4 | 40 | Bathroom
Ceiling Fixture | Incandescent |  | Standard A Lamp | 1 | 60 | Bedroom
Chandelier (Hanging) | Incandescent |  | Standard A Lamp | 3 | 100 | Family Room
Recessed Can | Incandescent |  | Reflector | 1 | 75 | Family Room
Recessed Can | Incandescent |  | Reflector | 1 | 65 | Dining Room
Ceiling Fixture | Incandescent |  | Standard A Lamp | 2 | 60 | Dining Room
Wall Mount | Incandescent |  | Standard A Lamp | 1 | 100 | Hall
Ceiling Fixture | Incandescent |  | Standard A Lamp | 1 | 100 | Garage
High bay | Linear Fluorescent | 96 | T-12 | 2 | 60 | Garage
Garage door opener | Incandescent |  | Standard A Lamp | 1 | 60 | Garage
Recessed Can | Incandescent |  | Reflector | 1 | 65 | Kitchen
Other | Halogen |  | PAR | 2 | 50 | Kitchen
Track | Halogen |  | MR | 3 | 50 | Living Room
Table | Incandescent |  | Standard A Lamp | 1 | 60 | Living Room
Table | Linear Fluorescent | 12 | T-5 | 2 | 15 | Living Room
Wall Mount | Halogen |  | Quartz Tube | 2 | 100 | Bathroom
Recessed Can | Incandescent |  | Reflector | 1 | 120 | Bathroom
Ceiling Fixture | Incandescent |  | Standard A Lamp | 1 | 100 | Master Bedroom
Table | Incandescent |  | Standard A Lamp | 1 | 60 | Master Bedroom
Ceiling Fixture | Incandescent |  | Standard A Lamp | 1 | 75 | Office
Ceiling Fixture | Compact Fluorescent |  | Pin base | 1 | 40 | Kitchen
Track | Halogen |  | MR | 4 | 50 | Kitchen
Ceiling Fixture | Compact Fluorescent |  | Pin base | 1 | 40 | Bedroom
Ceiling Fixture | Compact Fluorescent |  | Pin base | 1 | 40 | Bedroom
Table | Compact Fluorescent |  | Twist | 1 | 15 | Bedroom
Wall Mount | Compact Fluorescent |  | Pin base | 1 | 40 | Bathroom
Ceiling Fixture | Compact Fluorescent |  | Twist | 1 | 15 | Bathroom
Recessed Can | Compact Fluorescent |  | Reflector | 1 | 15 | Bathroom
Ceiling Fixture | Compact Fluorescent |  | Twist | 1 | 15 | Hall
Chandelier (Hanging) | Halogen |  | Other | 8 | 10 | Dining Room
Ceiling Fixture | Halogen |  | MR | 1 | 50 | Living Room
Chandelier (Hanging) | Halogen |  | Other | 8 | 10 | Living Room
Ceiling Fixture | Compact Fluorescent |  | Pin base | 1 | 40 | Bathroom
Table | Compact Fluorescent |  | Twist | 1 | 15 | Bathroom
Wall Mount | Compact Fluorescent |  | Globe | 4 | 15 | Bathroom
Architectural | Compact Fluorescent |  | Pin base | 1 | 36 | Bathroom
Ceiling Fixture | Compact Fluorescent |  | Pin base | 1 | 40 | Bedroom
Ceiling Fixture | Compact Fluorescent |  | Pin base | 1 | 40 | Family Room
Ceiling Fixture | Halogen |  | MR | 1 | 50 | Family Room
Wall Mount | Compact Fluorescent |  | Twist | 1 | 22 | Laundry Room
Ceiling Fixture | Linear Fluorescent | 48 | T-8 | 4 | 32 | Laundry Room
Wall Mount | Compact Fluorescent |  | Pin base | 1 | 40 | Bathroom
Track | Incandescent |  | Reflector | 3 | 65 | Bathroom
Ceiling Fixture | Compact Fluorescent |  | Twist | 1 | 22 | Bathroom
Wall Mount | Compact Fluorescent |  | Twist | 1 | 15 | Bathroom
Ceiling Fixture | Compact Fluorescent |  | Twist | 2 | 22 | Bedroom
Table | Compact Fluorescent |  | Twist | 1 | 15 | Bedroom
Wall Mount | Compact Fluorescent |  | Twist | 1 | 22 | Closet
Ceiling Fixture | Incandescent |  | Globe | 4 | 60 | Dining Room
Table | Compact Fluorescent |  | Twist | 1 | 22 | Dining Room
Ceiling Fixture | Compact Fluorescent |  | Twist | 1 | 15 | Family Room
Ceiling Fixture | Compact Fluorescent |  | Twist | 3 | 22 | Hall
Table | Compact Fluorescent |  | Twist | 1 | 15 | Hall
Chandelier (Hanging) | Compact Fluorescent |  | Twist | 2 | 15 | Hall
Ceiling Fixture | Compact Fluorescent |  | Twist | 3 | 15 | Laundry Room
Table | Compact Fluorescent |  | Twist | 1 | 15 | Laundry Room
Track | Incandescent |  | Reflector | 10 | 65 | Laundry Room
Ceiling Fixture | Compact Fluorescent |  | Twist | 1 | 22 | Laundry Room
Ceiling Fixture | Compact Fluorescent |  | Twist | 1 | 15 | Master Bedroom
Table | Compact Fluorescent |  | Twist | 1 | 22 | Master Bedroom
Ceiling Fixture | Linear Fluorescent | 48 | T-8 | 2 | 32 | Office
Ceiling Fixture | Compact Fluorescent |  | Twist | 1 | 22 | Hall
Ceiling Fixture | Linear Fluorescent | 48 | T-12 | 2 | 40 | Other
Wall Mount | Incandescent |  | Standard A Lamp | 3 | 60 | Bathroom
Wall Mount | Incandescent |  | Standard A Lamp | 1 | 40 | Bathroom
Ceiling Fixture | Incandescent |  | Standard A Lamp | 1 | 60 | Bathroom
Wall Mount | Incandescent |  | Globe | 2 | 60 | Bathroom
Wall Mount | Incandescent |  | Globe | 1 | 60 | Bathroom
Recessed - other | Compact Fluorescent |  | Flood | 1 | 22 | Bathroom
Ceiling Fixture | Incandescent |  | Standard A Lamp | 3 | 60 | Bedroom
Floor lamp | Incandescent |  | Standard A Lamp | 3 | 60 | Bedroom
Floor lamp | Incandescent |  | Standard A Lamp | 1 | 100 | Bedroom
Chandelier (Hanging) | Incandescent |  | Standard A Lamp | 5 | 40 | Bedroom
Recessed - other | Compact Fluorescent |  | 3-Way CFL | 1 | 15 | Bedroom
Ceiling Fixture | Linear Fluorescent | 48 | T-12 | 2 | 40 | Closet
Ceiling Fixture | Incandescent |  | Standard A Lamp | 1 | 40 | Closet
Ceiling Fixture | Compact Fluorescent |  | 3-Way CFL | 1 | 15 | Closet
Ceiling Fan | Incandescent |  | Standard A Lamp | 4 | 40 | Family Room
Floor lamp | Incandescent |  | Standard A Lamp | 1 | 40 | Family Room
Ceiling Fixture | Linear Fluorescent | 48 | T-12 | 2 | 40 | Dining Room
Ceiling Fixture | Incandescent |  | Standard A Lamp | 1 | 40 | Garage
Garage door opener | Incandescent |  | Standard A Lamp | 1 | 40 | Garage
Chandelier (Hanging) | Incandescent |  | Decorative | 5 | 40 | Hall
Wall Mount | Linear Fluorescent | 24 | T-5 | 1 | 40 | Hall
Recessed Can | Compact Fluorescent |  | Flood | 1 | 15 | Hall
Wall Mount | Linear Fluorescent | 48 | T-12 | 2 | 40 | Hall
Ceiling Fixture | Incandescent |  | Standard A Lamp | 2 | 25 | Hall
Chandelier (Hanging) | Incandescent |  | Standard A Lamp | 5 | 40 | Kitchen
Recessed Can | Incandescent |  | Reflector | 1 | 40 | Kitchen
Ceiling Fixture | Incandescent |  | Standard A Lamp | 1 | 40 | Other
Floor lamp | Compact Fluorescent |  | A shape bulb | 1 | 11 | Other
Wall Mount | Incandescent |  | Decorative | 1 | 40 | Other
Chandelier (Hanging) | Incandescent |  | Decorative | 6 | 40 | Living Room
Floor lamp | Compact Fluorescent |  | Circline (Screw Base) | 1 | 15 | Living Room
Torchiere | Incandescent |  | Standard A Lamp | 1 | 100 | Living Room
Ceiling Fan | Incandescent |  | Standard A Lamp | 4 | 40 | Master Bedroom
Floor lamp | Incandescent |  | Standard A Lamp | 1 | 100 | Master Bedroom
Recessed - other | Incandescent |  | Globe | 1 | 25 | Master Bedroom
Wall Mount | Compact Fluorescent |  | Twist | 1 | 15 | Other
Ceiling Fixture | Incandescent |  | Standard A Lamp | 1 | 60 | Other
Ceiling Fixture | Incandescent |  | Standard A Lamp | 2 | 60 | Bathroom
Wall Mount | Incandescent |  | Standard A Lamp | 2 | 60 | Bathroom
Ceiling Fixture | Incandescent |  | Standard A Lamp | 2 | 60 | Bathroom
Table | Compact Fluorescent |  | Twist | 1 | 22 | Bedroom
Ceiling Fixture | Incandescent |  | Standard A Lamp | 2 | 60 | Bedroom
Ceiling Fixture | Incandescent |  | Standard A Lamp | 1 | 60 | Other
Chandelier (Hanging) | Incandescent |  | Decorative | 1 | 40 | Dining Room
Ceiling Fixture | Incandescent |  | Standard A Lamp | 1 | 60 | Garage
Garage door opener | Incandescent |  | Standard A Lamp | 1 | 25 | Garage
Ceiling Fixture | Incandescent |  | Globe | 1 | 65 | Kitchen
Ceiling Fixture | Incandescent |  | Standard A Lamp | 1 | 60 | Kitchen
Chandelier (Hanging) | Incandescent |  | Standard A Lamp | 1 | 60 | Kitchen
Floor lamp | Compact Fluorescent |  | Twist | 1 | 15 | Kitchen
Table | Incandescent |  | Decorative | 1 | 25 | Kitchen
Ceiling Fixture | Linear Fluorescent | 36 | T-8 | 2 | 32 | Laundry Room
Ceiling Fixture | Incandescent |  | Standard A Lamp | 1 | 60 | Living Room
Table | Incandescent |  | Standard A Lamp | 2 | 60 | Living Room
Ceiling Fixture | Incandescent |  | Standard A Lamp | 1 | 60 | Hall
Table | Compact Fluorescent |  | Twist | 1 | 15 | Hall
Wall Mount | Incandescent |  | Standard A Lamp | 1 | 60 | Bathroom
Ceiling Fixture | Incandescent |  | Standard A Lamp | 2 | 60 | Bedroom
Ceiling Fixture | Incandescent |  | Standard A Lamp | 2 | 60 | Master Bedroom
Recessed Can | Incandescent |  | Reflector | 1 | 65 | Master Bedroom
Table | Incandescent |  | Standard A Lamp | 1 | 100 | Master Bedroom
Wall Mount | Incandescent |  | Standard A Lamp | 1 | 60 | Bathroom
Ceiling Fixture | Incandescent |  | Standard A Lamp | 2 | 60 | Other
Ceiling Fixture | Incandescent |  | Standard A Lamp | 2 | 60 | Other
Ceiling Fixture | Linear Fluorescent | 48 | T-8 | 2 | 32 | Other
Wall Mount | Incandescent |  | Standard A Lamp | 2 | 75 | Hall
Ceiling Fixture | Incandescent |  | Standard A Lamp | 1 | 100 | Other
Ceiling Fixture | Incandescent |  | Standard A Lamp | 1 | 75 | Other
Wall Mount | Compact Fluorescent |  | Twist | 1 | 22 | Garage
Ceiling Fixture | Linear Fluorescent | 48 | T-8 | 1 | 32 | Garage
Ceiling Fixture | Halogen |  | PAR | 2 | 100 | Garage
Ceiling Fixture | Compact Fluorescent |  | Twist | 1 | 22 | Hall
Ceiling Fixture | Compact Fluorescent |  | 3-Way CFL | 1 | 28 | Office
Ceiling Fixture | Linear Fluorescent | 48 | T-5 | 2 | 40 | Office
Ceiling Fixture | Incandescent |  | Standard A Lamp | 1 | 100 | Bedroom
Ceiling Fixture | Incandescent |  | Standard A Lamp | 1 | 100 | Other
Ceiling Fixture | Incandescent |  | Standard A Lamp | 1 | 100 | Bathroom
Wall Mount | Incandescent |  | Standard A Lamp | 1 | 100 | Other
Table | Incandescent |  | Standard A Lamp | 2 | 75 | Living Room
Table | Compact Fluorescent |  | Twist | 1 | 32 | Living Room
Table | Incandescent |  | Decorative | 2 | 40 | Living Room
Chandelier (Hanging) | Compact Fluorescent |  | Twist | 3 | 28 | Kitchen
Wall Mount | Incandescent |  | Standard A Lamp | 1 | 40 | Kitchen
Ceiling Fixture | Incandescent |  | Standard A Lamp | 1 | 300 | Kitchen
Other | Compact Fluorescent |  | Twist | 1 | 22 | Kitchen
Table | Compact Fluorescent |  | Twist | 1 | 22 | Kitchen
Wall Mount | Linear Fluorescent | 96 | T-5 | 1 | 16 | Kitchen
Ceiling Fixture | Incandescent |  | Standard A Lamp | 2 | 100 | Hall
Ceiling Fixture | Incandescent |  | Standard A Lamp | 2 | 40 | Office
Table | Compact Fluorescent |  | Twist | 1 | 28 | Office
Wall Mount | Compact Fluorescent |  | Twist | 1 | 15 | Bathroom
Ceiling Fixture | Incandescent |  | Standard A Lamp | 1 | 60 | Bathroom
Wall Mount | Incandescent |  | Standard A Lamp | 2 | 75 | Bathroom
Table | Incandescent |  | Decorative | 2 | 40 | Bedroom
Ceiling Fixture | Incandescent |  | Standard A Lamp | 3 | 60 | Bedroom
Track | Incandescent |  | Standard A Lamp | 4 | 100 | Master Bedroom
Table | Incandescent |  | Standard A Lamp | 2 | 75 | Master Bedroom
Ceiling Fixture | Incandescent |  | Standard A Lamp | 2 | 75 | Laundry Room
Wall Mount | Incandescent |  | Globe | 4 | 60 | Bathroom
Wall Mount | Incandescent |  | Globe | 4 | 60 | Bathroom
Table | Incandescent |  | Standard A Lamp | 1 | 60 | Bedroom
Ceiling Fan | Incandescent |  | Standard A Lamp | 4 | 60 | Bedroom
Ceiling Fixture | Incandescent |  | Standard A Lamp | 1 | 60 | Bedroom
Table | Incandescent |  | Standard A Lamp | 1 | 60 | Bedroom
Ceiling Fixture | Incandescent |  | Standard A Lamp | 1 | 60 | Bedroom
Ceiling Fixture | Incandescent |  | Standard A Lamp | 1 | 60 | Closet
Ceiling Fixture | Incandescent |  | Standard A Lamp | 1 | 60 | Closet
Table | Incandescent |  | Standard A Lamp | 1 | 65 | Family Room
Ceiling Fan | Incandescent |  | Standard A Lamp | 4 | 60 | Family Room
Ceiling Fixture | Incandescent |  | Standard A Lamp | 1 | 100 | Garage
Garage door opener | Incandescent |  | Standard A Lamp | 1 | 60 | Garage
Ceiling Fixture | Incandescent |  | Standard A Lamp | 1 | 60 | Hall
Recessed Can | Incandescent |  | Standard A Lamp | 1 | 60 | Kitchen
Chandelier (Hanging) | Incandescent |  | Decorative | 6 | 40 | Kitchen
Recessed - other | Incandescent |  | Standard A Lamp | 2 | 40 | Kitchen
Recessed Can | Incandescent |  | Reflector | 1 | 65 | Living Room
Table | Incandescent |  | Standard A Lamp | 1 | 75 | Living Room
Ceiling Fixture | Incandescent |  | Standard A Lamp | 1 | 60 | Living Room
Ceiling Fixture | Incandescent |  | Reflector | 1 | 65 | Bathroom
Wall Mount | Incandescent |  | Standard A Lamp | 1 | 60 | Bathroom
Ceiling Fixture | Incandescent |  | Standard A Lamp | 1 | 60 | Bathroom
Wall Mount | Incandescent |  | Standard A Lamp | 2 | 60 | Bathroom
Ceiling Fan | Incandescent |  | Standard A Lamp | 4 | 60 | Bedroom
Table | Incandescent |  | Standard A Lamp | 1 | 60 | Bedroom
Table | Compact Fluorescent |  | Twist | 1 | 15 | Bedroom
Ceiling Fixture | Incandescent |  | Standard A Lamp | 3 | 60 | Closet
Ceiling Fixture | Linear Fluorescent | 48 | T-12 | 2 | 40 | Garage
Garage door opener | Incandescent |  | Standard A Lamp | 1 | 60 | Garage
Ceiling Fixture | Incandescent |  | Standard A Lamp | 1 | 60 | Garage
Ceiling Fixture | Compact Fluorescent |  | Twist | 1 | 15 | Hall
Ceiling Fixture | Linear Fluorescent | 48 | T-12 | 2 | 40 | Kitchen
Recessed - other | Incandescent |  | Standard A Lamp | 1 | 40 | Kitchen
Recessed Can | Compact Fluorescent |  | Reflector | 1 | 15 | Kitchen
Ceiling Fixture | Incandescent |  | Standard A Lamp | 3 | 60 | Kitchen
Ceiling Fixture | Incandescent |  | Standard A Lamp | 2 | 60 | Laundry Room
Floor lamp | Compact Fluorescent |  | Twist | 1 | 15 | Living Room
Ceiling Fixture | Compact Fluorescent |  | Twist | 2 | 15 | Living Room
Ceiling Fixture | Compact Fluorescent |  | Twist | 1 | 15 | Living Room
Ceiling Fixture | Incandescent |  | Standard A Lamp | 1 | 60 | Bathroom
Wall Mount | Incandescent |  | Standard A Lamp | 1 | 60 | Bathroom
Wall Mount | Incandescent |  | Standard A Lamp | 1 | 60 | Bathroom
Ceiling Fixture | Incandescent |  | Standard A Lamp | 1 | 60 | Bedroom
Ceiling Fixture | Compact Fluorescent |  | Twist | 1 | 13 | Bedroom
Table | Incandescent |  | Standard A Lamp | 1 | 60 | Bedroom
Ceiling Fixture | Incandescent |  | Standard A Lamp | 1 | 60 | Bedroom
Table | Compact Fluorescent |  | Twist | 1 | 13 | Bedroom
Wall Mount | Incandescent |  | Standard A Lamp | 1 | 75 | Closet
Wall Mount | Incandescent |  | Standard A Lamp | 1 | 75 | Closet
Ceiling Fixture | Compact Fluorescent |  | Twist | 2 | 13 | Family Room
Floor lamp | Compact Fluorescent |  | Twist | 1 | 20 | Family Room
Table | Compact Fluorescent |  | Twist | 1 | 13 | Family Room
Floor lamp | Incandescent |  | Standard A Lamp | 1 | 75 | Family Room
Ceiling Fixture | Compact Fluorescent |  | Twist | 1 | 13 | Hall
Ceiling Fixture | Compact Fluorescent |  | Twist | 1 | 13 | Hall
Ceiling Fixture | Compact Fluorescent |  | Twist | 2 | 14 | Kitchen
Ceiling Fixture | Incandescent |  | Standard A Lamp | 1 | 60 | Kitchen
Ceiling Fixture | Linear Fluorescent | 24 | T-12 | 1 | 20 | Kitchen
Ceiling Fixture | Incandescent |  | Standard A Lamp | 1 | 60 | Kitchen
Ceiling Fixture | Linear Fluorescent | 48 | T-12 | 2 | 40 | Laundry Room
Ceiling Fixture | Incandescent |  | Standard A Lamp | 1 | 60 | Laundry Room
Ceiling Fixture | Compact Fluorescent |  | Twist | 2 | 13 | Other
Table | Compact Fluorescent |  | Twist | 1 | 13 | Office
Wall Mount | Incandescent |  | Standard A Lamp | 1 | 60 | Office
Ceiling Fixture | Compact Fluorescent |  | Twist | 1 | 13 | Other
Ceiling Fixture | Linear Fluorescent | 48 | T-12 | 4 | 40 | Other
Wall Mount | Incandescent |  | Standard A Lamp | 4 | 75 | Bathroom
Wall Mount | Incandescent |  | Globe | 4 | 60 | Bathroom
Ceiling Fixture | Incandescent |  | Standard A Lamp | 2 | 100 | Bedroom
Table | Incandescent |  | Standard A Lamp | 1 | 65 | Bedroom
Ceiling Fixture | Incandescent |  | Standard A Lamp | 2 | 75 | Bedroom
Table | Incandescent |  | Standard A Lamp | 1 | 60 | Bedroom
Ceiling Fixture | Linear Fluorescent | 48 | T-4 | 2 | 40 | Bedroom
Ceiling Fixture | Linear Fluorescent | 48 | T-4 | 2 | 40 | Family Room
Table | Incandescent |  | Standard A Lamp | 1 | 75 | Family Room
Ceiling Fixture | Incandescent |  | Reflector | 1 | 60 | Garage
Garage door opener | Incandescent |  | Standard A Lamp | 1 | 65 | Garage
Chandelier (Hanging) | Incandescent |  | Globe | 1 | 75 | Hall
Chandelier (Hanging) | Incandescent |  | Decorative | 3 | 60 | Hall
Chandelier (Hanging) | Incandescent |  | Standard A Lamp | 1 | 100 | Kitchen
Chandelier (Hanging) | Incandescent |  | Standard A Lamp | 5 | 100 | Kitchen
Recessed Can | Incandescent |  | Reflector | 1 | 65 | Kitchen
Ceiling Fixture | Linear Fluorescent | 48 | T-4 | 4 | 32 | Laundry Room
Floor lamp | Incandescent |  | Standard A Lamp | 1 | 100 | Living Room
Wall Mount | Incandescent |  | Globe | 1 | 75 | Master Bedroom
Ceiling Fixture | Incandescent |  | Standard A Lamp | 2 | 75 | Master Bedroom
Table | Incandescent |  | Standard A Lamp | 1 | 60 | Master Bedroom
Ceiling Fixture | Incandescent |  | Standard A Lamp | 3 | 100 | Office
Floor lamp | Incandescent |  | Standard A Lamp | 2 | 60 | Office
Wall Mount | Incandescent |  | Globe | 3 | 40 | Bathroom
Wall Mount | Incandescent |  | Globe | 6 | 40 | Bathroom
Ceiling Fixture | Incandescent |  | Standard A Lamp | 1 | 60 | Bedroom
Table | Compact Fluorescent |  | Twist | 1 | 28 | Bedroom
Ceiling Fixture | Incandescent |  | Standard A Lamp | 1 | 60 | Bedroom
Ceiling Fixture | Incandescent |  | Standard A Lamp | 2 | 60 | Bedroom
Table | Compact Fluorescent |  | Twist | 1 | 22 | Bedroom
Chandelier (Hanging) | Incandescent |  | Globe | 5 | 60 | Dining Room
Ceiling Fixture | Compact Fluorescent |  | Twist | 1 | 22 | Hall
Ceiling Fixture | Compact Fluorescent |  | Circline (Screw Base) | 1 | 22 | Hall
Ceiling Fixture | Linear Fluorescent | 48 | T-8 | 4 | 40 | Kitchen
Ceiling Fixture | Linear Fluorescent | 48 | T-8 | 1 | 40 | Laundry Room
Floor lamp | Incandescent |  | Standard A Lamp | 1 | 60 | Living Room
Table | Compact Fluorescent |  | Twist | 1 | 22 | Living Room
Ceiling Fixture | Incandescent |  | Decorative | 3 | 40 | Living Room
Ceiling Fixture | Compact Fluorescent |  | Twist | 2 | 15 | Bedroom
Ceiling Fixture | Compact Fluorescent |  | Twist | 1 | 15 | Closet
Chandelier (Hanging) | Incandescent |  | Mini base | 8 | 60 | Living Room
Recessed Can | Incandescent |  | Reflector | 1 | 60 | Living Room
Floor lamp | Compact Fluorescent |  | Twist | 2 | 22 | Living Room
Chandelier (Hanging) | Incandescent |  | Mini base | 3 | 40 | Hall
Ceiling Fan | Compact Fluorescent |  | Twist | 3 | 15 | Office
Table | Compact Fluorescent |  | Twist | 1 | 22 | Office
Table | Incandescent |  | Standard A Lamp | 1 | 75 | Office
Ceiling Fixture | Linear Fluorescent | 48 | T-8 | 2 | 32 | Laundry Room
Ceiling Fixture | Compact Fluorescent |  | Twist | 1 | 22 | Laundry Room
Ceiling Fixture | Compact Fluorescent |  | Twist | 1 | 22 | Garage
Ceiling Fixture | Linear Fluorescent | 48 | T-12 | 2 | 40 | Garage
Ceiling Fixture | Incandescent |  | Standard A Lamp | 1 | 75 | Garage
Wall Mount | Compact Fluorescent |  | A shape bulb | 4 | 15 | Bathroom
Ceiling Fixture | Compact Fluorescent |  | Twist | 1 | 15 | Hall
Ceiling Fixture | Compact Fluorescent |  | Twist | 2 | 22 | Master Bedroom
Table | Compact Fluorescent |  | Twist | 1 | 15 | Master Bedroom
Table | Compact Fluorescent |  | Straight Tube | 1 | 15 | Master Bedroom
Wall Mount | Compact Fluorescent |  | A shape bulb | 8 | 15 | Bathroom
Recessed Can | Compact Fluorescent |  | Reflector | 1 | 15 | Bathroom
Ceiling Fixture | Linear Fluorescent | 48 | T-12 | 2 | 40 | Closet
Ceiling Fan | Incandescent |  | Clear | 4 | 100 | Kitchen
Ceiling Fixture | Linear Fluorescent | 48 | T-12 | 3 | 40 | Kitchen
Ceiling Fixture | Compact Fluorescent |  | Twist | 1 | 22 | Kitchen
Architectural | Linear Fluorescent | 48 | T-12 | 1 | 40 | Kitchen
Architectural | Linear Fluorescent | 12 | T-12 | 1 | 16 | Kitchen
Architectural | Incandescent |  | Mini base | 1 | 25 | Kitchen
Chandelier (Hanging) | Compact Fluorescent |  | A shape bulb | 1 | 15 | Kitchen
Ceiling Fixture | Incandescent |  | Standard A Lamp | 2 | 60 | Other
Ceiling Fixture | Incandescent |  | Standard A Lamp | 1 | 60 | Bathroom
Ceiling Fixture | Incandescent |  | Standard A Lamp | 1 | 60 | Bedroom
Ceiling Fan | Incandescent |  | Standard A Lamp | 1 | 60 | Bedroom
Ceiling Fixture | Incandescent |  | Standard A Lamp | 1 | 60 | Hall
Ceiling Fan | Incandescent |  | Standard A Lamp | 4 | 60 | Kitchen
Ceiling Fixture | Incandescent |  | Standard A Lamp | 1 | 60 | Kitchen
Ceiling Fixture | Incandescent |  | Standard A Lamp | 1 | 60 | Laundry Room
Ceiling Fan | Compact Fluorescent |  | Straight Tube | 2 | 15 | Living Room
Track | Incandescent |  | Standard A Lamp | 2 | 60 | Living Room
Ceiling Fixture | Compact Fluorescent |  | Twist | 2 | 15 | Master Bedroom
Table | Halogen |  | MR | 1 | 20 | Master Bedroom
Table | Compact Fluorescent |  | Pin base | 1 | 15 | Master Bedroom
Table | Incandescent |  | Decorative | 1 | 40 | Master Bedroom
Ceiling Fixture | Incandescent |  | Standard A Lamp | 1 | 60 | Hall
Ceiling Fixture | Compact Fluorescent |  | Twist | 1 | 15 | Garage
Garage door opener | Incandescent |  | Standard A Lamp | 1 | 60 | Garage
Ceiling Fixture | Linear Fluorescent | 24 | T-12 | 1 | 20 | Garage
Chandelier (Hanging) | Incandescent |  | Decorative | 5 | 40 | Dining Room
Floor lamp | Incandescent |  | Mini base | 2 | 25 | Dining Room
Wall Mount | Incandescent |  | Decorative | 2 | 40 | Hall
Floor lamp | Incandescent |  | Mini base | 1 | 25 | Hall
Wall Mount | Incandescent |  | Decorative | 4 | 40 | Bathroom
Wall Mount | Halogen |  | Quartz Tube | 1 | 100 | Hall
Ceiling Fixture | Incandescent |  | Standard A Lamp | 1 | 60 | Hall
Ceiling Fan | Incandescent |  | Standard A Lamp | 1 | 60 | Bedroom
Table | Incandescent |  | Mini base | 2 | 40 | Bedroom
Wall Mount | Incandescent |  | Standard A Lamp | 4 | 40 | Bathroom
Ceiling Fixture | Incandescent |  | Standard A Lamp | 1 | 60 | Bedroom
Ceiling Fixture | Incandescent |  | Standard A Lamp | 1 | 60 | Closet
Ceiling Fixture | Compact Fluorescent |  | Twist | 1 | 15 | Bathroom
Architectural | Halogen |  | MR | 3 | 50 | Bathroom
Recessed Can | Compact Fluorescent |  | Twist | 1 | 28 | Bathroom
Recessed Can | Incandescent |  | Standard A Lamp | 1 | 40 | Bathroom
Ceiling Fixture | Compact Fluorescent |  | Twist | 1 | 15 | Closet
Table | Incandescent |  | 3-Way Incandescent | 1 | 75 | Living Room
Table | Incandescent |  | Decorative | 3 | 60 | Living Room
Table | Incandescent |  | 3-Way Incandescent | 1 | 200 | Living Room
Ceiling Fixture | Incandescent |  | Standard A Lamp | 1 | 40 | Kitchen
Recessed Can | Compact Fluorescent |  | Flood | 1 | 22 | Kitchen
Recessed Can | Incandescent |  | Reflector | 1 | 65 | Kitchen
Ceiling Fixture | Incandescent |  | Standard A Lamp | 1 | 40 | Hall
Ceiling Fixture | Incandescent |  | Standard A Lamp | 1 | 60 | Laundry Room
Torchiere | Halogen |  | Quartz Tube | 1 | 300 | Family Room
Ceiling Fixture | Incandescent |  | Standard A Lamp | 1 | 60 | Family Room
Wall Mount | Incandescent |  | Standard A Lamp | 1 | 60 | Bathroom
Ceiling Fixture | Incandescent |  | Standard A Lamp | 1 | 60 | Other
Ceiling Fixture | Linear Fluorescent | 48 | T-8 | 2 | 32 | Other
Ceiling Fixture | Incandescent |  | Standard A Lamp | 1 | 60 | Bathroom
Ceiling Fan | Compact Fluorescent |  | Twist | 1 | 15 | Bedroom
Table | Compact Fluorescent |  | Twist | 1 | 15 | Bedroom
Floor lamp | Incandescent |  | Standard A Lamp | 2 | 60 | Bedroom
Ceiling Fan | Compact Fluorescent |  | Twist | 2 | 15 | Bedroom
Ceiling Fixture | Incandescent |  | Standard A Lamp | 1 | 60 | Bedroom
Table | Incandescent |  | Standard A Lamp | 1 | 60 | Bedroom
Ceiling Fixture | Incandescent |  | Standard A Lamp | 1 | 60 | Bedroom
Ceiling Fixture | Linear Fluorescent | 48 | T-8 | 2 | 32 | Garage
Ceiling Fixture | Incandescent |  | Standard A Lamp | 1 | 60 | Hall
Ceiling Fixture | Incandescent |  | Standard A Lamp | 1 | 60 | Kitchen
Recessed - other | Incandescent |  | Standard A Lamp | 1 | 60 | Kitchen
Recessed - other | Linear Fluorescent | 24 | T-12 | 1 | 20 | Kitchen
Ceiling Fixture | Incandescent |  | Standard A Lamp | 1 | 65 | Laundry Room
Ceiling Fan | Compact Fluorescent |  | Twist | 1 | 15 | Living Room
Table | Compact Fluorescent |  | Twist | 3 | 15 | Living Room
Table | Incandescent |  | Standard A Lamp | 1 | 60 | Living Room
Ceiling Fixture | Incandescent |  | Standard A Lamp | 1 | 60 | Other
Wall Mount | Incandescent |  | Standard A Lamp | 2 | 60 | Bathroom
Ceiling Fixture | Incandescent |  | Standard A Lamp | 1 | 60 | Bathroom
Wall Mount | Incandescent |  | Globe | 6 | 75 | Bathroom
Ceiling Fixture | Linear Fluorescent | 48 | T-4 | 2 | 40 | Bathroom
Ceiling Fixture | Incandescent |  | Standard A Lamp | 2 | 60 | Bedroom
Ceiling Fixture | Incandescent |  | Standard A Lamp | 1 | 60 | Bedroom
Ceiling Fixture | Linear Fluorescent | 48 | T-4 | 2 | 40 | Bedroom
Ceiling Fixture | Incandescent |  | Decorative | 1 | 60 | Closet
Ceiling Fixture | Linear Fluorescent | 48 | T-4 | 2 | 40 | Family Room
Ceiling Fixture | Linear Fluorescent | 48 | T-4 | 2 | 40 | Family Room
Table | Incandescent |  | Standard A Lamp | 1 | 60 | Family Room
Garage door opener | Incandescent |  | Standard A Lamp | 1 | 60 | Garage
Ceiling Fixture | Compact Fluorescent |  | Twist | 1 | 15 | Garage
Ceiling Fixture | Linear Fluorescent | 48 | T-4 | 2 | 40 | Hall
Ceiling Fixture | Incandescent |  | Standard A Lamp | 2 | 60 | Hall
Ceiling Fixture | Incandescent |  | Standard A Lamp | 1 | 65 | Laundry Room
Ceiling Fixture | Incandescent |  | Clear | 3 | 60 | Living Room
Table | Incandescent |  | Standard A Lamp | 3 | 60 | Living Room
Ceiling Fixture | Linear Fluorescent | 36 | T-4 | 2 | 40 | Living Room
Ceiling Fixture | Incandescent |  | Decorative | 2 | 60 | Master Bedroom
Floor lamp | Incandescent |  | Standard A Lamp | 1 | 100 | Master Bedroom
Table | Incandescent |  | Decorative | 1 | 40 | Office
Ceiling Fixture | Incandescent |  | Reflector | 1 | 65 | Living Room
Floor lamp | Compact Fluorescent |  | Twist | 3 | 15 | Living Room
Table | Compact Fluorescent |  | Twist | 1 | 22 | Living Room
Wall Mount | Compact Fluorescent |  | Twist | 4 | 15 | Bathroom
Ceiling Fixture | Incandescent |  | Standard A Lamp | 2 | 60 | Bedroom
Ceiling Fixture | Compact Fluorescent |  | Twist | 3 | 15 | Bedroom
Chandelier (Hanging) | Incandescent |  | Decorative | 1 | 40 | Other
Ceiling Fixture | Compact Fluorescent |  | Twist | 1 | 15 | Hall
Ceiling Fixture | Compact Fluorescent |  | Twist | 1 | 15 | Hall
Wall Mount | Compact Fluorescent |  | Twist | 4 | 15 | Bathroom
Ceiling Fixture | Compact Fluorescent |  | Twist | 2 | 22 | Master Bedroom
Table | Compact Fluorescent |  | Twist | 1 | 15 | Master Bedroom
Track | Compact Fluorescent |  | Twist | 2 | 15 | Closet
Ceiling Fixture | Compact Fluorescent |  | Twist | 2 | 15 | Bedroom
Ceiling Fixture | Linear Fluorescent | 48 | T-12 | 2 | 32 | Garage
Ceiling Fan | Compact Fluorescent |  | Twist | 3 | 15 | Kitchen
Ceiling Fixture | Linear Fluorescent | 48 | T-12 | 2 | 32 | Kitchen
Wall Mount | Compact Fluorescent |  | Twist | 1 | 15 | Hall
Floor lamp | Incandescent |  | Decorative | 5 | 40 | Family Room
Ceiling Fixture | Compact Fluorescent |  | Twist | 4 | 15 | Family Room
Wall Mount | Compact Fluorescent |  | Twist | 1 | 15 | Laundry Room
Ceiling Fixture | Linear Fluorescent | 48 | T-12 | 2 | 32 | Laundry Room
Ceiling Fixture | Linear Fluorescent | 48 | T-12 | 2 | 40 | Office
Wall Mount | Compact Fluorescent |  | Twist | 1 | 15 | Other
Wall Mount | Incandescent |  | Standard A Lamp | 1 | 60 | Closet
Ceiling Fixture | Compact Fluorescent |  | Twist | 1 | 15 | Other
Ceiling Fixture | Linear Fluorescent | 48 | T-12 | 2 | 40 | Other
Wall Mount | Incandescent |  | Globe | 4 | 40 | Bathroom
Chandelier (Hanging) | Incandescent |  | Standard A Lamp | 1 | 60 | Bathroom
Ceiling Fixture | Compact Fluorescent |  | Twist | 2 | 15 | Bathroom
Recessed Can | Compact Fluorescent |  | Reflector | 1 | 15 | Bedroom
Recessed Can | Compact Fluorescent |  | Reflector | 1 | 15 | Bedroom
Floor lamp | Compact Fluorescent |  | Twist | 2 | 15 | Bedroom
Recessed Can | Compact Fluorescent |  | Reflector | 1 | 15 | Bedroom
Floor lamp | Compact Fluorescent |  | Twist | 1 | 15 | Bedroom
Floor lamp | Incandescent |  | Standard A Lamp | 2 | 60 | Bedroom
Wall Mount | Incandescent |  | Standard A Lamp | 4 | 60 | Bedroom
Table | Compact Fluorescent |  | Twist | 1 | 15 | Bedroom
Ceiling Fan | Incandescent |  | Standard A Lamp | 1 | 60 | Dining Room
Table | Compact Fluorescent |  | Twist | 1 | 15 | Family Room
Ceiling Fixture | Incandescent |  | Reflector | 1 | 65 | Garage
Ceiling Fixture | Linear Fluorescent | 48 | T-12 | 2 | 40 | Garage
Garage door opener | Incandescent |  | Standard A Lamp | 1 | 60 | Garage
Ceiling Fixture | Compact Fluorescent |  | Twist | 2 | 15 | Hall
Ceiling Fixture | Linear Fluorescent | 48 | T-12 | 2 | 40 | Kitchen
Recessed - other | Incandescent |  | Standard A Lamp | 1 | 40 | Kitchen
Ceiling Fan | Incandescent |  | Standard A Lamp | 1 | 60 | Kitchen
Ceiling Fixture | Compact Fluorescent |  | Twist | 2 | 15 | Living Room
Floor lamp | Compact Fluorescent |  | Twist | 1 | 15 | Living Room
Recessed Can | Incandescent |  | Reflector | 1 | 60 | Bathroom
Wall Mount | Incandescent |  | Standard A Lamp | 3 | 40 | Bathroom
Ceiling Fixture | Incandescent |  | Standard A Lamp | 2 | 60 | Bathroom
Recessed Can | Incandescent |  | Reflector | 1 | 60 | Bathroom
Wall Mount | Incandescent |  | Standard A Lamp | 4 | 40 | Bathroom
Wall Mount | Incandescent |  | Standard A Lamp | 3 | 40 | Bathroom
Recessed Can | Incandescent |  | Standard A Lamp | 1 | 60 | Bathroom
Recessed Can | Incandescent |  | Reflector | 1 | 60 | Bedroom
Table | Incandescent |  | Standard A Lamp | 1 | 60 | Bedroom
Table | Compact Fluorescent |  | Twist | 1 | 15 | Bedroom
Ceiling Fixture | Incandescent |  | Standard A Lamp | 2 | 60 | Bedroom
Table | Incandescent |  | Standard A Lamp | 1 | 60 | Bedroom
Ceiling Fixture | Incandescent |  | Standard A Lamp | 2 | 60 | Bedroom
Table | Incandescent |  | Decorative | 1 | 40 | Bedroom
Ceiling Fixture | Incandescent |  | Standard A Lamp | 2 | 60 | Closet
Ceiling Fixture | Incandescent |  | Standard A Lamp | 2 | 60 | Closet
Ceiling Fixture | Incandescent |  | Standard A Lamp | 2 | 60 | Closet
Recessed Can | Incandescent |  | Reflector | 1 | 65 | Family Room
Ceiling Fixture | Incandescent |  | Standard A Lamp | 1 | 60 | Garage
Garage door opener | Incandescent |  | Standard A Lamp | 2 | 60 | Garage
Ceiling Fixture | Incandescent |  | Standard A Lamp | 3 | 60 | Hall
Recessed Can | Incandescent |  | Reflector | 1 | 60 | Hall
Chandelier (Hanging) | Incandescent |  | Standard A Lamp | 1 | 60 | Kitchen
Recessed Can | Incandescent |  | Reflector | 1 | 60 | Kitchen
Recessed - other | Halogen |  | Quartz Tube | 2 | 40 | Kitchen
Ceiling Fixture | Incandescent |  | Standard A Lamp | 2 | 60 | Laundry Room
Recessed Can | Incandescent |  | Reflector | 1 | 65 | Living Room
Chandelier (Hanging) | Halogen |  | Quartz Tube | 3 | 40 | Living Room
Table | Compact Fluorescent |  | Twist | 2 | 15 | Living Room
Table | Compact Fluorescent |  | Twist | 1 | 15 | Living Room
Ceiling Fixture | Incandescent |  | Standard A Lamp | 1 | 60 | Other
Wall Mount | Incandescent |  | Globe | 4 | 60 | Bathroom
Wall Mount | Compact Fluorescent |  | Globe | 2 | 14 | Bathroom
Ceiling Fixture | Compact Fluorescent |  | Twist | 2 | 13 | Bedroom
Ceiling Fixture | Compact Fluorescent |  | Flood | 4 | 14 | Hall
Ceiling Fan | Incandescent |  | Clear | 2 | 60 | Family Room
Recessed Can | Compact Fluorescent |  | Flood | 1 | 14 | Family Room
Table | Compact Fluorescent |  | Twist | 1 | 22 | Family Room
Ceiling Fixture | Linear Fluorescent | 48 | T-12 | 2 | 40 | Garage
Ceiling Fixture | Linear Fluorescent | 48 | T-8 | 2 | 32 | Garage
Recessed Can | Incandescent |  | Reflector | 1 | 65 | Hall
Recessed Can | Compact Fluorescent |  | Flood | 1 | 14 | Kitchen
Ceiling Fixture | Linear Fluorescent | 24 | T-12 | 1 | 20 | Kitchen
Ceiling Fixture | Compact Fluorescent |  | Twist | 3 | 14 | Kitchen
Ceiling Fixture | Compact Fluorescent |  | Twist | 2 | 15 | Laundry Room
Wall Mount | Incandescent |  | Globe | 4 | 60 | Bathroom
Ceiling Fixture | Compact Fluorescent |  | Twist | 2 | 15 | Master Bedroom
Floor lamp | Incandescent |  | 3-Way Incandescent | 1 | 100 | Master Bedroom
Table | Compact Fluorescent |  | Twist | 1 | 15 | Master Bedroom
Ceiling Fixture | Compact Fluorescent |  | Twist | 1 | 15 | Closet
Ceiling Fixture | Linear Fluorescent | 48 | T-12 | 2 | 40 | Office
Wall Mount | Incandescent |  | Decorative | 3 | 40 | Bathroom
Wall Mount | Incandescent |  | Mini base | 1 | 4 | Bathroom
Ceiling Fixture | Linear Fluorescent | 48 | T-8 | 1 | 32 | Bedroom
Ceiling Fixture | Linear Fluorescent | 24 | Fluorescent Other | 1 | 38 | Bedroom
Table | Incandescent |  | Standard A Lamp | 1 | 55 | Bedroom
Chandelier (Hanging) | Incandescent |  | Globe | 4 | 40 | Dining Room
Table | Incandescent |  | Standard A Lamp | 1 | 40 | Hall
Table | Compact Fluorescent |  | Twist | 1 | 14 | Hall
Garage door opener | Incandescent |  | Standard A Lamp | 1 | 60 | Garage
Ceiling Fixture | Incandescent |  | Standard A Lamp | 1 | 40 | Hall
Ceiling Fixture | Linear Fluorescent | 48 | T-12 | 4 | 40 | Kitchen
Other | Linear Fluorescent | 12 | T-5 | 1 | 5 | Kitchen
Other | Incandescent |  | Other | 2 | 40 | Kitchen
Ceiling Fixture | Linear Fluorescent | 48 | T-12 | 2 | 40 | Hall
Table | Incandescent |  | 3-Way Incandescent | 1 | 150 | Living Room
Table | Incandescent |  | Standard A Lamp | 1 | 40 | Living Room
Torchiere | Incandescent |  | 3-Way Incandescent | 1 | 150 | Living Room
Table | Incandescent |  | Standard A Lamp | 3 | 40 | Living Room
Torchiere | Incandescent |  | 3-Way Incandescent | 1 | 100 | Living Room
Table | Incandescent |  | Standard A Lamp | 2 | 25 | Living Room
Wall Mount | Incandescent |  | Standard A Lamp | 1 | 40 | Bathroom
Recessed - other | Incandescent |  | Heat Lamp | 1 | 250 | Bathroom
Recessed Can | Incandescent |  | Reflector | 1 | 60 | Master Bedroom
Table | Incandescent |  | Standard A Lamp | 1 | 60 | Office
Ceiling Fixture | Linear Fluorescent | 75 | T-12 | 2 | 96 | Other
Ceiling Fixture | Linear Fluorescent | 48 | T-12 | 2 | 40 | Other
Wall Mount | Incandescent |  | Standard A Lamp | 1 | 75 | Other
Recessed Can | Incandescent |  | Reflector | 1 | 60 | Kitchen
Recessed Can | Compact Fluorescent |  | Reflector | 1 | 22 | Kitchen
Other | Incandescent |  | Reflector | 1 | 40 | Kitchen
Other | Linear Fluorescent | 24 | T-5 | 1 | 16 | Kitchen
Ceiling Fixture | Incandescent |  | Standard A Lamp | 1 | 60 | Bathroom
Ceiling Fan | Incandescent |  | Standard A Lamp | 1 | 60 | Bathroom
Wall Mount | Incandescent |  | Standard A Lamp | 1 | 60 | Bathroom
Ceiling Fixture | Incandescent |  | Standard A Lamp | 1 | 60 | Bedroom
Ceiling Fixture | Incandescent |  | Standard A Lamp | 1 | 60 | Bedroom
Ceiling Fixture | Incandescent |  | Standard A Lamp | 1 | 60 | Bedroom
Table | Incandescent |  | Standard A Lamp | 1 | 60 | Bedroom
Wall Mount | Incandescent |  | Standard A Lamp | 1 | 60 | Bathroom
Ceiling Fixture | Incandescent |  | Standard A Lamp | 1 | 60 | Bathroom
Ceiling Fixture | Compact Fluorescent |  | Twist | 2 | 15 | Dining Room
Ceiling Fixture | Compact Fluorescent |  | Twist | 1 | 15 | Hall
Ceiling Fan | Compact Fluorescent |  | Twist | 3 | 15 | Laundry Room
Chandelier (Hanging) | Incandescent |  | Globe | 1 | 75 | Living Room
Ceiling Fixture | Incandescent |  | Standard A Lamp | 1 | 60 | Living Room
Table | Incandescent |  | Standard A Lamp | 1 | 65 | Living Room
Floor lamp | Incandescent |  | Standard A Lamp | 1 | 75 | Living Room
Ceiling Fixture | Incandescent |  | Standard A Lamp | 1 | 60 | Bedroom
Table | Incandescent |  | Standard A Lamp | 1 | 40 | Bedroom
Ceiling Fixture | Incandescent |  | Standard A Lamp | 1 | 60 | Kitchen
Recessed - other | Incandescent |  | Standard A Lamp | 1 | 60 | Kitchen
Wall Mount | Incandescent |  | Standard A Lamp | 3 | 60 | Bathroom
Ceiling Fixture | Compact Fluorescent |  | Twist | 1 | 14 | Bathroom
Wall Mount | Incandescent |  | Standard A Lamp | 2 | 75 | Bathroom
Ceiling Fixture | Incandescent |  | Standard A Lamp | 1 | 100 | Bedroom
Table | Incandescent |  | Standard A Lamp | 1 | 65 | Bedroom
Ceiling Fixture | Incandescent |  | Standard A Lamp | 1 | 75 | Bedroom
Table | Compact Fluorescent |  | Twist | 1 | 13 | Bedroom
Track | Halogen |  | PAR | 6 | 50 | Bedroom
Chandelier (Hanging) | Incandescent |  | Standard A Lamp | 5 | 75 | Dining Room
Ceiling Fixture | Incandescent |  | Globe | 1 | 60 | Closet
Ceiling Fixture | Incandescent |  | Standard A Lamp | 3 | 60 | Hall
Ceiling Fixture | Compact Fluorescent |  | Twist | 1 | 19 | Hall
Chandelier (Hanging) | Halogen |  | Quartz Tube | 1 | 300 | Hall
Track | Halogen |  | Quartz Tube | 6 | 50 | Family Room
Table | Incandescent |  | 3-Way Incandescent | 1 | 100 | Family Room
Ceiling Fixture | Linear Fluorescent | 48 | T-8 | 2 | 32 | Garage
Ceiling Fixture | Linear Fluorescent | 48 | T-12 | 2 | 40 | Garage
Recessed Can | Incandescent |  | Reflector | 1 | 65 | Kitchen
Floor lamp | Incandescent |  | Standard A Lamp | 1 | 70 | Living Room
Floor lamp | Incandescent |  | 3-Way Incandescent | 1 | 200 | Living Room
Wall Mount | Incandescent |  | Standard A Lamp | 6 | 60 | Bathroom
Ceiling Fan | Incandescent |  | Decorative | 3 | 40 | Master Bedroom
Table | Incandescent |  | 3-Way Incandescent | 1 | 100 | Master Bedroom
Table | Incandescent |  | Standard A Lamp | 1 | 60 | Master Bedroom
Ceiling Fixture | Compact Fluorescent |  | Twist | 1 | 13 | Closet
Ceiling Fixture | Halogen |  | Quartz Tube | 1 | 150 | Hall
Ceiling Fixture | Linear Fluorescent | 48 | T-8 | 2 | 32 | Office
Track | Incandescent |  | Reflector | 3 | 60 | Office
Wall Mount | Incandescent |  | Standard A Lamp | 1 | 60 | Closet
Ceiling Fixture | Incandescent |  | Standard A Lamp | 2 | 60 | Other
Table | Compact Fluorescent |  | Twist | 1 | 15 | Other
Ceiling Fixture | Incandescent |  | Reflector | 2 | 60 | Bathroom
Ceiling Fixture | Incandescent |  | Standard A Lamp | 2 | 60 | Bedroom
Wall Mount | Incandescent |  | Globe | 5 | 40 | Bedroom
Ceiling Fixture | Incandescent |  | Standard A Lamp | 8 | 40 | Bathroom
Ceiling Fixture | Incandescent |  | Standard A Lamp | 1 | 60 | Bedroom
Table | Incandescent |  | Standard A Lamp | 1 | 60 | Bedroom
Ceiling Fixture | Incandescent |  | Standard A Lamp | 1 | 60 | Bathroom
Table | Incandescent |  | Standard A Lamp | 1 | 60 | Bathroom
Ceiling Fixture | Incandescent |  | Standard A Lamp | 2 | 60 | Bedroom
Ceiling Fixture | Incandescent |  | Standard A Lamp | 3 | 60 | Bedroom
Table | Incandescent |  | Standard A Lamp | 1 | 60 | Family Room
Recessed Can | Incandescent |  | Reflector | 1 | 75 | Family Room
Floor lamp | Incandescent |  | Standard A Lamp | 2 | 60 | Family Room
Garage door opener | Incandescent |  | Standard A Lamp | 1 | 60 | Garage
Ceiling Fixture | Incandescent |  | Standard A Lamp | 1 | 60 | Garage
Ceiling Fixture | Incandescent |  | Standard A Lamp | 2 | 40 | Hall
Ceiling Fixture | Compact Fluorescent |  | Twist | 5 | 22 | Kitchen
Ceiling Fixture | Incandescent |  | Standard A Lamp | 3 | 60 | Kitchen
Recessed Can | Compact Fluorescent |  | Twist | 1 | 15 | Kitchen
Ceiling Fixture | Incandescent |  | Standard A Lamp | 2 | 60 | Laundry Room
Recessed Can | Incandescent |  | Reflector | 1 | 60 | Living Room
Ceiling Fixture | Incandescent |  | Standard A Lamp | 2 | 60 | Living Room
Wall Mount | Incandescent |  | Globe | 6 | 40 | Bathroom
Ceiling Fixture | Incandescent |  | Heat Lamp | 2 | 125 | Bathroom
Table | Incandescent |  | Standard A Lamp | 1 | 60 | Master Bedroom
Ceiling Fan | Incandescent |  | Standard A Lamp | 2 | 60 | Master Bedroom
Ceiling Fixture | Incandescent |  | Standard A Lamp | 2 | 60 | Closet
Ceiling Fixture | Linear Fluorescent | 48 | T-8 | 2 | 32 | Other
Recessed Can | Incandescent |  | Reflector | 1 | 75 | Other
Ceiling Fixture | Linear Fluorescent | 48 | T-8 | 4 | 32 | Other
Chandelier (Hanging) | Incandescent |  | Standard A Lamp | 7 | 60 | Dining Room
Chandelier (Hanging) | Incandescent |  | Mini base | 3 | 40 | Hall
Floor lamp | Incandescent |  | Standard A Lamp | 1 | 60 | Office
Table | Incandescent |  | Standard A Lamp | 1 | 25 | Office
Ceiling Fixture | Incandescent |  | Standard A Lamp | 1 | 60 | Bathroom
Wall Mount | Incandescent |  | Globe | 4 | 40 | Bathroom
Wall Mount | Incandescent |  | Standard A Lamp | 1 | 40 | Closet
Track | Compact Fluorescent |  | Twist | 3 | 15 | Kitchen
Track | Incandescent |  | Standard A Lamp | 3 | 60 | Kitchen
Floor lamp | Incandescent |  | Standard A Lamp | 1 | 60 | Living Room
Floor lamp | Linear Fluorescent | 48 | Fluorescent Unknown | 1 | 27 | Living Room
Wall Mount | Compact Fluorescent |  | Twist | 1 | 15 | Living Room
Ceiling Fixture | Incandescent |  | Decorative | 1 | 60 | Hall
Ceiling Fixture | Incandescent |  | Standard A Lamp | 1 | 60 | Closet
Ceiling Fixture | Incandescent |  | Standard A Lamp | 1 | 60 | Bedroom
Table | Halogen |  | PAR | 1 | 20 | Bedroom
Ceiling Fixture | Compact Fluorescent |  | Twist | 1 | 15 | Master Bedroom
Table | Incandescent |  | Mini base | 1 | 25 | Master Bedroom
Ceiling Fixture | Incandescent |  | Standard A Lamp | 1 | 40 | Bathroom
Wall Mount | Incandescent |  | Globe | 6 | 40 | Bathroom
Ceiling Fixture | Incandescent |  | Standard A Lamp | 1 | 40 | Laundry Room
Wall Mount | Compact Fluorescent |  | Twist | 3 | 36 | Bathroom
Ceiling Fixture | Incandescent |  | Heat Lamp | 1 | 150 | Bathroom
Ceiling Fixture | Incandescent |  | Heat Lamp | 2 | 150 | Bathroom
Wall Mount | Compact Fluorescent |  | Twist | 2 | 13 | Bathroom
Wall Mount | Compact Fluorescent |  | Twist | 2 | 13 | Bathroom
Ceiling Fixture | Incandescent |  | Heat Lamp | 1 | 150 | Bathroom
Ceiling Fixture | Compact Fluorescent |  | Twist | 3 | 13 | Bedroom
Table | Incandescent |  | Standard A Lamp | 1 | 40 | Bedroom
Ceiling Fixture | Compact Fluorescent |  | Twist | 3 | 13 | Bedroom
Ceiling Fixture | Incandescent |  | Standard A Lamp | 1 | 60 | Bedroom
Ceiling Fan | Compact Fluorescent |  | Twist | 3 | 13 | Bedroom
Table | Incandescent |  | Standard A Lamp | 1 | 75 | Bedroom
Ceiling Fixture | Compact Fluorescent |  | Twist | 1 | 13 | Closet
Ceiling Fixture | Compact Fluorescent |  | Twist | 5 | 13 | Living Room
Ceiling Fixture | Compact Fluorescent |  | Twist | 1 | 13 | Living Room
Ceiling Fan | Compact Fluorescent |  | Twist | 5 | 13 | Living Room
Ceiling Fixture | Linear Fluorescent | 48 | T-12 | 2 | 40 | Garage
Ceiling Fixture | Incandescent |  | Standard A Lamp | 2 | 60 | Garage
Ceiling Fixture | Compact Fluorescent |  | Twist | 2 | 13 | Hall
Ceiling Fixture | Linear Fluorescent | 48 | T-12 | 2 | 40 | Kitchen
Ceiling Fixture | Incandescent |  | Decorative | 6 | 40 | Kitchen
Ceiling Fixture | Compact Fluorescent |  | Twist | 3 | 13 | Kitchen
Table | Incandescent |  | Standard A Lamp | 1 | 75 | Kitchen
Ceiling Fixture | Compact Fluorescent |  | Twist | 1 | 15 | Laundry Room
Ceiling Fixture | Compact Fluorescent |  | Twist | 2 | 13 | Living Room
Table | Compact Fluorescent |  | Twist | 1 | 13 | Living Room
Ceiling Fixture | Compact Fluorescent |  | Twist | 2 | 13 | Other
Wall Mount | Compact Fluorescent |  | Globe | 3 | 7 | Bathroom
Ceiling Fixture | Compact Fluorescent |  | Twist | 1 | 15 | Bathroom
Ceiling Fixture | Incandescent |  | Standard A Lamp | 1 | 60 | Bathroom
Table | Compact Fluorescent |  | Twist | 1 | 7 | Bedroom
Ceiling Fixture | Incandescent |  | Standard A Lamp | 2 | 75 | Bedroom
Ceiling Fixture | Incandescent |  | Standard A Lamp | 2 | 100 | Bedroom
Table | Compact Fluorescent |  | Twist | 1 | 7 | Bedroom
Recessed Can | Incandescent |  | Reflector | 1 | 75 | Hall
Ceiling Fixture | Incandescent |  | Standard A Lamp | 1 | 70 | Other
Floor lamp | Compact Fluorescent |  | Twist | 1 | 22 | Family Room
Recessed Can | Incandescent |  | Reflector | 1 | 65 | Family Room
Table | Compact Fluorescent |  | Twist | 2 | 15 | Family Room
Table | Incandescent |  | Standard A Lamp | 1 | 100 | Family Room
Ceiling Fixture | Incandescent |  | Standard A Lamp | 1 | 40 | Closet
Ceiling Fixture | Incandescent |  | Heat Lamp | 1 | 500 | Bedroom
Ceiling Fixture | Compact Fluorescent |  | Twist | 1 | 15 | Bedroom
Table | Incandescent |  | 3-Way Incandescent | 1 | 75 | Bedroom
Ceiling Fixture | Compact Fluorescent |  | Twist | 2 | 15 | Bedroom
Wall Mount | Compact Fluorescent |  | Twist | 2 | 15 | Bathroom
Chandelier (Hanging) | Compact Fluorescent |  | Twist | 1 | 22 | Hall
Ceiling Fixture | Incandescent |  | Standard A Lamp | 1 | 100 | Hall
Chandelier (Hanging) | Incandescent |  | Standard A Lamp | 1 | 60 | Kitchen
Ceiling Fixture | Compact Fluorescent |  | Twist | 2 | 15 | Kitchen
Ceiling Fixture | Compact Fluorescent |  | Twist | 3 | 15 | Kitchen
Wall Mount | Incandescent |  | Standard A Lamp | 2 | 40 | Kitchen
Ceiling Fixture | Incandescent |  | Standard A Lamp | 1 | 60 | Laundry Room
Recessed Can | Incandescent |  | Reflector | 1 | 75 | Living Room
Table | Compact Fluorescent |  | Twist | 2 | 22 | Living Room
Wall Mount | Incandescent |  | Standard A Lamp | 1 | 75 | Living Room
Ceiling Fixture | Compact Fluorescent |  | Twist | 2 | 15 | Master Bedroom
Table | Incandescent |  | Standard A Lamp | 1 | 60 | Master Bedroom
Ceiling Fixture | Compact Fluorescent |  | Twist | 2 | 15 | Office
Ceiling Fixture | Compact Fluorescent |  | Twist | 1 | 22 | Garage
Garage door opener | Compact Fluorescent |  | Twist | 1 | 15 | Garage
Ceiling Fixture | Compact Fluorescent |  | Twist | 1 | 22 | Other
Wall Mount | Compact Fluorescent |  | Twist | 1 | 15 | Bathroom
Ceiling Fixture | Incandescent |  | Standard A Lamp | 1 | 40 | Bedroom
Table | Compact Fluorescent |  | Twist | 1 | 15 | Bedroom
Ceiling Fan | Incandescent |  | Standard A Lamp | 1 | 60 | Bedroom
Ceiling Fixture | Incandescent |  | Standard A Lamp | 1 | 60 | Hall
Ceiling Fan | Incandescent |  | Decorative | 5 | 40 | Kitchen
Ceiling Fixture | Linear Fluorescent | 48 | T-12 | 1 | 40 | Kitchen
Recessed - other | Incandescent |  | Standard A Lamp | 1 | 60 | Kitchen
Ceiling Fixture | Incandescent |  | Standard A Lamp | 2 | 60 | Kitchen
Ceiling Fixture | Incandescent |  | Standard A Lamp | 2 | 60 | Living Room
Table | Compact Fluorescent |  | Twist | 1 | 15 | Living Room
Recessed Can | Incandescent |  | Reflector | 1 | 65 | Bathroom
Ceiling Fan | Incandescent |  | Standard A Lamp | 1 | 60 | Bathroom
Wall Mount | Incandescent |  | Standard A Lamp | 1 | 60 | Bathroom
Ceiling Fixture | Incandescent |  | Reflector | 1 | 65 | Other
Recessed Can | Incandescent |  | Reflector | 1 | 65 | Family Room
Ceiling Fixture | Incandescent |  | Standard A Lamp | 1 | 60 | Garage
Recessed Can | Incandescent |  | Reflector | 1 | 65 | Hall
Recessed Can | Incandescent |  | Reflector | 1 | 65 | Hall
Recessed Can | Incandescent |  | Reflector | 1 | 65 | Kitchen
Ceiling Fixture | Incandescent |  | Standard A Lamp | 1 | 100 | Kitchen
Ceiling Fixture | Linear Fluorescent | 48 | T-8 | 2 | 40 | Laundry Room
Ceiling Fan | Compact Fluorescent |  | Twist | 2 | 15 | Living Room
Recessed Can | Incandescent |  | Reflector | 1 | 65 | Living Room
Recessed Can | Incandescent |  | Reflector | 1 | 60 | Bathroom
Ceiling Fixture | Incandescent |  | Globe | 7 | 25 | Master Bedroom
Table | Incandescent |  | Standard A Lamp | 1 | 60 | Master Bedroom
Recessed Can | Incandescent |  | Reflector | 1 | 65 | Office
Ceiling Fixture | Linear Fluorescent | 48 | T-8 | 2 | 40 | Other
Garage door opener | Incandescent |  | Standard A Lamp | 1 | 60 | Other
Wall Mount | Incandescent |  | Globe | 4 | 40 | Bathroom
Ceiling Fan | Incandescent |  | Standard A Lamp | 3 | 60 | Bedroom
Table | Incandescent |  | 3-Way Incandescent | 1 | 100 | Bedroom
Chandelier (Hanging) | Incandescent |  | Standard A Lamp | 5 | 60 | Dining Room
Chandelier (Hanging) | Incandescent |  | Globe | 1 | 100 | Family Room
Ceiling Fixture | Incandescent |  | Standard A Lamp | 2 | 60 | Family Room
Ceiling Fixture | Incandescent |  | Standard A Lamp | 1 | 60 | Hall
High bay | Linear Fluorescent | 48 | T-5 | 2 | 15 | Garage
High bay | Linear Fluorescent | 48 | T-12 | 2 | 40 | Garage
Ceiling Fixture | Incandescent |  | Standard A Lamp | 1 | 60 | Hall
Track | Halogen |  | MR | 4 | 50 | Kitchen
Recessed Can | Incandescent |  | Reflector | 1 | 65 | Kitchen
Floor lamp | Incandescent |  | Standard A Lamp | 1 | 60 | Living Room
Floor lamp | Compact Fluorescent |  | Twist | 1 | 14 | Living Room
Table | Compact Fluorescent |  | Twist | 1 | 23 | Living Room
Wall Mount | Compact Fluorescent |  | Twist | 6 | 13 | Bathroom
Ceiling Fan | Incandescent |  | Standard A Lamp | 1 | 75 | Master Bedroom
Ceiling Fan | Incandescent |  | Standard A Lamp | 1 | 75 | Office
Table | Linear Fluorescent | 12 | T-5 | 2 | 18 | Office
Recessed Can | Incandescent |  | Reflector | 1 | 75 | Living Room
Floor lamp | Incandescent |  | Standard A Lamp | 1 | 100 | Living Room
Table | Incandescent |  | Standard A Lamp | 1 | 200 | Living Room
Table | Incandescent |  | Standard A Lamp | 1 | 100 | Living Room
Ceiling Fixture | Incandescent |  | Standard A Lamp | 3 | 60 | Office
Table | Incandescent |  | Standard A Lamp | 1 | 60 | Office
Table | Compact Fluorescent |  | Pin base | 1 | 15 | Office
Ceiling Fixture | Linear Fluorescent | 48 | T-4 | 1 | 40 | Laundry Room
Ceiling Fixture | Linear Fluorescent | 48 | T-4 | 4 | 40 | Garage
Ceiling Fixture | Incandescent |  | Standard A Lamp | 1 | 52 | Garage
Garage door opener | Incandescent |  | Standard A Lamp | 1 | 40 | Garage
Other | Incandescent |  | Standard A Lamp | 1 | 60 | Garage
Ceiling Fixture | Linear Fluorescent | 48 | T-12 | 4 | 60 | Garage
Ceiling Fixture | Linear Fluorescent | 48 | T-4 | 2 | 40 | Garage
Ceiling Fixture | Linear Fluorescent | 48 | T-4 | 4 | 40 | Other
Wall Mount | Incandescent |  | Standard A Lamp | 1 | 75 | Other
Ceiling Fixture | Linear Fluorescent | 48 | T-4 | 2 | 40 | Other
Ceiling Fixture | Incandescent |  | Mini base | 6 | 60 | Dining Room
Ceiling Fixture | Incandescent |  | Standard A Lamp | 1 | 75 | Dining Room
Recessed Can | Incandescent |  | Reflector | 1 | 75 | Kitchen
Other | Linear Fluorescent | 12 | T-5 | 1 | 16 | Kitchen
Other | Incandescent |  | Standard A Lamp | 1 | 60 | Kitchen
Ceiling Fixture | Incandescent |  | Decorative | 3 | 25 | Hall
Wall Mount | Incandescent |  | Globe | 5 | 25 | Bathroom
Ceiling Fixture | Other |  | Other | 1 | 60 | Bathroom
Ceiling Fixture | Compact Fluorescent |  | Twist | 3 | 15 | Master Bedroom
Table | Halogen |  | MR | 1 | 50 | Master Bedroom
Table | Incandescent |  | Standard A Lamp | 1 | 100 | Master Bedroom
Wall Mount | Incandescent |  | Standard A Lamp | 2 | 65 | Bathroom
Ceiling Fixture | Incandescent |  | Decorative | 1 | 25 | Hall
Ceiling Fixture | Linear Fluorescent | 24 | T-4 | 1 | 40 | Closet
Ceiling Fixture | Incandescent |  | Standard A Lamp | 1 | 75 | Bathroom
Ceiling Fixture | Incandescent |  | Standard A Lamp | 4 | 60 | Bathroom
Ceiling Fixture | Incandescent |  | Standard A Lamp | 1 | 100 | Bathroom
Ceiling Fixture | Incandescent |  | Standard A Lamp | 2 | 40 | Bedroom
Table | Incandescent |  | Standard A Lamp | 3 | 40 | Bedroom
Table | Compact Fluorescent |  | Twist | 1 | 22 | Bedroom
Chandelier (Hanging) | Incandescent |  | Mini base | 4 | 40 | Dining Room
Chandelier (Hanging) | Compact Fluorescent |  | Twist | 1 | 22 | Other
Ceiling Fixture | Compact Fluorescent |  | Twist | 2 | 20 | Family Room
Ceiling Fixture | Linear Fluorescent | 48 | T-8 | 2 | 32 | Garage
Garage door opener | Incandescent |  | Standard A Lamp | 1 | 40 | Garage
Chandelier (Hanging) | Incandescent |  | Standard A Lamp | 1 | 75 | Garage
Ceiling Fixture | Incandescent |  | Standard A Lamp | 1 | 60 | Hall
Ceiling Fixture | Incandescent |  | Standard A Lamp | 1 | 75 | Hall
Ceiling Fixture | Linear Fluorescent | 48 | T-8 | 2 | 32 | Kitchen
Architectural | Incandescent |  | Standard A Lamp | 1 | 60 | Kitchen
Ceiling Fixture | Incandescent |  | Standard A Lamp | 1 | 75 | Laundry Room
Table | Incandescent |  | Standard A Lamp | 3 | 65 | Living Room
Table | Compact Fluorescent |  | Twist | 1 | 22 | Living Room
Table | Incandescent |  | Standard A Lamp | 1 | 40 | Bedroom
Table | Compact Fluorescent |  | Twist | 1 | 15 | Bedroom
Floor lamp | Compact Fluorescent |  | Twist | 1 | 22 | Bedroom
Wall Mount | Halogen |  | Quartz Tube | 1 | 50 | Bathroom
Wall Mount | Incandescent |  | Standard A Lamp | 3 | 60 | Bathroom
Ceiling Fixture | Compact Fluorescent |  | Twist | 3 | 15 | Master Bedroom
Ceiling Fixture | Incandescent |  | Standard A Lamp | 1 | 60 | Bedroom
Ceiling Fixture | Incandescent |  | Standard A Lamp | 1 | 60 | Bedroom
Ceiling Fixture | Incandescent |  | Standard A Lamp | 1 | 60 | Bedroom
Ceiling Fan | Compact Fluorescent |  | Twist | 2 | 15 | Dining Room
Ceiling Fan | Incandescent |  | Standard A Lamp | 1 | 60 | Dining Room
Ceiling Fixture | Linear Fluorescent | 48 | T-12 | 1 | 40 | Garage
Garage door opener | Incandescent |  | Standard A Lamp | 2 | 60 | Garage
Ceiling Fixture | Compact Fluorescent |  | Twist | 1 | 15 | Hall
Ceiling Fixture | Compact Fluorescent |  | Twist | 1 | 15 | Kitchen
Wall Mount | Compact Fluorescent |  | Twist | 3 | 15 | Kitchen
Torchiere | Compact Fluorescent |  | Twist | 1 | 15 | Living Room
Table | Compact Fluorescent |  | Straight Tube | 1 | 7 | Living Room
Wall Mount | Incandescent |  | Other | 25 | 1 | Living Room
Wall Mount | Compact Fluorescent |  | Twist | 2 | 15 | Bathroom
Recessed Can | Incandescent |  | Reflector | 1 | 65 | Bathroom
Recessed Can | Incandescent |  | Reflector | 1 | 65 | Bathroom
Wall Mount | Compact Fluorescent |  | Twist | 3 | 28 | Bathroom
Ceiling Fixture | Incandescent |  | Standard A Lamp | 2 | 60 | Bedroom
Floor lamp | Incandescent |  | Decorative | 3 | 25 | Bedroom
Table | Incandescent |  | Standard A Lamp | 2 | 60 | Bedroom
Ceiling Fixture | Incandescent |  | Standard A Lamp | 2 | 60 | Bedroom
Ceiling Fixture | Linear Fluorescent | 24 | T-8 | 2 | 60 | Closet
Ceiling Fixture | Compact Fluorescent |  | Twist | 1 | 15 | Garage
Garage door opener | Compact Fluorescent |  | Twist | 1 | 15 | Garage
Chandelier (Hanging) | Compact Fluorescent |  | Twist | 1 | 22 | Hall
Recessed Can | Incandescent |  | Reflector | 1 | 65 | Hall
Chandelier (Hanging) | Incandescent |  | Standard A Lamp | 1 | 60 | Hall
Recessed Can | Incandescent |  | Reflector | 1 | 65 | Living Room
Chandelier (Hanging) | Incandescent |  | Mini base | 5 | 60 | Living Room
Ceiling Fixture | Linear Fluorescent | 48 | T-8 | 2 | 60 | Laundry Room
Chandelier (Hanging) | Incandescent |  | Standard A Lamp | 3 | 60 | Master Bedroom
Wall Mount | Compact Fluorescent |  | Twist | 1 | 15 | Master Bedroom
Recessed Can | Incandescent |  | Reflector | 1 | 65 | Master Bedroom
Ceiling Fixture | Linear Fluorescent | 48 | T-8 | 2 | 60 | Closet
Ceiling Fixture | Incandescent |  | Standard A Lamp | 2 | 60 | Family Room
Ceiling Fixture | Compact Fluorescent |  | Twist | 1 | 15 | Hall
Ceiling Fixture | Incandescent |  | Standard A Lamp | 2 | 60 | Bedroom
Table | Incandescent |  | Standard A Lamp | 1 | 60 | Bedroom
Ceiling Fixture | Incandescent |  | Standard A Lamp | 1 | 60 | Bedroom
Table | Incandescent |  | Standard A Lamp | 1 | 75 | Bedroom
Wall Mount | Incandescent |  | Globe | 6 | 40 | Bedroom
Chandelier (Hanging) | Incandescent |  | Decorative | 5 | 60 | Kitchen
Ceiling Fixture | Linear Fluorescent | 48 | T-12 | 2 | 40 | Kitchen
Ceiling Fixture | Linear Fluorescent | 24 | T-12 | 1 | 20 | Kitchen
Recessed Can | Incandescent |  | Reflector | 1 | 50 | Kitchen
Ceiling Fixture | Incandescent |  | Standard A Lamp | 3 | 60 | Laundry Room
Track | Incandescent |  | Reflector | 3 | 50 | Living Room
Table | Incandescent |  | Standard A Lamp | 1 | 150 | Living Room
Table | Compact Fluorescent |  | Twist | 1 | 22 | Living Room
Floor lamp | Compact Fluorescent |  | Twist | 1 | 22 | Living Room
Ceiling Fixture | Compact Fluorescent |  | Twist | 1 | 15 | Living Room
Ceiling Fixture | Linear Fluorescent | 48 | T-12 | 2 | 40 | Office
Ceiling Fan | Incandescent |  | Standard A Lamp | 1 | 60 | Bedroom
Table | Incandescent |  | Standard A Lamp | 1 | 60 | Bedroom
Wall Mount | Incandescent |  | Standard A Lamp | 3 | 60 | Bathroom
Ceiling Fixture | Incandescent |  | Standard A Lamp | 1 | 60 | Bedroom
Wall Mount | Compact Fluorescent |  | Twist | 3 | 15 | Bathroom
Wall Mount | Compact Fluorescent |  | Twist | 3 | 15 | Bathroom
Ceiling Fixture | Compact Fluorescent |  | Twist | 2 | 15 | Bedroom
Floor lamp | Compact Fluorescent |  | Twist | 3 | 15 | Bedroom
Ceiling Fixture | Compact Fluorescent |  | Twist | 1 | 22 | Bedroom
Table | Compact Fluorescent |  | Twist | 1 | 15 | Bedroom
Chandelier (Hanging) | Compact Fluorescent |  | Twist | 2 | 22 | Dining Room
Ceiling Fixture | Compact Fluorescent |  | Twist | 2 | 15 | Hall
Ceiling Fixture | Compact Fluorescent |  | A shape bulb | 2 | 22 | Family Room
Table | Compact Fluorescent |  | Twist | 1 | 22 | Family Room
Low bay | Linear Fluorescent | 48 | T-8 | 2 | 32 | Garage
Ceiling Fixture | Compact Fluorescent |  | Twist | 1 | 15 | Hall
Wall Mount | Incandescent |  | Decorative | 2 | 40 | Hall
Chandelier (Hanging) | Compact Fluorescent |  | Twist | 1 | 22 | Kitchen
Recessed Can | Compact Fluorescent |  | Reflector | 1 | 15 | Kitchen
Table | Compact Fluorescent |  | Twist | 2 | 22 | Living Room
Wall Mount | Incandescent |  | Decorative | 2 | 40 | Living Room
Track | Incandescent |  | Reflector | 3 | 75 | Living Room
Wall Mount | Compact Fluorescent |  | Twist | 2 | 15 | Bathroom
Recessed - other | Incandescent |  | Reflector | 1 | 65 | Bathroom
Ceiling Fixture | Incandescent |  | Heat Lamp | 1 | 125 | Bathroom
Recessed Can | Halogen |  | PAR | 1 | 30 | Master Bedroom
Table | Incandescent |  | Decorative | 1 | 60 | Master Bedroom
Ceiling Fixture | Compact Fluorescent |  | Twist | 2 | 15 | Master Bedroom
Ceiling Fixture | Incandescent |  | Standard A Lamp | 1 | 60 | Closet
Ceiling Fixture | Compact Fluorescent |  | Reflector | 3 | 22 | Bedroom
Ceiling Fixture | Compact Fluorescent |  | Twist | 1 | 28 | Closet
Wall Mount | Compact Fluorescent |  | Twist | 1 | 22 | Hall
Ceiling Fixture | Linear Fluorescent | 48 | T-8 | 2 | 32 | Laundry Room
Ceiling Fixture | Compact Fluorescent |  | Twist | 1 | 15 | Bathroom
Wall Mount | Compact Fluorescent |  | Twist | 3 | 15 | Bathroom
Ceiling Fixture | Compact Fluorescent |  | Twist | 1 | 15 | Bedroom
Table | Compact Fluorescent |  | Twist | 1 | 15 | Bedroom
Ceiling Fan | Compact Fluorescent |  | Twist | 3 | 15 | Bedroom
Table | Incandescent |  | Standard A Lamp | 1 | 60 | Bedroom
Ceiling Fixture | Compact Fluorescent |  | Circline (Screw Base) | 1 | 22 | Hall
Ceiling Fixture | Compact Fluorescent |  | Twist | 2 | 15 | Kitchen
Ceiling Fixture | Halogen |  | PAR | 3 | 30 | Kitchen
Ceiling Fixture | Halogen |  | PAR | 3 | 30 | Laundry Room
Ceiling Fan | Compact Fluorescent |  | Twist | 3 | 15 | Living Room
Ceiling Fixture | Compact Fluorescent |  | Twist | 1 | 15 | Other
Ceiling Fixture | Compact Fluorescent |  | Twist | 2 | 15 | Kitchen
Ceiling Fixture | Compact Fluorescent |  | Twist | 2 | 15 | Family Room
Table | Incandescent |  | Standard A Lamp | 1 | 25 | Family Room
Ceiling Fixture | Incandescent |  | Standard A Lamp | 2 | 75 | Bedroom
Table | Incandescent |  | Standard A Lamp | 1 | 60 | Bedroom
Ceiling Fixture | Incandescent |  | Standard A Lamp | 2 | 60 | Bedroom
Table | Incandescent |  | Standard A Lamp | 1 | 60 | Bedroom
Ceiling Fixture | Incandescent |  | Standard A Lamp | 1 | 60 | Hall
Ceiling Fixture | Incandescent |  | Standard A Lamp | 2 | 60 | Bedroom
Table | Incandescent |  | Mini base | 3 | 25 | Bedroom
Wall Mount | Incandescent |  | Globe | 3 | 40 | Bathroom
Ceiling Fixture | Incandescent |  | Heat Lamp | 1 | 150 | Bathroom
Table | Incandescent |  | Standard A Lamp | 1 | 75 | Bedroom
Ceiling Fixture | Incandescent |  | Standard A Lamp | 2 | 60 | Bedroom
Ceiling Fixture | Incandescent |  | Standard A Lamp | 2 | 60 | Master Bedroom
Ceiling Fixture | Incandescent |  | Standard A Lamp | 1 | 40 | Closet
Wall Mount | Incandescent |  | Globe | 8 | 40 | Bathroom
Ceiling Fixture | Incandescent |  | Heat Lamp | 1 | 150 | Bathroom
Ceiling Fixture | Compact Fluorescent |  | Twist | 1 | 22 | Laundry Room
Ceiling Fixture | Linear Fluorescent | 48 | T-8 | 4 | 40 | Garage
Garage door opener | Compact Fluorescent |  | Twist | 1 | 15 | Garage
Wall Mount | Incandescent |  | Decorative | 3 | 40 | Bathroom
Ceiling Fixture | Incandescent |  | Standard A Lamp | 1 | 60 | Hall
Ceiling Fixture | Incandescent |  | Decorative | 1 | 100 | Dining Room
Chandelier (Hanging) | Incandescent |  | Standard A Lamp | 5 | 75 | Family Room
Ceiling Fixture | Incandescent |  | Standard A Lamp | 2 | 75 | Other
Ceiling Fixture | Compact Fluorescent |  | Twist | 2 | 15 | Living Room
Floor lamp | Halogen |  | Quartz Tube | 1 | 300 | Living Room
Chandelier (Hanging) | Incandescent |  | Standard A Lamp | 3 | 100 | Hall
Chandelier (Hanging) | Incandescent |  | Standard A Lamp | 5 | 40 | Dining Room
Ceiling Fan | Compact Fluorescent |  | Twist | 1 | 9 | Family Room
Ceiling Fixture | Compact Fluorescent |  | Twist | 1 | 18 | Garage
Ceiling Fixture | Linear Fluorescent | 48 | T-12 | 2 | 40 | Garage
Table | Incandescent |  | Clear | 1 | 60 | Bedroom
Floor lamp | Compact Fluorescent |  | Twist | 1 | 20 | Bedroom
Torchiere | Compact Fluorescent |  | Twist | 1 | 20 | Bedroom
Ceiling Fixture | Compact Fluorescent |  | Twist | 2 | 9 | Hall
Ceiling Fixture | Incandescent |  | Standard A Lamp | 1 | 40 | Hall
Ceiling Fixture | Compact Fluorescent |  | Twist | 1 | 13 | Hall
Wall Mount | Compact Fluorescent |  | A shape bulb | 4 | 15 | Bathroom
Ceiling Fixture | Linear Fluorescent | 48 | T-12 | 2 | 40 | Kitchen
Ceiling Fixture | Linear Fluorescent | 48 | T-12 | 4 | 40 | Kitchen
Other | Linear Fluorescent | 12 | T-8 | 1 | 8 | Kitchen
Wall Mount | Linear Fluorescent | 12 | T-5 | 1 | 8 | Laundry Room
Torchiere | Compact Fluorescent |  | Twist | 1 | 15 | Living Room
Ceiling Fixture | Compact Fluorescent |  | Twist | 1 | 9 | Bathroom
Torchiere | Compact Fluorescent |  | Pin base | 1 | 22 | Master Bedroom
Table | Other |  | LED Interior | 1 | 3 | Master Bedroom
Torchiere | Compact Fluorescent |  | Twist | 1 | 13 | Master Bedroom
Floor lamp | Compact Fluorescent |  | Twist | 1 | 14 | Master Bedroom
Table | Halogen |  | MR | 1 | 35 | Master Bedroom
Wall Mount | Incandescent |  | Globe | 5 | 40 | Closet
Ceiling Fixture | Incandescent |  | Clear | 1 | 100 | Closet
Torchiere | Compact Fluorescent |  | Twist | 2 | 13 | Office
Torchiere | Compact Fluorescent |  | Twist | 1 | 20 | Office
Torchiere | Compact Fluorescent |  | Twist | 2 | 14 | Office
Table | Other |  | LED Interior | 1 | 3 | Office
Wall Mount | Compact Fluorescent |  | Twist | 3 | 13 | Bathroom
Ceiling Fixture | Incandescent |  | Standard A Lamp | 1 | 75 | Bathroom
Ceiling Fan | Incandescent |  | Decorative | 2 | 60 | Bedroom
Ceiling Fixture | Linear Fluorescent | 48 | T-12 | 2 | 40 | Kitchen
Ceiling Fixture | Incandescent |  | Standard A Lamp | 1 | 60 | Laundry Room
Ceiling Fan | Incandescent |  | Standard A Lamp | 1 | 60 | Living Room
Chandelier (Hanging) | Incandescent |  | Standard A Lamp | 1 | 60 | Dining Room
Chandelier (Hanging) | Incandescent |  | Mini base | 5 | 25 | Dining Room
Recessed - other | Incandescent |  | Standard A Lamp | 1 | 100 | Bedroom
Ceiling Fixture | Compact Fluorescent |  | Twist | 2 | 15 | Hall
Ceiling Fixture | Incandescent |  | Standard A Lamp | 2 | 75 | Bedroom
Recessed Can | Incandescent |  | Standard A Lamp | 2 | 40 | Laundry Room
Ceiling Fixture | Compact Fluorescent |  | A shape bulb | 1 | 15 | Laundry Room
Ceiling Fixture | Incandescent |  | Standard A Lamp | 1 | 75 | Laundry Room
Ceiling Fan | Incandescent |  | Decorative | 3 | 40 | Living Room
Chandelier (Hanging) | Compact Fluorescent |  | Twist | 2 | 15 | Living Room
Table | Incandescent |  | Standard A Lamp | 1 | 25 | Living Room
Ceiling Fixture | Incandescent |  | Standard A Lamp | 2 | 75 | Bedroom
Table | Incandescent |  | Standard A Lamp | 1 | 25 | Bedroom
Ceiling Fixture | Incandescent |  | Standard A Lamp | 2 | 60 | Bathroom
Wall Mount | Linear Fluorescent | 24 | T-12 | 1 | 20 | Bathroom
Ceiling Fixture | Incandescent |  | Standard A Lamp | 1 | 40 | Hall
Ceiling Fixture | Compact Fluorescent |  | Pin base | 2 | 22 | Office
Table | Incandescent |  | Standard A Lamp | 1 | 40 | Office
Ceiling Fixture | Compact Fluorescent |  | Pin base | 2 | 22 | Kitchen
Ceiling Fixture | Incandescent |  | Standard A Lamp | 1 | 40 | Hall
Recessed - other | Incandescent |  | Standard A Lamp | 1 | 40 | Bedroom
Wall Mount | Incandescent |  | Globe | 3 | 40 | Bathroom
Recessed Can | Incandescent |  | Reflector | 1 | 75 | Bathroom
Ceiling Fixture | Incandescent |  | Heat Lamp | 1 | 150 | Bathroom
Ceiling Fixture | Compact Fluorescent |  | Twist | 1 | 15 | Bathroom
Wall Mount | Incandescent |  | Globe | 3 | 40 | Bathroom
Table | Incandescent |  | 3-Way Incandescent | 1 | 90 | Bedroom
Ceiling Fixture | Compact Fluorescent |  | Twist | 3 | 22 | Bedroom
Ceiling Fixture | Linear Fluorescent | 48 | T-12 | 2 | 40 | Bedroom
Ceiling Fixture | Linear Fluorescent | 48 | T-8 | 2 | 32 | Bedroom
Ceiling Fixture | Linear Fluorescent | 48 | T-8 | 2 | 40 | Bedroom
Ceiling Fixture | Incandescent |  | Reflector | 1 | 75 | Hall
Ceiling Fixture | Linear Fluorescent | 36 | T-12 | 2 | 40 | Kitchen
Ceiling Fixture | Linear Fluorescent | 48 | T-12 | 2 | 40 | Living Room
Table | Compact Fluorescent |  | Twist | 1 | 22 | Living Room
Chandelier (Hanging) | Incandescent |  | Decorative | 3 | 40 | Closet
Ceiling Fixture | Incandescent |  | Standard A Lamp | 1 | 60 | Garage
Recessed Can | Incandescent |  | Reflector | 1 | 75 | Hall
Ceiling Fixture | Linear Fluorescent | 40 | T-12 | 2 | 32 | Kitchen
Table | Incandescent |  | Standard A Lamp | 1 | 100 | Living Room
Ceiling Fixture | Linear Fluorescent | 48 | T-12 | 1 | 40 | Bathroom
Ceiling Fixture | Incandescent |  | Reflector | 1 | 75 | Bathroom
Ceiling Fixture | Incandescent |  | Heat Lamp | 1 | 150 | Bathroom
Ceiling Fixture | Incandescent |  | Standard A Lamp | 1 | 60 | Master Bedroom
Recessed Can | Incandescent |  | Reflector | 1 | 60 | Master Bedroom
Ceiling Fixture | Linear Fluorescent | 48 | T-8 | 2 | 40 | Closet
Ceiling Fixture | Linear Fluorescent | 48 | T-12 | 2 | 32 | Other
Wall Mount | Incandescent |  | Standard A Lamp | 2 | 65 | Bathroom
Chandelier (Hanging) | Compact Fluorescent |  | Decorative | 5 | 22 | Bedroom
Table | Compact Fluorescent |  | Twist | 1 | 22 | Bedroom
Ceiling Fixture | Incandescent |  | Standard A Lamp | 1 | 65 | Hall
Chandelier (Hanging) | Incandescent |  | Globe | 1 | 75 | Kitchen
Floor lamp | Compact Fluorescent |  | Twist | 2 | 22 | Living Room
Chandelier (Hanging) | Incandescent |  | Globe | 1 | 75 | Living Room
Chandelier (Hanging) | Compact Fluorescent |  | Twist | 2 | 22 | Office
Ceiling Fixture | Compact Fluorescent |  | Twist | 1 | 15 | Hall
Ceiling Fixture | Compact Fluorescent |  | Twist | 1 | 15 | Bathroom
Wall Mount | Incandescent |  | Globe | 3 | 60 | Bathroom
Ceiling Fixture | Compact Fluorescent |  | Twist | 1 | 15 | Bedroom
Wall Mount | Compact Fluorescent |  | Twist | 1 | 13 | Bedroom
Chandelier (Hanging) | Compact Fluorescent |  | Twist | 1 | 15 | Bedroom
Ceiling Fixture | Incandescent |  | Standard A Lamp | 1 | 40 | Closet
Wall Mount | Incandescent |  | Standard A Lamp | 1 | 40 | Closet
Ceiling Fixture | Compact Fluorescent |  | Twist | 4 | 15 | Office
Ceiling Fixture | Compact Fluorescent |  | Twist | 1 | 15 | Dining Room
Ceiling Fixture | Compact Fluorescent |  | Twist | 1 | 15 | Hall
Ceiling Fan | Compact Fluorescent |  | Twist | 4 | 15 | Kitchen
Ceiling Fixture | Compact Fluorescent |  | Twist | 1 | 15 | Kitchen
Ceiling Fixture | Incandescent |  | Standard A Lamp | 1 | 75 | Dining Room
Ceiling Fixture | Compact Fluorescent |  | Twist | 3 | 15 | Dining Room
Table | Compact Fluorescent |  | Twist | 1 | 15 | Living Room
Other | Compact Fluorescent |  | Other | 1 | 7 | Living Room
Ceiling Fan | Incandescent |  | Standard A Lamp | 1 | 40 | Bedroom
Ceiling Fan | Incandescent |  | Standard A Lamp | 1 | 40 | Other
Ceiling Fixture | Linear Fluorescent | 48 | T-12 | 2 | 40 | Other
Chandelier (Hanging) | Compact Fluorescent |  | Twist | 1 | 15 | Hall
Wall Mount | Linear Fluorescent | 48 | T-8 | 1 | 32 | Bathroom
Ceiling Fixture | Compact Fluorescent |  | Circline (Screw Base) | 1 | 28 | Bedroom
Floor lamp | Compact Fluorescent |  | Twist | 1 | 15 | Bedroom
Ceiling Fixture | Compact Fluorescent |  | Twist | 3 | 15 | Dining Room
Ceiling Fixture | Linear Fluorescent | 48 | T-8 | 2 | 32 | Garage
Wall Mount | Compact Fluorescent |  | Pin base | 2 | 15 | Garage
Track | Compact Fluorescent |  | Pin base | 4 | 15 | Hall
Ceiling Fixture | Linear Fluorescent | 48 | T-8 | 4 | 32 | Kitchen
Ceiling Fixture | Compact Fluorescent |  | Circline (Screw Base) | 1 | 28 | Laundry Room
Ceiling Fan | Compact Fluorescent |  | Twist | 4 | 15 | Living Room
Ceiling Fixture | Compact Fluorescent |  | Circline (Screw Base) | 1 | 28 | Master Bedroom
Table | Incandescent |  | Standard A Lamp | 1 | 40 | Master Bedroom
Wall Mount | Incandescent |  | Standard A Lamp | 3 | 100 | Bathroom
Table | Incandescent |  | Standard A Lamp | 1 | 100 | Bedroom
Floor lamp | Incandescent |  | Standard A Lamp | 1 | 100 | Family Room
Table | Incandescent |  | Standard A Lamp | 1 | 75 | Family Room
Architectural | Incandescent |  | Standard A Lamp | 2 | 60 | Family Room
Floor lamp | Compact Fluorescent |  | Twist | 1 | 28 | Dining Room
Wall Mount | Incandescent |  | Standard A Lamp | 1 | 75 | Hall
Floor lamp | Compact Fluorescent |  | Twist | 1 | 22 | Family Room
Table | Incandescent |  | Standard A Lamp | 1 | 100 | Family Room
Wall Mount | Incandescent |  | Standard A Lamp | 2 | 100 | Bathroom
Table | Incandescent |  | Standard A Lamp | 1 | 100 | Bedroom
Recessed Can | Compact Fluorescent |  | Twist | 1 | 22 | Hall
Recessed Can | Compact Fluorescent |  | Twist | 1 | 15 | Kitchen
Chandelier (Hanging) | Incandescent |  | Standard A Lamp | 3 | 60 | Living Room
Table | Incandescent |  | Standard A Lamp | 1 | 100 | Living Room
Wall Mount | Incandescent |  | Standard A Lamp | 1 | 100 | Master Bedroom
Ceiling Fixture | Incandescent |  | Standard A Lamp | 1 | 60 | Office
Table | Incandescent |  | Decorative | 1 | 60 | Office
Chandelier (Hanging) | Incandescent |  | Standard A Lamp | 2 | 100 | Laundry Room
Ceiling Fixture | Incandescent |  | Standard A Lamp | 1 | 100 | Other
Ceiling Fixture | Incandescent |  | Standard A Lamp | 1 | 60 | Bathroom
Wall Mount | Incandescent |  | Standard A Lamp | 1 | 60 | Bathroom
Ceiling Fixture | Incandescent |  | Standard A Lamp | 2 | 60 | Bedroom
Ceiling Fixture | Incandescent |  | Standard A Lamp | 2 | 60 | Bedroom
Ceiling Fan | Incandescent |  | Standard A Lamp | 1 | 60 | Dining Room
Ceiling Fixture | Incandescent |  | Standard A Lamp | 2 | 60 | Hall
Ceiling Fixture | Linear Fluorescent | 48 | T-12 | 2 | 40 | Kitchen
Ceiling Fixture | Incandescent |  | Standard A Lamp | 1 | 60 | Kitchen
Table | Compact Fluorescent |  | A shape bulb | 1 | 22 | Laundry Room
Ceiling Fixture | Linear Fluorescent | 48 | T-8 | 2 | 16 | Other
Wall Mount | Incandescent |  | Heat Lamp | 1 | 250 | Other
Wall Mount | Incandescent |  | Clear | 8 | 40 | Bathroom
Recessed Can | Incandescent |  | Reflector | 1 | 60 | Bathroom
Ceiling Fixture | Linear Fluorescent | 48 | T-8 | 4 | 16 | Closet
Ceiling Fan | Incandescent |  | Standard A Lamp | 1 | 60 | Dining Room
Recessed Can | Incandescent |  | Standard A Lamp | 1 | 60 | Dining Room
Ceiling Fixture | Incandescent |  | Standard A Lamp | 2 | 60 | Other
Chandelier (Hanging) | Incandescent |  | Standard A Lamp | 1 | 60 | Other
Ceiling Fixture | Compact Fluorescent |  | Twist | 1 | 15 | Other
Recessed Can | Incandescent |  | Reflector | 1 | 60 | Hall
Recessed Can | Incandescent |  | Reflector | 1 | 60 | Kitchen
Ceiling Fan | Incandescent |  | Clear | 1 | 25 | Kitchen
Recessed Can | Incandescent |  | Reflector | 1 | 60 | Living Room
Table | Incandescent |  | Standard A Lamp | 1 | 60 | Living Room
Floor lamp | Incandescent |  | Standard A Lamp | 1 | 60 | Living Room
Wall Mount | Other |  | LED Interior | 1 | 12 | Living Room
Recessed Can | Incandescent |  | Reflector | 1 | 60 | Master Bedroom
Recessed Can | Incandescent |  | Reflector | 1 | 60 | Hall
Ceiling Fan | Incandescent |  | Standard A Lamp | 2 | 60 | Bedroom
Table | Incandescent |  | Standard A Lamp | 2 | 60 | Bedroom
Ceiling Fixture | Incandescent |  | Standard A Lamp | 1 | 40 | Bathroom
Ceiling Fixture | Incandescent |  | Standard A Lamp | 3 | 60 | Bedroom
Ceiling Fixture | Incandescent |  | Standard A Lamp | 1 | 40 | Bedroom
Wall Mount | Incandescent |  | Globe | 4 | 40 | Bedroom
Ceiling Fan | Incandescent |  | Standard A Lamp | 1 | 60 | Bedroom
Ceiling Fixture | Incandescent |  | Globe | 2 | 25 | Bedroom
Ceiling Fixture | Incandescent |  | Standard A Lamp | 4 | 60 | Family Room
Floor lamp | Linear Fluorescent | 72 | Fluorescent Unknown | 2 | 20 | Family Room
Table | Incandescent |  | Standard A Lamp | 1 | 60 | Family Room
Recessed Can | Incandescent |  | Reflector | 1 | 75 | Family Room
Table | Incandescent |  | Standard A Lamp | 1 | 60 | Family Room
Ceiling Fixture | Incandescent |  | Reflector | 3 | 60 | Family Room
Wall Mount | Incandescent |  | Standard A Lamp | 2 | 60 | Family Room
Ceiling Fixture | Linear Fluorescent | 48 | T-4 | 2 | 40 | Garage
Ceiling Fixture | Incandescent |  | Reflector | 1 | 40 | Bedroom
Ceiling Fan | Compact Fluorescent |  | Twist | 4 | 15 | Dining Room
Ceiling Fixture | Linear Fluorescent | 30 | T-4 | 4 | 20 | Dining Room
Ceiling Fixture | Incandescent |  | Standard A Lamp | 3 | 60 | Office
Ceiling Fixture | Incandescent |  | Standard A Lamp | 3 | 60 | Bedroom
Table | Incandescent |  | Standard A Lamp | 1 | 60 | Bedroom
Ceiling Fixture | Incandescent |  | Standard A Lamp | 1 | 60 | Garage
Garage door opener | Incandescent |  | Clear | 2 | 40 | Garage
Ceiling Fixture | Incandescent |  | Standard A Lamp | 1 | 60 | Other
Wall Mount | Incandescent |  | Standard A Lamp | 4 | 60 | Bathroom
Ceiling Fixture | Incandescent |  | Standard A Lamp | 2 | 60 | Hall
Ceiling Fixture | Incandescent |  | Standard A Lamp | 1 | 65 | Garage
Recessed Can | Incandescent |  | Reflector | 1 | 65 | Hall
Chandelier (Hanging) | Incandescent |  | Globe | 1 | 100 | Kitchen
Recessed Can | Incandescent |  | Reflector | 1 | 65 | Kitchen
Table | Incandescent |  | 3-Way Incandescent | 1 | 100 | Living Room
Table | Compact Fluorescent |  | Twist | 1 | 22 | Living Room
Floor lamp | Incandescent |  | Standard A Lamp | 4 | 90 | Living Room
Recessed Can | Incandescent |  | Reflector | 1 | 65 | Living Room
Ceiling Fan | Incandescent |  | Standard A Lamp | 3 | 60 | Master Bedroom
Table | Incandescent |  | Standard A Lamp | 1 | 100 | Master Bedroom
Table | Incandescent |  | Standard A Lamp | 1 | 40 | Master Bedroom
Table | Incandescent |  | Standard A Lamp | 1 | 150 | Master Bedroom
Wall Mount | Incandescent |  | Standard A Lamp | 4 | 40 | Bathroom
Recessed Can | Incandescent |  | Reflector | 1 | 60 | Closet
Ceiling Fixture | Incandescent |  | Standard A Lamp | 2 | 75 | Office
Floor lamp | Compact Fluorescent |  | Twist | 1 | 28 | Office
Ceiling Fixture | Incandescent |  | Standard A Lamp | 3 | 65 | Bedroom
Chandelier (Hanging) | Incandescent |  | Standard A Lamp | 1 | 65 | Bathroom
Ceiling Fixture | Incandescent |  | Standard A Lamp | 1 | 60 | Bathroom
Ceiling Fixture | Compact Fluorescent |  | A shape bulb | 1 | 22 | Bedroom
Table | Compact Fluorescent |  | Twist | 1 | 7 | Bedroom
Ceiling Fixture | Incandescent |  | Standard A Lamp | 1 | 60 | Bedroom
Ceiling Fixture | Incandescent |  | Standard A Lamp | 1 | 100 | Closet
Ceiling Fixture | Linear Fluorescent | 48 | T-8 | 2 | 32 | Other
Ceiling Fixture | Incandescent |  | Standard A Lamp | 4 | 100 | Office
Ceiling Fixture | Incandescent |  | Standard A Lamp | 1 | 60 | Family Room
Ceiling Fixture | Incandescent |  | Standard A Lamp | 2 | 60 | Other
Chandelier (Hanging) | Compact Fluorescent |  | Twist | 9 | 22 | Dining Room
Recessed Can | Compact Fluorescent |  | Twist | 1 | 28 | Hall
Chandelier (Hanging) | Compact Fluorescent |  | Twist | 2 | 22 | Kitchen
Floor lamp | Compact Fluorescent |  | Twist | 1 | 28 | Living Room
Table | Compact Fluorescent |  | Twist | 1 | 15 | Living Room
Ceiling Fixture | Compact Fluorescent |  | Reflector | 2 | 28 | Living Room
Wall Mount | Compact Fluorescent |  | Twist | 3 | 15 | Bathroom
Recessed Can | Incandescent |  | Heat Lamp | 1 | 125 | Bathroom
Ceiling Fixture | Compact Fluorescent |  | Twist | 3 | 22 | Master Bedroom
Wall Mount | Incandescent |  | Standard A Lamp | 1 | 75 | Bathroom
Wall Mount | Compact Fluorescent |  | Twist | 1 | 15 | Bathroom
Ceiling Fixture | Incandescent |  | Standard A Lamp | 1 | 75 | Bedroom
Table | Incandescent |  | Standard A Lamp | 1 | 75 | Bedroom
Ceiling Fixture | Incandescent |  | Standard A Lamp | 1 | 75 | Bedroom
Ceiling Fan | Compact Fluorescent |  | Twist | 2 | 22 | Dining Room
Chandelier (Hanging) | Incandescent |  | Standard A Lamp | 1 | 75 | Dining Room
Ceiling Fixture | Incandescent |  | Standard A Lamp | 1 | 75 | Family Room
Table | Compact Fluorescent |  | Twist | 1 | 22 | Family Room
Ceiling Fixture | Incandescent |  | Standard A Lamp | 1 | 100 | Garage
Ceiling Fixture | Linear Fluorescent | 48 | T-12 | 2 | 40 | Garage
Ceiling Fixture | Incandescent |  | Standard A Lamp | 2 | 75 | Kitchen
Ceiling Fixture | Incandescent |  | Decorative | 3 | 40 | Laundry Room
Ceiling Fixture | Incandescent |  | Standard A Lamp | 2 | 75 | Master Bedroom
Table | Incandescent |  | Standard A Lamp | 1 | 75 | Master Bedroom
Floor lamp | Compact Fluorescent |  | Twist | 1 | 15 | Master Bedroom
Table | Compact Fluorescent |  | Twist | 1 | 15 | Master Bedroom
Wall Mount | Incandescent |  | Standard A Lamp | 1 | 75 | Other
Wall Mount | Compact Fluorescent |  | Reflector | 1 | 22 | Other
Wall Mount | Incandescent |  | Standard A Lamp | 1 | 75 | Closet
Ceiling Fixture | Incandescent |  | Standard A Lamp | 2 | 75 | Other
Ceiling Fixture | Incandescent |  | Standard A Lamp | 1 | 100 | Other
Ceiling Fixture | Incandescent |  | Standard A Lamp | 3 | 60 | Bathroom
Wall Mount | Incandescent |  | Globe | 6 | 40 | Bathroom
Ceiling Fixture | Incandescent |  | Standard A Lamp | 1 | 40 | Bedroom
Ceiling Fan | Incandescent |  | Decorative | 4 | 60 | Bedroom
Table | Incandescent |  | 3-Way Incandescent | 1 | 70 | Bedroom
Ceiling Fan | Incandescent |  | Decorative | 4 | 60 | Bedroom
Ceiling Fan | Incandescent |  | Standard A Lamp | 1 | 60 | Bathroom
Wall Mount | Incandescent |  | Globe | 5 | 40 | Bathroom
Ceiling Fixture | Incandescent |  | Standard A Lamp | 1 | 60 | Closet
Chandelier (Hanging) | Incandescent |  | Standard A Lamp | 5 | 40 | Dining Room
Ceiling Fixture | Linear Fluorescent | 48 | T-12 | 2 | 40 | Bathroom
Wall Mount | Incandescent |  | Globe | 3 | 40 | Bathroom
Ceiling Fixture | Incandescent |  | Standard A Lamp | 1 | 40 | Bedroom
Ceiling Fixture | Incandescent |  | Standard A Lamp | 2 | 60 | Bedroom
Ceiling Fixture | Linear Fluorescent | 24 | T-12 | 2 | 20 | Family Room
Table | Incandescent |  | Standard A Lamp | 1 | 70 | Family Room
Ceiling Fixture | Linear Fluorescent | 48 | T-12 | 2 | 32 | Other
Ceiling Fixture | Incandescent |  | Standard A Lamp | 1 | 100 | Other
Ceiling Fixture | Linear Fluorescent | 48 | T-12 | 2 | 40 | Garage
Ceiling Fixture | Incandescent |  | Standard A Lamp | 1 | 100 | Garage
Ceiling Fixture | Incandescent |  | Standard A Lamp | 1 | 60 | Hall
Ceiling Fixture | Linear Fluorescent | 48 | T-12 | 2 | 45 | Kitchen
Wall Mount | Incandescent |  | Standard A Lamp | 1 | 40 | Kitchen
Chandelier (Hanging) | Compact Fluorescent |  | Twist | 3 | 22 | Kitchen
Ceiling Fixture | Incandescent |  | Standard A Lamp | 1 | 100 | Laundry Room
Table | Incandescent |  | 3-Way Incandescent | 1 | 70 | Living Room
Floor lamp | Incandescent |  | 3-Way Incandescent | 1 | 70 | Living Room
Ceiling Fixture | Incandescent |  | Standard A Lamp | 1 | 40 | Living Room
Wall Mount | Compact Fluorescent |  | Twist | 4 | 15 | Bathroom
Ceiling Fixture | Compact Fluorescent |  | Twist | 3 | 15 | Bedroom
Chandelier (Hanging) | Incandescent |  | Clear | 3 | 40 | Bedroom
Table | Incandescent |  | Standard A Lamp | 1 | 60 | Bedroom
Chandelier (Hanging) | Incandescent |  | Standard A Lamp | 4 | 60 | Dining Room
Table | Incandescent |  | 3-Way Incandescent | 1 | 75 | Family Room
Table | Incandescent |  | Decorative | 2 | 25 | Family Room
Floor lamp | Incandescent |  | Standard A Lamp | 1 | 75 | Family Room
Ceiling Fixture | Incandescent |  | Clear | 4 | 25 | Hall
Track | Incandescent |  | Reflector | 3 | 40 | Hall
Ceiling Fixture | Incandescent |  | Standard A Lamp | 1 | 60 | Hall
Ceiling Fixture | Linear Fluorescent | 48 | T-12 | 2 | 40 | Kitchen
Ceiling Fixture | Incandescent |  | Standard A Lamp | 1 | 40 | Laundry Room
Table | Compact Fluorescent |  | Twist | 1 | 15 | Living Room
Wall Mount | Compact Fluorescent |  | A shape bulb | 5 | 15 | Bathroom
Ceiling Fixture | Compact Fluorescent |  | Twist | 1 | 15 | Master Bedroom
Table | Compact Fluorescent |  | Twist | 1 | 15 | Master Bedroom
Ceiling Fixture | Linear Fluorescent | 48 | T-12 | 2 | 40 | Garage
Ceiling Fixture | Incandescent |  | Standard A Lamp | 2 | 60 | Living Room
Floor lamp | Incandescent |  | 3-Way Incandescent | 1 | 100 | Living Room
Ceiling Fixture | Incandescent |  | Standard A Lamp | 2 | 60 | Dining Room
Ceiling Fixture | Incandescent |  | Standard A Lamp | 2 | 60 | Kitchen
Other | Incandescent |  | Standard A Lamp | 1 | 40 | Kitchen
Ceiling Fixture | Incandescent |  | Standard A Lamp | 1 | 60 | Hall
Ceiling Fixture | Incandescent |  | Standard A Lamp | 1 | 60 | Bedroom
Table | Incandescent |  | Clear | 1 | 40 | Bedroom
Wall Mount | Compact Fluorescent |  | Twist | 3 | 15 | Bathroom
Ceiling Fixture | Incandescent |  | Standard A Lamp | 1 | 60 | Bedroom
Ceiling Fixture | Incandescent |  | Standard A Lamp | 1 | 60 | Bedroom
Ceiling Fixture | Incandescent |  | Globe | 1 | 60 | Other
Ceiling Fixture | Compact Fluorescent |  | Twist | 1 | 22 | Other
Ceiling Fixture | Incandescent |  | Standard A Lamp | 1 | 60 | Bathroom
Wall Mount | Incandescent |  | Standard A Lamp | 1 | 60 | Bathroom
Ceiling Fixture | Incandescent |  | Standard A Lamp | 1 | 60 | Laundry Room
Wall Mount | Incandescent |  | Standard A Lamp | 1 | 60 | Laundry Room
Chandelier (Hanging) | Incandescent |  | Standard A Lamp | 1 | 60 | Bathroom
Table | Incandescent |  | Standard A Lamp | 1 | 40 | Bathroom
Chandelier (Hanging) | Incandescent |  | Standard A Lamp | 1 | 60 | Family Room
Floor lamp | Incandescent |  | Decorative | 1 | 75 | Family Room
Floor lamp | Incandescent |  | Standard A Lamp | 1 | 15 | Family Room
Table | Incandescent |  | Standard A Lamp | 1 | 60 | Family Room
Floor lamp | Incandescent |  | Standard A Lamp | 1 | 60 | Family Room
Ceiling Fixture | Compact Fluorescent |  | Twist | 1 | 22 | Hall
Ceiling Fixture | Compact Fluorescent |  | Twist | 1 | 15 | Hall
Recessed Can | Incandescent |  | Reflector | 1 | 65 | Kitchen
Recessed Can | Linear Fluorescent | 48 | T-8 | 1 | 32 | Kitchen
Floor lamp | Incandescent |  | 3-Way Incandescent | 1 | 100 | Living Room
Chandelier (Hanging) | Incandescent |  | Decorative | 1 | 40 | Living Room
Floor lamp | Incandescent |  | Decorative | 2 | 40 | Living Room
Floor lamp | Compact Fluorescent |  | Twist | 1 | 7 | Living Room
Table | Incandescent |  | 3-Way Incandescent | 1 | 75 | Living Room
Floor lamp | Incandescent |  | Decorative | 3 | 40 | Living Room
Wall Mount | Incandescent |  | Standard A Lamp | 1 | 60 | Living Room
Ceiling Fixture | Incandescent |  | Standard A Lamp | 1 | 60 | Bathroom
Table | Incandescent |  | 3-Way Incandescent | 1 | 100 | Bedroom
Table | Incandescent |  | Standard A Lamp | 1 | 75 | Bedroom
Track | Halogen |  | MR | 1 | 75 | Bedroom
Ceiling Fan | Incandescent |  | Standard A Lamp | 3 | 60 | Bedroom
Track | Halogen |  | MR | 4 | 75 | Office
Ceiling Fixture | Incandescent |  | Globe | 1 | 60 | Other
Table | Incandescent |  | Standard A Lamp | 1 | 60 | Other
Ceiling Fixture | Incandescent |  | Standard A Lamp | 1 | 100 | Garage
Ceiling Fixture | Incandescent |  | Standard A Lamp | 2 | 60 | Kitchen
Chandelier (Hanging) | Incandescent |  | Decorative | 5 | 60 | Kitchen
Ceiling Fixture | Incandescent |  | Standard A Lamp | 3 | 60 | Kitchen
Ceiling Fixture | Incandescent |  | Standard A Lamp | 1 | 60 | Kitchen
Ceiling Fixture | Incandescent |  | Standard A Lamp | 1 | 60 | Bedroom
Ceiling Fan | Incandescent |  | Standard A Lamp | 1 | 60 | Bedroom
Ceiling Fixture | Incandescent |  | Standard A Lamp | 1 | 60 | Bathroom
Wall Mount | Incandescent |  | Decorative | 2 | 40 | Bathroom
Other | Incandescent |  | Mini base | 1 | 25 | Bathroom
Ceiling Fan | Incandescent |  | Standard A Lamp | 4 | 60 | Living Room
Floor lamp | Incandescent |  | Standard A Lamp | 1 | 100 | Living Room
Chandelier (Hanging) | Incandescent |  | Standard A Lamp | 5 | 60 | Bedroom
Floor lamp | Incandescent |  | Standard A Lamp | 1 | 150 | Bedroom
Other | Incandescent |  | Mini base | 1 | 25 | Bedroom
Ceiling Fixture | Incandescent |  | Standard A Lamp | 1 | 60 | Hall
Wall Mount | Incandescent |  | Globe | 4 | 40 | Bathroom
Ceiling Fan | Compact Fluorescent |  | Twist | 1 | 23 | Bedroom
Floor lamp | Compact Fluorescent |  | Twist | 1 | 13 | Living Room
Ceiling Fixture | Compact Fluorescent |  | Twist | 1 | 23 | Garage
Ceiling Fixture | Compact Fluorescent |  | Twist | 1 | 13 | Garage
Ceiling Fixture | Compact Fluorescent |  | Twist | 1 | 23 | Hall
Ceiling Fixture | Compact Fluorescent |  | Twist | 3 | 9 | Bedroom
Ceiling Fan | Compact Fluorescent |  | Twist | 2 | 23 | Kitchen
Chandelier (Hanging) | Compact Fluorescent |  | Twist | 3 | 23 | Kitchen
Floor lamp | Incandescent |  | Standard A Lamp | 3 | 60 | Living Room
Floor lamp | Compact Fluorescent |  | Twist | 2 | 13 | Living Room
Chandelier (Hanging) | Incandescent |  | Mini base | 1 | 60 | Living Room
Wall Mount | Incandescent |  | Globe | 4 | 40 | Bathroom
Ceiling Fixture | Compact Fluorescent |  | Twist | 1 | 13 | Bathroom
Ceiling Fan | Compact Fluorescent |  | Twist | 1 | 23 | Master Bedroom
Floor lamp | Other |  | LED Interior | 1 | 12 | Master Bedroom
Ceiling Fixture | Compact Fluorescent |  | Twist | 1 | 13 | Office
Ceiling Fixture | Incandescent |  | Standard A Lamp | 1 | 60 | Other
Wall Mount | Compact Fluorescent |  | Twist | 2 | 22 | Bathroom
Ceiling Fixture | Compact Fluorescent |  | Twist | 1 | 22 | Bedroom
Table | Compact Fluorescent |  | Twist | 1 | 22 | Bedroom
Ceiling Fixture | Compact Fluorescent |  | Twist | 1 | 22 | Hall
Ceiling Fixture | Incandescent |  | Standard A Lamp | 1 | 60 | Hall
Ceiling Fixture | Incandescent |  | Standard A Lamp | 1 | 60 | Kitchen
Ceiling Fixture | Incandescent |  | Standard A Lamp | 3 | 65 | Living Room
Track | Halogen |  | PAR | 1 | 100 | Other
Chandelier (Hanging) | Incandescent |  | Standard A Lamp | 5 | 60 | Dining Room
Chandelier (Hanging) | Incandescent |  | Standard A Lamp | 1 | 60 | Bathroom
Ceiling Fixture | Incandescent |  | Standard A Lamp | 2 | 60 | Hall
Torchiere | Halogen |  | Quartz Tube | 1 | 100 | Family Room
Ceiling Fixture | Incandescent |  | Standard A Lamp | 2 | 60 | Family Room
Ceiling Fixture | Linear Fluorescent | 48 | T-12 | 2 | 40 | Garage
Garage door opener | Incandescent |  | Standard A Lamp | 1 | 60 | Garage
Chandelier (Hanging) | Incandescent |  | Decorative | 1 | 40 | Kitchen
Recessed Can | Compact Fluorescent |  | Twist | 1 | 14 | Kitchen
Recessed Can | Halogen |  | PAR | 1 | 75 | Kitchen
Chandelier (Hanging) | Compact Fluorescent |  | Twist | 4 | 23 | Kitchen
Ceiling Fixture | Compact Fluorescent |  | Twist | 2 | 23 | Laundry Room
Floor lamp | Incandescent |  | 3-Way Incandescent | 1 | 150 | Living Room
Ceiling Fixture | Incandescent |  | Standard A Lamp | 1 | 60 | Bathroom
Chandelier (Hanging) | Incandescent |  | Standard A Lamp | 1 | 60 | Master Bedroom
Torchiere | Incandescent |  | Decorative | 1 | 40 | Master Bedroom
Ceiling Fan | Incandescent |  | Standard A Lamp | 1 | 60 | Master Bedroom
Ceiling Fixture | Incandescent |  | Standard A Lamp | 1 | 40 | Closet
Chandelier (Hanging) | Incandescent |  | Standard A Lamp | 1 | 60 | Bathroom
Ceiling Fixture | Incandescent |  | Standard A Lamp | 3 | 40 | Bedroom
Torchiere | Compact Fluorescent |  | Twist | 1 | 23 | Bedroom
Floor lamp | Halogen |  | Quartz Tube | 1 | 100 | Bedroom
Floor lamp | Compact Fluorescent |  | Twist | 1 | 23 | Bedroom
Ceiling Fixture | Compact Fluorescent |  | Twist | 2 | 23 | Hall
Ceiling Fan | Incandescent |  | Standard A Lamp | 1 | 60 | Living Room
Table | Incandescent |  | Standard A Lamp | 1 | 60 | Living Room
Table | Compact Fluorescent |  | Twist | 1 | 15 | Living Room
Table | Incandescent |  | Standard A Lamp | 1 | 60 | Bedroom
Ceiling Fixture | Incandescent |  | Standard A Lamp | 1 | 60 | Other
Ceiling Fixture | Incandescent |  | Standard A Lamp | 1 | 60 | Garage
Ceiling Fixture | Incandescent |  | Standard A Lamp | 1 | 60 | Dining Room
Ceiling Fixture | Incandescent |  | Standard A Lamp | 1 | 60 | Kitchen
Ceiling Fixture | Incandescent |  | Standard A Lamp | 2 | 60 | Bedroom
Ceiling Fixture | Incandescent |  | Standard A Lamp | 1 | 60 | Hall
Ceiling Fixture | Incandescent |  | Standard A Lamp | 2 | 60 | Bedroom
Table | Incandescent |  | Standard A Lamp | 1 | 40 | Bedroom
Ceiling Fixture | Incandescent |  | Standard A Lamp | 1 | 60 | Bathroom
Ceiling Fixture | Incandescent |  | Standard A Lamp | 1 | 60 | Hall
Chandelier (Hanging) | Incandescent |  | Standard A Lamp | 1 | 60 | Bedroom
Wall Mount | Incandescent |  | Standard A Lamp | 1 | 60 | Bathroom
Ceiling Fixture | Incandescent |  | Standard A Lamp | 1 | 60 | Bedroom
Ceiling Fixture | Incandescent |  | Standard A Lamp | 1 | 60 | Bedroom
Ceiling Fixture | Incandescent |  | Standard A Lamp | 1 | 60 | Kitchen
Ceiling Fixture | Incandescent |  | Standard A Lamp | 1 | 60 | Laundry Room
Chandelier (Hanging) | Incandescent |  | Standard A Lamp | 1 | 60 | Living Room
Ceiling Fixture | Compact Fluorescent |  | Twist | 1 | 15 | Bedroom
Ceiling Fixture | Incandescent |  | Standard A Lamp | 1 | 60 | Bathroom
Ceiling Fan | Compact Fluorescent |  | Twist | 3 | 15 | Master Bedroom
Table | Compact Fluorescent |  | Twist | 1 | 15 | Master Bedroom
Ceiling Fan | Compact Fluorescent |  | Circline (Screw Base) | 1 | 22 | Bedroom
Wall Mount | Incandescent |  | Standard A Lamp | 1 | 40 | Bedroom
Table | Incandescent |  | Standard A Lamp | 1 | 60 | Bedroom
Floor lamp | Incandescent |  | 3-Way Incandescent | 1 | 100 | Bedroom
Ceiling Fixture | Linear Fluorescent | 48 | T-12 | 1 | 40 | Laundry Room
Table | Compact Fluorescent |  | Mini base | 3 | 7 | Living Room
Wall Mount | Incandescent |  | Globe | 5 | 40 | Bathroom
Ceiling Fixture | Incandescent |  | Standard A Lamp | 1 | 60 | Closet
Ceiling Fixture | Incandescent |  | Standard A Lamp | 1 | 40 | Closet
Ceiling Fixture | Incandescent |  | Decorative | 2 | 40 | Hall
Chandelier (Hanging) | Compact Fluorescent |  | Mini base | 5 | 7 | Dining Room
Wall Mount | Incandescent |  | Mini base | 1 | 25 | Dining Room
Ceiling Fan | Incandescent |  | Standard A Lamp | 1 | 40 | Kitchen
Ceiling Fixture | Linear Fluorescent | 48 | T-12 | 2 | 40 | Kitchen
Ceiling Fixture | Compact Fluorescent |  | Mini base | 2 | 7 | Kitchen
Ceiling Fixture | Compact Fluorescent |  | Twist | 2 | 15 | Hall
Wall Mount | Compact Fluorescent |  | Twist | 5 | 15 | Bathroom
Ceiling Fixture | Incandescent |  | Standard A Lamp | 1 | 40 | Bathroom
Ceiling Fixture | Compact Fluorescent |  | Circline (Screw Base) | 1 | 22 | Office
Table | Incandescent |  | 3-Way Incandescent | 1 | 100 | Office
Wall Mount | Incandescent |  | Globe | 6 | 60 | Bathroom
Table | Incandescent |  | Decorative | 1 | 40 | Bathroom
Ceiling Fixture | Incandescent |  | Standard A Lamp | 2 | 60 | Master Bedroom
Ceiling Fixture | Incandescent |  | Standard A Lamp | 2 | 60 | Bathroom
Garage door opener | Incandescent |  | Standard A Lamp | 2 | 60 | Garage
Recessed Can | Compact Fluorescent |  | Reflector | 1 | 15 | Hall
Table | Incandescent |  | Standard A Lamp | 1 | 90 | Hall
Recessed Can | Compact Fluorescent |  | Reflector | 1 | 15 | Kitchen
Recessed Can | Incandescent |  | Reflector | 1 | 65 | Kitchen
Recessed Can | Incandescent |  | Reflector | 1 | 65 | Living Room
Table | Incandescent |  | Standard A Lamp | 1 | 60 | Living Room
Wall Mount | Incandescent |  | Globe | 7 | 60 | Bathroom
Recessed Can | Incandescent |  | Reflector | 1 | 65 | Bathroom
Recessed Can | Incandescent |  | Reflector | 1 | 65 | Master Bedroom
Table | Incandescent |  | Standard A Lamp | 2 | 60 | Master Bedroom
Ceiling Fixture | Incandescent |  | Standard A Lamp | 2 | 60 | Closet
Wall Mount | Incandescent |  | Clear | 3 | 60 | Bathroom
Recessed Can | Incandescent |  | Heat Lamp | 1 | 250 | Bathroom
Wall Mount | Incandescent |  | Globe | 4 | 40 | Bathroom
Ceiling Fixture | Incandescent |  | Standard A Lamp | 3 | 60 | Office
Track | Incandescent |  | Reflector | 3 | 50 | Office
Table | Incandescent |  | Standard A Lamp | 1 | 60 | Office
Ceiling Fixture | Compact Fluorescent |  | Twist | 2 | 15 | Family Room
Architectural | Incandescent |  | Decorative | 1 | 25 | Family Room
Ceiling Fixture | Linear Fluorescent | 48 | T-12 | 2 | 40 | Other
Ceiling Fixture | Incandescent |  | Standard A Lamp | 1 | 60 | Other
Wall Mount | Incandescent |  | Globe | 3 | 40 | Bathroom
Ceiling Fixture | Incandescent |  | Standard A Lamp | 2 | 60 | Bedroom
Table | Incandescent |  | Decorative | 1 | 40 | Bedroom
Ceiling Fixture | Linear Fluorescent | 48 | T-12 | 2 | 40 | Closet
Ceiling Fan | Incandescent |  | Standard A Lamp | 3 | 60 | Master Bedroom
Recessed Can | Incandescent |  | Reflector | 1 | 65 | Master Bedroom
Chandelier (Hanging) | Incandescent |  | Standard A Lamp | 5 | 60 | Dining Room
Chandelier (Hanging) | Incandescent |  | Standard A Lamp | 3 | 60 | Kitchen
Architectural | Incandescent |  | Standard A Lamp | 2 | 40 | Kitchen
Recessed Can | Incandescent |  | Reflector | 1 | 65 | Kitchen
Recessed Can | Incandescent |  | Reflector | 1 | 65 | Living Room
Floor lamp | Incandescent |  | 3-Way Incandescent | 1 | 100 | Living Room
Chandelier (Hanging) | Incandescent |  | Standard A Lamp | 1 | 60 | Hall
Ceiling Fixture | Incandescent |  | Standard A Lamp | 2 | 60 | Hall
Ceiling Fixture | Incandescent |  | Standard A Lamp | 3 | 60 | Laundry Room
Ceiling Fixture | Incandescent |  | Standard A Lamp | 2 | 60 | Bedroom
Table | Incandescent |  | Standard A Lamp | 1 | 60 | Bedroom
Ceiling Fixture | Compact Fluorescent |  | Twist | 2 | 23 | Bathroom
Ceiling Fixture | Incandescent |  | Standard A Lamp | 2 | 100 | Bathroom
Ceiling Fixture | Incandescent |  | Standard A Lamp | 1 | 100 | Bedroom
Ceiling Fixture | Compact Fluorescent |  | Twist | 2 | 13 | Bedroom
Ceiling Fixture | Compact Fluorescent |  | Twist | 2 | 13 | Bedroom
Floor lamp | Compact Fluorescent |  | Pin base | 1 | 27 | Bedroom
Ceiling Fixture | Compact Fluorescent |  | Twist | 3 | 13 | Dining Room
Ceiling Fixture | Compact Fluorescent |  | Twist | 1 | 13 | Hall
Ceiling Fixture | Compact Fluorescent |  | Twist | 1 | 13 | Family Room
Ceiling Fixture | Compact Fluorescent |  | Twist | 1 | 27 | Other
Ceiling Fixture | Compact Fluorescent |  | Twist | 1 | 13 | Hall
Ceiling Fixture | Linear Fluorescent | 48 | T-8 | 4 | 32 | Kitchen
Ceiling Fan | Incandescent |  | Standard A Lamp | 3 | 100 | Living Room
Table | Incandescent |  | Standard A Lamp | 1 | 100 | Living Room
Table | Compact Fluorescent |  | Twist | 1 | 23 | Living Room
Ceiling Fixture | Incandescent |  | Standard A Lamp | 1 | 60 | Other
Ceiling Fixture | Compact Fluorescent |  | Twist | 1 | 15 | Bathroom
Wall Mount | Incandescent |  | Standard A Lamp | 1 | 40 | Bathroom
Ceiling Fixture | Incandescent |  | Standard A Lamp | 2 | 60 | Bedroom
Ceiling Fixture | Linear Fluorescent | 60 | T-8 | 2 | 40 | Hall
Ceiling Fixture | Linear Fluorescent | 60 | T-5 | 2 | 40 | Kitchen
Ceiling Fixture | Compact Fluorescent |  | Twist | 1 | 15 | Kitchen
Ceiling Fixture | Compact Fluorescent |  | Twist | 1 | 15 | Laundry Room
Chandelier (Hanging) | Incandescent |  | Decorative | 5 | 40 | Living Room
Floor lamp | Compact Fluorescent |  | A shape bulb | 1 | 15 | Living Room
Ceiling Fixture | Incandescent |  | Standard A Lamp | 2 | 60 | Master Bedroom
Ceiling Fixture | Linear Fluorescent | 60 | T-5 | 2 | 40 | Office
Ceiling Fixture | Incandescent |  | Standard A Lamp | 2 | 60 | Bedroom
Ceiling Fixture | Incandescent |  | Standard A Lamp | 2 | 60 | Bedroom
Chandelier (Hanging) | Incandescent |  | Standard A Lamp | 3 | 60 | Hall
Ceiling Fixture | Incandescent |  | Standard A Lamp | 2 | 60 | Living Room
Chandelier (Hanging) | Incandescent |  | Clear | 5 | 60 | Dining Room
Ceiling Fixture | Linear Fluorescent | 48 | T-8 | 2 | 32 | Kitchen
Ceiling Fan | Incandescent |  | Clear | 2 | 60 | Living Room
Table | Incandescent |  | Clear | 1 | 60 | Living Room
Ceiling Fixture | Compact Fluorescent |  | Twist | 1 | 15 | Garage
Garage door opener | Incandescent |  | Standard A Lamp | 1 | 40 | Garage
Ceiling Fixture | Incandescent |  | Standard A Lamp | 2 | 60 | Bedroom
Ceiling Fan | Incandescent |  | Clear | 2 | 60 | Master Bedroom
Table | Incandescent |  | Standard A Lamp | 1 | 60 | Master Bedroom
Wall Mount | Incandescent |  | Clear | 4 | 100 | Bathroom
Ceiling Fixture | Incandescent |  | Standard A Lamp | 2 | 75 | Bathroom
Ceiling Fixture | Incandescent |  | Standard A Lamp | 1 | 75 | Closet
Ceiling Fixture | Incandescent |  | Standard A Lamp | 2 | 60 | Hall
Ceiling Fixture | Incandescent |  | Standard A Lamp | 2 | 60 | Laundry Room
Wall Mount | Incandescent |  | Clear | 3 | 40 | Bathroom
Ceiling Fixture | Incandescent |  | Standard A Lamp | 2 | 75 | Family Room
Ceiling Fixture | Incandescent |  | Standard A Lamp | 1 | 60 | Other
Wall Mount | Incandescent |  | Globe | 4 | 40 | Bathroom
Ceiling Fixture | Incandescent |  | Standard A Lamp | 1 | 60 | Bathroom
Ceiling Fixture | Incandescent |  | Standard A Lamp | 1 | 100 | Bedroom
Ceiling Fixture | Incandescent |  | Standard A Lamp | 2 | 60 | Bedroom
Ceiling Fixture | Incandescent |  | Standard A Lamp | 1 | 60 | Closet
Ceiling Fan | Incandescent |  | Standard A Lamp | 4 | 60 | Dining Room
Ceiling Fixture | Incandescent |  | Standard A Lamp | 1 | 100 | Hall
Recessed Can | Incandescent |  | Reflector | 1 | 65 | Kitchen
Architectural | Incandescent |  | Standard A Lamp | 1 | 40 | Kitchen
Ceiling Fixture | Incandescent |  | Standard A Lamp | 2 | 100 | Living Room
Table | Incandescent |  | Standard A Lamp | 1 | 100 | Living Room
Floor lamp | Incandescent |  | 3-Way Incandescent | 1 | 100 | Living Room
Ceiling Fixture | Linear Fluorescent | 48 | T-12 | 4 | 40 | Bathroom
Ceiling Fixture | Incandescent |  | Standard A Lamp | 2 | 60 | Bedroom
Ceiling Fixture | Incandescent |  | Standard A Lamp | 1 | 60 | Laundry Room
Ceiling Fixture | Incandescent |  | Standard A Lamp | 1 | 60 | Closet
Ceiling Fixture | Incandescent |  | Standard A Lamp | 1 | 75 | Hall
Ceiling Fixture | Incandescent |  | Standard A Lamp | 1 | 60 | Closet
Ceiling Fixture | Incandescent |  | Standard A Lamp | 2 | 60 | Bathroom
Wall Mount | Incandescent |  | Standard A Lamp | 1 | 60 | Bathroom
Ceiling Fan | Incandescent |  | Standard A Lamp | 2 | 65 | Bedroom
Ceiling Fan | Incandescent |  | Standard A Lamp | 1 | 60 | Dining Room
Wall Mount | Incandescent |  | Standard A Lamp | 1 | 60 | Hall
Ceiling Fixture | Linear Fluorescent | 48 | T-12 | 2 | 40 | Kitchen
Table | Incandescent |  | Standard A Lamp | 1 | 60 | Living Room
Ceiling Fixture | Compact Fluorescent |  | Twist | 1 | 15 | Bedroom
Table | Incandescent |  | Decorative | 1 | 25 | Bedroom
Table | Incandescent |  | Standard A Lamp | 1 | 60 | Bedroom
Ceiling Fixture | Incandescent |  | Standard A Lamp | 1 | 40 | Bathroom
Ceiling Fixture | Compact Fluorescent |  | Twist | 1 | 15 | Garage
Ceiling Fixture | Incandescent |  | Standard A Lamp | 1 | 40 | Kitchen
Ceiling Fixture | Compact Fluorescent |  | Twist | 1 | 15 | Kitchen
Ceiling Fixture | Incandescent |  | Standard A Lamp | 1 | 60 | Laundry Room
Ceiling Fixture | Incandescent |  | Standard A Lamp | 2 | 40 | Living Room
Track | Incandescent |  | Mini base | 3 | 25 | Living Room
Ceiling Fixture | Incandescent |  | Standard A Lamp | 1 | 40 | Bedroom
Ceiling Fixture | Incandescent |  | Standard A Lamp | 1 | 40 | Bedroom
Table | Incandescent |  | Standard A Lamp | 1 | 60 | Bedroom
Ceiling Fixture | Incandescent |  | Standard A Lamp | 1 | 60 | Hall
Ceiling Fixture | Incandescent |  | Standard A Lamp | 1 | 40 | Other
Ceiling Fixture | Incandescent |  | Standard A Lamp | 1 | 60 | Bedroom
Torchiere | Incandescent |  | Standard A Lamp | 1 | 150 | Bedroom
Wall Mount | Incandescent |  | Standard A Lamp | 2 | 60 | Bathroom
Ceiling Fan | Incandescent |  | Standard A Lamp | 1 | 60 | Bathroom
Chandelier (Hanging) | Compact Fluorescent |  | Twist | 1 | 15 | Dining Room
Table | Incandescent |  | Standard A Lamp | 2 | 60 | Dining Room
Wall Mount | Incandescent |  | Standard A Lamp | 1 | 75 | Dining Room
Recessed Can | Compact Fluorescent |  | Twist | 1 | 15 | Dining Room
Ceiling Fixture | Compact Fluorescent |  | Twist | 1 | 15 | Hall
Ceiling Fixture | Linear Fluorescent | 44 | T-12 | 2 | 32 | Garage
Ceiling Fixture | Incandescent |  | Heat Lamp | 1 | 150 | Garage
Ceiling Fixture | Incandescent |  | Standard A Lamp | 1 | 60 | Garage
Ceiling Fixture | Incandescent |  | Standard A Lamp | 1 | 60 | Hall
Track | Incandescent |  | Standard A Lamp | 1 | 75 | Kitchen
Track | Compact Fluorescent |  | Twist | 1 | 15 | Kitchen
Recessed Can | Compact Fluorescent |  | Twist | 1 | 15 | Kitchen
Table | Incandescent |  | Standard A Lamp | 1 | 60 | Living Room
Torchiere | Incandescent |  | Standard A Lamp | 1 | 60 | Living Room
Torchiere | Incandescent |  | Decorative | 1 | 40 | Living Room
Torchiere | Incandescent |  | Standard A Lamp | 3 | 40 | Living Room
Ceiling Fixture | Incandescent |  | Standard A Lamp | 2 | 40 | Master Bedroom
Wall Mount | Incandescent |  | Standard A Lamp | 1 | 40 | Master Bedroom
Table | Incandescent |  | Standard A Lamp | 1 | 40 | Master Bedroom
Ceiling Fixture | Incandescent |  | Standard A Lamp | 2 | 60 | Other
Table | Incandescent |  | Standard A Lamp | 1 | 40 | Other
Ceiling Fixture | Incandescent |  | Mini base | 4 | 25 | Office
Table | Incandescent |  | Standard A Lamp | 1 | 60 | Office
Table | Compact Fluorescent |  | Twist | 1 | 15 | Office
Wall Mount | Incandescent |  | Standard A Lamp | 1 | 40 | Office
Table | Incandescent |  | Standard A Lamp | 1 | 60 | Other
Ceiling Fixture | Incandescent |  | Standard A Lamp | 2 | 25 | Other
Ceiling Fixture | Incandescent |  | Standard A Lamp | 1 | 25 | Other
Wall Mount | Incandescent |  | Globe | 6 | 40 | Bathroom
Recessed Can | Incandescent |  | Reflector | 1 | 65 | Hall
Recessed Can | Incandescent |  | Reflector | 1 | 65 | Dining Room
Wall Mount | Compact Fluorescent |  | A shape bulb | 1 | 22 | Garage
Recessed Can | Incandescent |  | Reflector | 1 | 65 | Hall
Recessed - other | Linear Fluorescent | 48 | T-12 | 2 | 40 | Kitchen
Table | Incandescent |  | 3-Way Incandescent | 1 | 150 | Living Room
Wall Mount | Incandescent |  | Globe | 6 | 40 | Bathroom
Recessed Can | Incandescent |  | Reflector | 1 | 65 | Master Bedroom
Table | Incandescent |  | Standard A Lamp | 1 | 100 | Master Bedroom
Ceiling Fixture | Incandescent |  | Standard A Lamp | 1 | 60 | Bathroom
Wall Mount | Incandescent |  | Standard A Lamp | 1 | 60 | Bathroom
Ceiling Fixture | Incandescent |  | Standard A Lamp | 1 | 60 | Bathroom
Wall Mount | Incandescent |  | Standard A Lamp | 3 | 90 | Bathroom
Wall Mount | Incandescent |  | Clear | 3 | 25 | Bathroom
Ceiling Fixture | Incandescent |  | Standard A Lamp | 1 | 65 | Bathroom
Ceiling Fixture | Incandescent |  | Standard A Lamp | 3 | 60 | Bedroom
Table | Incandescent |  | Standard A Lamp | 1 | 40 | Bedroom
Ceiling Fixture | Incandescent |  | Standard A Lamp | 3 | 60 | Bedroom
Ceiling Fixture | Incandescent |  | Standard A Lamp | 1 | 65 | Hall
Track | Incandescent |  | Reflector | 6 | 75 | Family Room
Recessed Can | Incandescent |  | Reflector | 1 | 75 | Family Room
Garage door opener | Incandescent |  | Standard A Lamp | 1 | 60 | Garage
Ceiling Fixture | Incandescent |  | Standard A Lamp | 1 | 60 | Garage
Ceiling Fixture | Linear Fluorescent | 48 | T-8 | 2 | 32 | Laundry Room
Ceiling Fixture | Linear Fluorescent | 48 | T-8 | 2 | 32 | Living Room
Ceiling Fixture | Incandescent |  | Standard A Lamp | 1 | 60 | Living Room
Ceiling Fixture | Compact Fluorescent |  | Globe | 2 | 28 | Living Room
Table | Compact Fluorescent |  | Twist | 1 | 22 | Living Room
Floor lamp | Compact Fluorescent |  | Twist | 1 | 22 | Living Room
Table | Incandescent |  | Standard A Lamp | 1 | 90 | Master Bedroom
Chandelier (Hanging) | Incandescent |  | Mini base | 5 | 25 | Other
Ceiling Fixture | Incandescent |  | Standard A Lamp | 1 | 60 | Hall
Ceiling Fixture | Incandescent |  | Standard A Lamp | 4 | 60 | Office
Ceiling Fixture | Compact Fluorescent |  | Twist | 2 | 22 | Bedroom
Ceiling Fixture | Linear Fluorescent | 96 | T-12 | 2 | 60 | Garage
Garage door opener | Incandescent |  | Standard A Lamp | 1 | 60 | Garage
Ceiling Fixture | Linear Fluorescent | 48 | T-12 | 2 | 40 | Dining Room
Ceiling Fixture | Compact Fluorescent |  | Twist | 1 | 22 | Other
Ceiling Fixture | Compact Fluorescent |  | Twist | 1 | 22 | Hall
Ceiling Fixture | Linear Fluorescent | 48 | T-12 | 2 | 40 | Kitchen
Ceiling Fixture | Compact Fluorescent |  | Twist | 1 | 22 | Laundry Room
Ceiling Fixture | Compact Fluorescent |  | Twist | 5 | 15 | Living Room
Table | Compact Fluorescent |  | Twist | 1 | 15 | Living Room
Ceiling Fixture | Compact Fluorescent |  | Twist | 2 | 15 | Master Bedroom
Ceiling Fixture | Compact Fluorescent |  | Twist | 1 | 22 | Closet
Ceiling Fixture | Compact Fluorescent |  | Twist | 4 | 15 | Office
Wall Mount | Incandescent |  | Standard A Lamp | 1 | 60 | Bathroom
Table | Incandescent |  | Standard A Lamp | 1 | 60 | Bedroom
Ceiling Fixture | Incandescent |  | Standard A Lamp | 2 | 60 | Bedroom
Ceiling Fixture | Incandescent |  | Standard A Lamp | 2 | 60 | Bedroom
Table | Compact Fluorescent |  | Twist | 1 | 15 | Bedroom
Ceiling Fan | Incandescent |  | Standard A Lamp | 3 | 60 | Other
Ceiling Fixture | Incandescent |  | Standard A Lamp | 1 | 75 | Garage
Garage door opener | Incandescent |  | Standard A Lamp | 1 | 60 | Garage
Ceiling Fixture | Incandescent |  | Standard A Lamp | 2 | 60 | Hall
Ceiling Fixture | Incandescent |  | Standard A Lamp | 2 | 60 | Hall
Ceiling Fixture | Incandescent |  | Standard A Lamp | 2 | 60 | Kitchen
Chandelier (Hanging) | Incandescent |  | Standard A Lamp | 4 | 60 | Kitchen
Ceiling Fixture | Incandescent |  | Standard A Lamp | 2 | 60 | Laundry Room
Ceiling Fan | Incandescent |  | Standard A Lamp | 3 | 60 | Living Room
Ceiling Fixture | Incandescent |  | Standard A Lamp | 1 | 60 | Living Room
Recessed Can | Incandescent |  | Reflector | 1 | 65 | Bathroom
Wall Mount | Compact Fluorescent |  | Twist | 3 | 15 | Bathroom
Ceiling Fan | Incandescent |  | Standard A Lamp | 3 | 60 | Master Bedroom
Table | Incandescent |  | Standard A Lamp | 1 | 60 | Master Bedroom
Table | Compact Fluorescent |  | Twist | 1 | 15 | Master Bedroom
Ceiling Fixture | Incandescent |  | Standard A Lamp | 2 | 60 | Closet
Wall Mount | Incandescent |  | Standard A Lamp | 1 | 60 | Hall
Track | Incandescent |  | Reflector | 2 | 65 | Other
Architectural | Incandescent |  | Standard A Lamp | 1 | 100 | Other
Wall Mount | Linear Fluorescent | 36 | T-12 | 1 | 30 | Bathroom
Table | Incandescent |  | Standard A Lamp | 1 | 60 | Bedroom
Track | Incandescent |  | Reflector | 2 | 60 | Bedroom
Table | Incandescent |  | 3-Way Incandescent | 1 | 140 | Bedroom
Wall Mount | Incandescent |  | Standard A Lamp | 1 | 60 | Bedroom
Table | Incandescent |  | Decorative | 1 | 40 | Bedroom
Ceiling Fixture | Compact Fluorescent |  | Twist | 3 | 22 | Other
Chandelier (Hanging) | Incandescent |  | Globe | 1 | 100 | Dining Room
Table | Incandescent |  | Heat Lamp | 1 | 150 | Other
Floor lamp | Incandescent |  | 3-Way Incandescent | 1 | 100 | Other
Recessed - other | Incandescent |  | Reflector | 1 | 65 | Other
Recessed Can | Incandescent |  | Reflector | 1 | 65 | Dining Room
Low bay | Linear Fluorescent | 22 | T-8 | 2 | 32 | Bathroom
Ceiling Fixture | Incandescent |  | Decorative | 3 | 40 | Hall
Ceiling Fan | Incandescent |  | Decorative | 10 | 40 | Hall
Garage door opener | Incandescent |  | Standard A Lamp | 2 | 60 | Garage
Ceiling Fixture | Incandescent |  | Standard A Lamp | 1 | 60 | Hall
Track | Incandescent |  | Reflector | 2 | 65 | Hall
Ceiling Fixture | Linear Fluorescent | 48 | T-12 | 2 | 20 | Kitchen
Low bay | Linear Fluorescent | 16 | T-8 | 1 | 20 | Kitchen
Recessed Can | Incandescent |  | Reflector | 1 | 65 | Laundry Room
Track | Halogen |  | PAR | 3 | 125 | Living Room
Table | Incandescent |  | 3-Way Incandescent | 1 | 150 | Living Room
Wall Mount | Linear Fluorescent | 48 | Fluorescent Other | 1 | 40 | Bathroom
Recessed Can | Incandescent |  | Reflector | 1 | 65 | Bathroom
High bay | Linear Fluorescent | 48 | T-12 | 2 | 40 | Hall
Floor lamp | Incandescent |  | 3-Way Incandescent | 1 | 150 | Master Bedroom
Other | Incandescent |  | Reflector | 1 | 50 | Master Bedroom
Low bay | Linear Fluorescent | 30 | T-12 | 1 | 40 | Master Bedroom
Table | Other |  |  | 2 | 40 | Office
Recessed - other | Incandescent |  | Reflector | 1 | 65 | Office
Table | Incandescent |  | 3-Way Incandescent | 1 | 150 | Office
Architectural | Incandescent |  | Standard A Lamp | 1 | 60 | Closet
Architectural | Compact Fluorescent |  | Twist | 1 | 28 | Other
Track | Incandescent |  | Reflector | 2 | 65 | Other
Track | Incandescent |  | Reflector | 3 | 65 | Other
Wall Mount | Incandescent |  | Globe | 6 | 40 | Bathroom
Ceiling Fixture | Incandescent |  | Standard A Lamp | 1 | 65 | Bedroom
Ceiling Fixture | Incandescent |  | Standard A Lamp | 1 | 60 | Bedroom
Table | Compact Fluorescent |  | Twist | 1 | 22 | Bedroom
Ceiling Fixture | Incandescent |  | Standard A Lamp | 1 | 60 | Hall
Ceiling Fixture | Linear Fluorescent | 48 | T-12 | 4 | 40 | Kitchen
Floor lamp | Compact Fluorescent |  | Twist | 1 | 15 | Living Room
Table | Compact Fluorescent |  | Twist | 1 | 22 | Living Room
Ceiling Fixture | Compact Fluorescent |  | Twist | 2 | 22 | Living Room
Wall Mount | Incandescent |  | Standard A Lamp | 3 | 40 | Bathroom
Wall Mount | Incandescent |  | Globe | 8 | 60 | Bathroom
Recessed Can | Incandescent |  | Heat Lamp | 1 | 125 | Bathroom
Ceiling Fixture | Incandescent |  | Reflector | 3 | 65 | Bedroom
Table | Incandescent |  | Standard A Lamp | 1 | 75 | Bedroom
Ceiling Fixture | Incandescent |  | Reflector | 3 | 65 | Bedroom
Recessed Can | Compact Fluorescent |  | Twist | 1 | 15 | Dining Room
Chandelier (Hanging) | Incandescent |  | Mini base | 10 | 25 | Hall
Table | Compact Fluorescent |  | Twist | 1 | 15 | Hall
Recessed - other | Incandescent |  | Reflector | 1 | 65 | Family Room
Floor lamp | Compact Fluorescent |  | Twist | 2 | 22 | Family Room
Chandelier (Hanging) | Incandescent |  | Mini base | 8 | 25 | Dining Room
Ceiling Fixture | Incandescent |  | Reflector | 3 | 65 | Living Room
Ceiling Fixture | Compact Fluorescent |  | Twist | 1 | 15 | Garage
Recessed Can | Compact Fluorescent |  | Twist | 1 | 15 | Kitchen
Ceiling Fixture | Incandescent |  | Standard A Lamp | 2 | 40 | Laundry Room
Recessed Can | Compact Fluorescent |  | Twist | 1 | 15 | Living Room
Table | Incandescent |  | Standard A Lamp | 1 | 60 | Living Room
Ceiling Fixture | Compact Fluorescent |  | Twist | 1 | 15 | Bathroom
Wall Mount | Incandescent |  | Globe | 8 | 60 | Bathroom
Recessed Can | Incandescent |  | Heat Lamp | 1 | 125 | Bathroom
Ceiling Fan | Compact Fluorescent |  | Twist | 4 | 22 | Master Bedroom
Table | Incandescent |  | Standard A Lamp | 1 | 60 | Master Bedroom
Ceiling Fixture | Incandescent |  | Standard A Lamp | 3 | 25 | Closet
Ceiling Fixture | Incandescent |  | Reflector | 3 | 65 | Office
Ceiling Fixture | Incandescent |  | Reflector | 3 | 65 | Bedroom
Ceiling Fixture | Incandescent |  | Reflector | 3 | 65 | Bedroom
Wall Mount | Incandescent |  | Globe | 8 | 60 | Bathroom
Ceiling Fixture | Compact Fluorescent |  | Twist | 1 | 15 | Hall
Wall Mount | Compact Fluorescent |  | Twist | 2 | 13 | Bathroom
Ceiling Fixture | Incandescent |  | Standard A Lamp | 1 | 60 | Bathroom
Ceiling Fixture | Incandescent |  | Standard A Lamp | 1 | 60 | Bedroom
Ceiling Fixture | Compact Fluorescent |  | Twist | 1 | 13 | Bedroom
Floor lamp | Compact Fluorescent |  | Twist | 1 | 9 | Dining Room
Floor lamp | Compact Fluorescent |  | Twist | 1 | 23 | Dining Room
Ceiling Fan | Incandescent |  | Standard A Lamp | 3 | 60 | Dining Room
Recessed Can | Incandescent |  | Reflector | 1 | 50 | Family Room
Floor lamp | Incandescent |  | Globe | 1 | 40 | Family Room
Floor lamp | Compact Fluorescent |  | Twist | 1 | 23 | Family Room
Ceiling Fixture | Linear Fluorescent | 48 | T-12 | 4 | 40 | Garage
Floor lamp | Incandescent |  | Decorative | 1 | 40 | Garage
Ceiling Fixture | Incandescent |  | Standard A Lamp | 1 | 60 | Garage
Ceiling Fixture | Incandescent |  | Standard A Lamp | 1 | 75 | Hall
Ceiling Fan | Incandescent |  | Standard A Lamp | 1 | 60 | Bedroom
Wall Mount | Incandescent |  | Decorative | 1 | 25 | Kitchen
Recessed Can | Incandescent |  | Reflector | 1 | 65 | Kitchen
Floor lamp | Compact Fluorescent |  | Twist | 1 | 13 | Living Room
Floor lamp | Compact Fluorescent |  | Twist | 1 | 23 | Living Room
Wall Mount | Incandescent |  | Standard A Lamp | 1 | 60 | Bathroom
Ceiling Fan | Incandescent |  | Decorative | 6 | 40 | Master Bedroom
Floor lamp | Halogen |  | PAR | 1 | 100 | Office
Floor lamp | Compact Fluorescent |  | Twist | 1 | 23 | Office
Recessed Can | Compact Fluorescent |  | Reflector | 1 | 22 | Closet
Ceiling Fixture | Compact Fluorescent |  | Twist | 2 | 23 | Bedroom
Floor lamp | Compact Fluorescent |  | Twist | 1 | 23 | Bedroom
Ceiling Fixture | Incandescent |  | Standard A Lamp | 1 | 40 | Bedroom
Chandelier (Hanging) | Incandescent |  | Globe | 10 | 40 | Dining Room
Ceiling Fixture | Incandescent |  | Standard A Lamp | 1 | 40 | Family Room
Floor lamp | Incandescent |  | Standard A Lamp | 1 | 60 | Family Room
Ceiling Fixture | Compact Fluorescent |  | Twist | 1 | 23 | Garage
Wall Mount | Incandescent |  | Globe | 4 | 40 | Bathroom
Ceiling Fixture | Incandescent |  | Decorative | 2 | 60 | Hall
Ceiling Fixture | Incandescent |  | Standard A Lamp | 1 | 60 | Bedroom
Ceiling Fixture | Compact Fluorescent |  | Twist | 1 | 23 | Bedroom
Ceiling Fixture | Linear Fluorescent | 48 | T-12 | 2 | 40 | Kitchen
Recessed Can | Incandescent |  | Reflector | 1 | 75 | Kitchen
Ceiling Fixture | Incandescent |  | Standard A Lamp | 1 | 60 | Laundry Room
Torchiere | Incandescent |  | Globe | 5 | 40 | Living Room
Torchiere | Halogen |  | Quartz Tube | 1 | 100 | Living Room
Wall Mount | Incandescent |  | Globe | 7 | 60 | Bathroom
Ceiling Fixture | Incandescent |  | Heat Lamp | 1 | 75 | Bathroom
Ceiling Fixture | Incandescent |  | Standard A Lamp | 2 | 40 | Master Bedroom
Floor lamp | Incandescent |  | Standard A Lamp | 1 | 60 | Master Bedroom
Ceiling Fixture | Linear Fluorescent | 48 | T-12 | 2 | 40 | Closet
Wall Mount | Incandescent |  | Globe | 1 | 60 | Hall
Wall Mount | Compact Fluorescent |  | Globe | 4 | 23 | Bathroom
Ceiling Fixture | Compact Fluorescent |  | Twist | 1 | 13 | Hall
Wall Mount | Incandescent |  | Standard A Lamp | 6 | 60 | Bathroom
Wall Mount | Incandescent |  | Standard A Lamp | 1 | 60 | Bathroom
Ceiling Fixture | Incandescent |  | Standard A Lamp | 2 | 65 | Bedroom
Ceiling Fixture | Incandescent |  | Standard A Lamp | 1 | 100 | Dining Room
Floor lamp | Compact Fluorescent |  | Straight Tube | 1 | 28 | Dining Room
Ceiling Fixture | Linear Fluorescent | 96 | T-12 | 2 | 75 | Garage
Garage door opener | Incandescent |  | Standard A Lamp | 1 | 60 | Garage
Ceiling Fixture | Incandescent |  | Standard A Lamp | 2 | 60 | Hall
Ceiling Fixture | Compact Fluorescent |  | Twist | 1 | 20 | Hall
Ceiling Fixture | Linear Fluorescent | 24 | T-12 | 5 | 40 | Kitchen
Ceiling Fixture | Compact Fluorescent |  | Twist | 1 | 19 | Laundry Room
Table | Incandescent |  | Standard A Lamp | 1 | 100 | Living Room
Wall Mount | Incandescent |  | Standard A Lamp | 4 | 60 | Bathroom
Table | Incandescent |  | Standard A Lamp | 1 | 60 | Bedroom
Table | Incandescent |  | Standard A Lamp | 1 | 100 | Bedroom
Ceiling Fixture | Incandescent |  | Standard A Lamp | 3 | 60 | Bedroom
Ceiling Fixture | Incandescent |  | Standard A Lamp | 2 | 75 | Office
Wall Mount | Compact Fluorescent |  | Twist | 3 | 15 | Bathroom
Ceiling Fixture | Compact Fluorescent |  | Circline (Screw Base) | 2 | 15 | Bathroom
Wall Mount | Incandescent |  | Standard A Lamp | 3 | 60 | Bathroom
Ceiling Fixture | Compact Fluorescent |  | Circline (Screw Base) | 1 | 16 | Bathroom
Ceiling Fixture | Compact Fluorescent |  | Twist | 2 | 15 | Bedroom
Table | Compact Fluorescent |  | Twist | 1 | 15 | Bedroom
Ceiling Fixture | Incandescent |  | Standard A Lamp | 3 | 60 | Bedroom
Table | Incandescent |  | Standard A Lamp | 1 | 60 | Bedroom
Table | Compact Fluorescent |  | Twist | 1 | 15 | Other
Table | Incandescent |  | Standard A Lamp | 1 | 60 | Other
Chandelier (Hanging) | Incandescent |  | Mini base | 6 | 25 | Dining Room
Architectural | Halogen |  | Quartz Tube | 1 | 20 | Dining Room
Garage door opener | Incandescent |  | Standard A Lamp | 1 | 60 | Garage
Ceiling Fixture | Incandescent |  | Mini base | 3 | 25 | Hall
Track | Halogen |  | MR | 10 | 20 | Kitchen
Ceiling Fixture | Compact Fluorescent |  | Twist | 2 | 15 | Laundry Room
Table | Compact Fluorescent |  | Twist | 1 | 15 | Living Room
Ceiling Fixture | Linear Fluorescent | 60 | T-8 | 2 | 32 | Other
Ceiling Fixture | Incandescent |  | Standard A Lamp | 1 | 100 | Other
Track | Incandescent |  | Globe | 8 | 65 | Bathroom
Track | Incandescent |  | Globe | 5 | 65 | Bathroom
Wall Mount | Incandescent |  | Standard A Lamp | 1 | 60 | Bathroom
Table | Incandescent |  | Standard A Lamp | 1 | 100 | Bedroom
Ceiling Fixture | Incandescent |  | Standard A Lamp | 2 | 100 | Bedroom
Table | Compact Fluorescent |  | Twist | 1 | 7 | Bedroom
Ceiling Fixture | Incandescent |  | Standard A Lamp | 2 | 60 | Bedroom
Table | Compact Fluorescent |  | Twist | 1 | 7 | Bedroom
Ceiling Fixture | Linear Fluorescent | 48 | T-8 | 2 | 32 | Dining Room
Wall Mount | Incandescent |  | Decorative | 1 | 65 | Hall
Ceiling Fixture | Linear Fluorescent | 60 | T-8 | 2 | 32 | Hall
Ceiling Fixture | Incandescent |  | Standard A Lamp | 2 | 60 | Hall
Ceiling Fixture | Linear Fluorescent | 48 | T-8 | 4 | 32 | Kitchen
Chandelier (Hanging) | Compact Fluorescent |  | Twist | 3 | 15 | Kitchen
Table | Compact Fluorescent |  | Twist | 1 | 22 | Living Room
Ceiling Fan | Incandescent |  | Standard A Lamp | 1 | 100 | Living Room
Ceiling Fixture | Incandescent |  | Heat Lamp | 2 | 250 | Bathroom
Wall Mount | Incandescent |  | Standard A Lamp | 5 | 60 | Bathroom
Ceiling Fixture | Linear Fluorescent | 48 | T-12 | 2 | 40 | Bathroom
Ceiling Fixture | Incandescent |  | Standard A Lamp | 2 | 60 | Bathroom
Wall Mount | Incandescent |  | Standard A Lamp | 4 | 100 | Bathroom
Ceiling Fixture | Incandescent |  | Standard A Lamp | 2 | 60 | Bedroom
Table | Incandescent |  | Standard A Lamp | 1 | 60 | Bedroom
Table | Incandescent |  | Standard A Lamp | 1 | 60 | Bedroom
Ceiling Fan | Incandescent |  | Decorative | 3 | 40 | Bedroom
Ceiling Fixture | Incandescent |  | Standard A Lamp | 2 | 60 | Other
Table | Incandescent |  | Standard A Lamp | 1 | 60 | Other
Floor lamp | Incandescent |  | Reflector | 3 | 50 | Other
Ceiling Fan | Incandescent |  | Decorative | 2 | 40 | Family Room
Table | Incandescent |  | Standard A Lamp | 1 | 100 | Family Room
Ceiling Fixture | Linear Fluorescent | 48 | T-12 | 2 | 40 | Garage
Garage door opener | Incandescent |  | Standard A Lamp | 1 | 100 | Garage
Ceiling Fixture | Compact Fluorescent |  | Twist | 1 | 22 | Garage
Ceiling Fixture | Incandescent |  | Standard A Lamp | 2 | 60 | Hall
Table | Incandescent |  | Reflector | 1 | 60 | Kitchen
Ceiling Fixture | Linear Fluorescent | 48 | T-12 | 4 | 40 | Kitchen
Recessed - other | Incandescent |  | Standard A Lamp | 1 | 40 | Kitchen
Table | Incandescent |  | Standard A Lamp | 1 | 60 | Living Room
Ceiling Fixture | Compact Fluorescent |  | Twist | 2 | 22 | Bathroom
Wall Mount | Incandescent |  | Standard A Lamp | 3 | 40 | Bathroom
Wall Mount | Incandescent |  | Standard A Lamp | 3 | 40 | Bedroom
Recessed Can | Incandescent |  | Reflector | 1 | 40 | Bathroom
Ceiling Fixture | Incandescent |  | Standard A Lamp | 2 | 60 | Bedroom
Recessed Can | Incandescent |  | Reflector | 1 | 60 | Bedroom
Wall Mount | Incandescent |  | Standard A Lamp | 1 | 60 | Bedroom
Wall Mount | Incandescent |  | Standard A Lamp | 2 | 40 | Bedroom
Recessed Can | Incandescent |  | Reflector | 1 | 40 | Living Room
Ceiling Fixture | Incandescent |  | Standard A Lamp | 1 | 40 | Living Room
Wall Mount | Incandescent |  | Standard A Lamp | 1 | 40 | Hall
Recessed Can | Incandescent |  | Reflector | 1 | 60 | Other
Recessed Can | Incandescent |  | Reflector | 1 | 60 | Dining Room
Recessed Can | Incandescent |  | Reflector | 1 | 60 | Dining Room
Recessed Can | Incandescent |  | Reflector | 1 | 60 | Dining Room
Ceiling Fixture | Compact Fluorescent |  | Twist | 4 | 22 | Dining Room
Table | Incandescent |  | Standard A Lamp | 1 | 60 | Dining Room
Recessed Can | Incandescent |  | Reflector | 1 | 60 | Other
Wall Mount | Incandescent |  | Standard A Lamp | 2 | 60 | Other
Ceiling Fixture | Linear Fluorescent | 48 | T-8 | 4 | 40 | Other
Wall Mount | Incandescent |  | Standard A Lamp | 4 | 40 | Master Bedroom
Wall Mount | Compact Fluorescent |  | Twist | 1 | 22 | Master Bedroom
Table | Incandescent |  | Standard A Lamp | 1 | 60 | Master Bedroom
Ceiling Fixture | Incandescent |  | Mini base | 6 | 40 | Master Bedroom
Recessed Can | Incandescent |  | Reflector | 1 | 40 | Office
Ceiling Fixture | Incandescent |  | Standard A Lamp | 1 | 60 | Office
Recessed Can | Incandescent |  | Reflector | 1 | 40 | Other
Ceiling Fixture | Incandescent |  | Standard A Lamp | 1 | 60 | Other
Ceiling Fixture | Incandescent |  | Reflector | 1 | 65 | Bathroom
Ceiling Fixture | Compact Fluorescent |  | Twist | 1 | 15 | Bathroom
Wall Mount | Compact Fluorescent |  | Twist | 2 | 15 | Bathroom
Ceiling Fixture | Incandescent |  | Standard A Lamp | 2 | 60 | Bedroom
Table | Incandescent |  | Standard A Lamp | 1 | 40 | Bedroom
Ceiling Fixture | Incandescent |  | Standard A Lamp | 1 | 60 | Bedroom
Table | Incandescent |  | Standard A Lamp | 1 | 40 | Bedroom
Ceiling Fixture | Incandescent |  | Standard A Lamp | 1 | 60 | Bedroom
Floor lamp | Incandescent |  | Standard A Lamp | 1 | 60 | Bedroom
Ceiling Fixture | Linear Fluorescent | 48 | T-12 | 2 | 40 | Garage
Ceiling Fixture | Incandescent |  | Standard A Lamp | 1 | 60 | Garage
Ceiling Fixture | Incandescent |  | Standard A Lamp | 1 | 60 | Hall
Recessed Can | Compact Fluorescent |  | Twist | 1 | 15 | Kitchen
Ceiling Fixture | Linear Fluorescent | 12 | T-12 | 1 | 15 | Kitchen
Recessed - other | Incandescent |  | Standard A Lamp | 2 | 40 | Kitchen
Ceiling Fixture | Incandescent |  | Standard A Lamp | 1 | 60 | Laundry Room
Ceiling Fixture | Compact Fluorescent |  | Twist | 2 | 15 | Living Room
Recessed Can | Incandescent |  | Reflector | 1 | 65 | Living Room
Table | Incandescent |  | Standard A Lamp | 1 | 60 | Living Room
Ceiling Fixture | Incandescent |  | Standard A Lamp | 2 | 65 | Bedroom
Wall Mount | Incandescent |  | Clear | 4 | 60 | Bathroom
Ceiling Fixture | Incandescent |  | Clear | 1 | 60 | Dining Room
Ceiling Fixture | Incandescent |  | Standard A Lamp | 1 | 60 | Hall
Ceiling Fixture | Linear Fluorescent | 48 | T-12 | 2 | 40 | Kitchen
Ceiling Fixture | Incandescent |  | Standard A Lamp | 2 | 60 | Laundry Room
Ceiling Fixture | Incandescent |  | Standard A Lamp | 2 | 60 | Living Room
Ceiling Fixture | Incandescent |  | Standard A Lamp | 2 | 60 | Bathroom
Table | Incandescent |  | Standard A Lamp | 1 | 60 | Bathroom
Wall Mount | Compact Fluorescent |  | Twist | 1 | 22 | Bathroom
Ceiling Fixture | Incandescent |  | Decorative | 1 | 75 | Bathroom
Ceiling Fixture | Incandescent |  | Decorative | 6 | 25 | Bedroom
Ceiling Fixture | Incandescent |  | Decorative | 6 | 25 | Bedroom
Ceiling Fixture | Incandescent |  | Standard A Lamp | 2 | 60 | Hall
Recessed - other | Incandescent |  | Standard A Lamp | 1 | 60 | Hall
Ceiling Fixture | Linear Fluorescent | 48 | T-8 | 4 | 32 | Kitchen
Ceiling Fixture | Compact Fluorescent |  | Twist | 1 | 15 | Kitchen
Ceiling Fixture | Incandescent |  | Standard A Lamp | 1 | 60 | Kitchen
Ceiling Fixture | Incandescent |  | Standard A Lamp | 2 | 40 | Laundry Room
Floor lamp | Incandescent |  | 3-Way Incandescent | 1 | 100 | Living Room
Ceiling Fan | Incandescent |  | Decorative | 5 | 60 | Living Room
Recessed Can | Incandescent |  | Reflector | 1 | 65 | Living Room
Ceiling Fixture | Incandescent |  | 3-Way Incandescent | 1 | 100 | Other
Chandelier (Hanging) | Incandescent |  | Clear | 5 | 60 | Living Room
Table | Incandescent |  | Decorative | 1 | 60 | Living Room
Table | Incandescent |  | Standard A Lamp | 1 | 300 | Living Room
Garage door opener | Incandescent |  | Standard A Lamp | 1 | 100 | Garage
Ceiling Fixture | Incandescent |  | Clear | 1 | 60 | Garage
Table | Incandescent |  | 3-Way Incandescent | 1 | 100 | Bedroom
Ceiling Fixture | Incandescent |  | Standard A Lamp | 1 | 60 | Bedroom
Ceiling Fixture | Compact Fluorescent |  | Twist | 1 | 22 | Bathroom
Ceiling Fixture | Compact Fluorescent |  | Twist | 2 | 15 | Bedroom
Ceiling Fixture | Compact Fluorescent |  | Twist | 1 | 22 | Hall
Ceiling Fixture | Incandescent |  | Globe | 5 | 60 | Kitchen
Ceiling Fixture | Incandescent |  | Standard A Lamp | 1 | 60 | Kitchen
Ceiling Fixture | Compact Fluorescent |  | Twist | 1 | 22 | Kitchen
Ceiling Fixture | Incandescent |  | Standard A Lamp | 1 | 100 | Laundry Room
Ceiling Fixture | Compact Fluorescent |  | Twist | 5 | 15 | Living Room
Floor lamp | Compact Fluorescent |  | Twist | 1 | 15 | Living Room
Floor lamp | Incandescent |  | Standard A Lamp | 1 | 75 | Living Room
Ceiling Fixture | Compact Fluorescent |  | Twist | 2 | 15 | Bathroom
Wall Mount | Compact Fluorescent |  | Twist | 2 | 15 | Bathroom
Ceiling Fixture | Incandescent |  | Standard A Lamp | 3 | 25 | Master Bedroom
Ceiling Fixture | Linear Fluorescent | 48 | Fluorescent Other | 2 | 32 | Garage
Wall Mount | Compact Fluorescent |  | Twist | 1 | 15 | Hall
Ceiling Fixture | Incandescent |  | Standard A Lamp | 1 | 60 | Bedroom
Ceiling Fixture | Incandescent |  | Standard A Lamp | 1 | 60 | Hall
Ceiling Fixture | Compact Fluorescent |  | Twist | 1 | 15 | Living Room
Floor lamp | Incandescent |  | Standard A Lamp | 1 | 40 | Living Room
Ceiling Fixture | Compact Fluorescent |  | Twist | 1 | 22 | Living Room
Chandelier (Hanging) | Incandescent |  | Decorative | 2 | 25 | Dining Room
Ceiling Fixture | Incandescent |  | Standard A Lamp | 1 | 60 | Hall
Ceiling Fixture | Linear Fluorescent | 48 | T-8 | 2 | 32 | Kitchen
Recessed Can | Compact Fluorescent |  | Reflector | 1 | 22 | Bathroom
Recessed Can | Compact Fluorescent |  | Reflector | 1 | 22 | Family Room
Track | Halogen |  | MR | 5 | 30 | Laundry Room
Floor lamp | Incandescent |  | Decorative | 1 | 25 | Living Room
Recessed Can | Compact Fluorescent |  | Reflector | 1 | 22 | Bathroom
Wall Mount | Compact Fluorescent |  | A shape bulb | 2 | 15 | Bathroom
Table | Incandescent |  | Clear | 1 | 40 | Master Bedroom
Ceiling Fixture | Incandescent |  | Standard A Lamp | 2 | 60 | Master Bedroom
Wall Mount | Compact Fluorescent |  | A shape bulb | 2 | 15 | Bathroom
Track | Halogen |  | MR | 3 | 25 | Hall
Chandelier (Hanging) | Incandescent |  | Standard A Lamp | 2 | 60 | Bedroom
Recessed Can | Compact Fluorescent |  | Reflector | 1 | 22 | Hall
Ceiling Fan | Incandescent |  | Standard A Lamp | 2 | 60 | Bedroom

## DPCache_MH Lighting Inventory - (hidden)
LightingFixtureType | LightingLampCategory | LightingLampLength | LightingLampType | LightingLampsPerFixture | LightingWattsPerLamp | SiteID+room_it | RoomType
Ceiling Fan | Compact Fluorescent |  | Twist | 3 | 15 | 101551 | Bathroom
Ceiling Fan | Incandescent |  | Standard A Lamp | 1 | 60 | 101552 | Bedroom
Floor lamp | Incandescent |  | Standard A Lamp | 1 | 60 | 101553 | Bedroom
Floor lamp | Halogen |  | Quartz Tube | 1 | 50 | 101553 | Bedroom
Exterior | Incandescent |  | Standard A Lamp | 1 | 60 | 101554 | Other
Ceiling Fixture | Incandescent |  | Standard A Lamp | 1 | 60 | 101555 | Hall
Other | Compact Fluorescent |  | Twist | 1 | 15 | 101555 | Hall
Ceiling Fixture | Compact Fluorescent |  | Twist | 1 | 15 | 101556 | Kitchen
Ceiling Fixture | Compact Fluorescent |  | Twist | 3 | 15 | 101556 | Kitchen
Recessed Can | Incandescent |  | Standard A Lamp | 2 | 40 | 101556 | Kitchen
Ceiling Fan | Incandescent |  | Standard A Lamp | 1 | 60 | 101557 | Living Room
Floor lamp | Compact Fluorescent |  | Twist | 1 | 15 | 101557 | Living Room
Wall Mount | Compact Fluorescent |  | Twist | 1 | 15 | 101991 | Bathroom
High bay | Incandescent |  | Standard A Lamp | 1 | 60 | 101991 | Bathroom
Floor lamp | Compact Fluorescent |  | Twist | 2 | 15 | 101992 | Bedroom
Ceiling Fixture | Incandescent |  | Standard A Lamp | 1 | 40 | 101993 | Hall
Ceiling Fixture | Incandescent |  | Standard A Lamp | 2 | 60 | 101994 | Kitchen
Floor lamp | Compact Fluorescent |  | Twist | 1 | 15 | 101995 | Living Room
Table | Compact Fluorescent |  | Twist | 1 | 15 | 101996 | Master Bedroom
Ceiling Fixture | Incandescent |  | Standard A Lamp | 1 | 60 | 101997 | Closet
Ceiling Fixture | Incandescent |  | Standard A Lamp | 1 | 60 | 102571 | Bathroom
Ceiling Fixture | Compact Fluorescent |  | Twist | 3 | 15 | 102572 | Bathroom
Ceiling Fixture | Compact Fluorescent |  | Twist | 2 | 20 | 102573 | Bedroom
Ceiling Fixture | Incandescent |  | Standard A Lamp | 2 | 60 | 102573 | Bedroom
Table | Compact Fluorescent |  | Twist | 1 | 22 | 102573 | Bedroom
Ceiling Fixture | Incandescent |  | Standard A Lamp | 2 | 60 | 102574 | Bedroom
Table | Incandescent |  | Clear | 1 | 40 | 102574 | Bedroom
Ceiling Fixture | Compact Fluorescent |  | Twist | 2 | 20 | 102575 | Bedroom
Table | Compact Fluorescent |  | Twist | 1 | 15 | 102575 | Bedroom
Ceiling Fixture | Incandescent |  | Standard A Lamp | 2 | 60 | 102576 | Hall
Ceiling Fixture | Compact Fluorescent |  | Twist | 2 | 22 | 102577 | Kitchen
Chandelier (Hanging) | Incandescent |  | Clear | 5 | 40 | 102577 | Kitchen
Table | Linear Fluorescent | 18 | T-8 | 1 | 16 | 102577 | Kitchen
Torchiere | Incandescent |  | 3-Way CFL | 1 | 100 | 102578 | Living Room
Floor lamp | Compact Fluorescent |  | Straight Tube | 1 | 28 | 102578 | Living Room
Table | Compact Fluorescent |  | Twist | 1 | 22 | 102578 | Living Room
Wall Mount | Incandescent |  | Globe | 3 | 40 | 102578 | Living Room
Ceiling Fixture | Compact Fluorescent |  | Twist | 2 | 15 | 103391 | Bathroom
Ceiling Fixture | Compact Fluorescent |  | Twist | 1 | 15 | 103392 | Bathroom
Ceiling Fixture | Compact Fluorescent |  | Twist | 2 | 15 | 103393 | Bedroom
Ceiling Fixture | Compact Fluorescent |  | Pin base | 1 | 15 | 103394 | Hall
Ceiling Fan | Compact Fluorescent |  | Twist | 4 | 15 | 103395 | Kitchen
Ceiling Fixture | Compact Fluorescent |  | Twist | 1 | 15 | 103395 | Kitchen
Floor lamp | Compact Fluorescent |  | Twist | 1 | 15 | 103396 | Living Room
Ceiling Fixture | Compact Fluorescent |  | Twist | 2 | 15 | 103397 | Master Bedroom
Wall Mount | Incandescent |  | Standard A Lamp | 4 | 60 | 104171 | Bathroom
Ceiling Fixture | Incandescent |  | Standard A Lamp | 1 | 60 | 104171 | Bathroom
Wall Mount | Incandescent |  | Standard A Lamp | 5 | 60 | 104172 | Bathroom
Table | Incandescent |  | Standard A Lamp | 1 | 60 | 104173 | Bedroom
Ceiling Fixture | Incandescent |  | Standard A Lamp | 1 | 60 | 104173 | Bedroom
Chandelier (Hanging) | Incandescent |  | Decorative | 5 | 40 | 104173 | Bedroom
Ceiling Fixture | Incandescent |  | Standard A Lamp | 1 | 60 | 104174 | Bedroom
Table | Incandescent |  | Standard A Lamp | 1 | 60 | 104174 | Bedroom
Ceiling Fixture | Incandescent |  | Standard A Lamp | 1 | 60 | 104175 | Bedroom
Ceiling Fixture | Incandescent |  | Standard A Lamp | 1 | 60 | 104175 | Bedroom
Exterior | Incandescent |  | Standard A Lamp | 1 | 60 | 104176 | Other
Exterior | Other |  | High Pressure Sodium | 1 | 200 | 104176 | Other
Ceiling Fixture | Linear Fluorescent | 48 | T-12 | 2 | 40 | 104177 | Garage
Ceiling Fixture | Compact Fluorescent |  | Twist | 1 | 15 | 104178 | Hall
Chandelier (Hanging) | Incandescent |  | Standard A Lamp | 3 | 60 | 104179 | Kitchen
Ceiling Fixture | Linear Fluorescent | 48 | T-12 | 2 | 40 | 104179 | Kitchen
Ceiling Fixture | Halogen |  | PAR | 3 | 50 | 104179 | Kitchen
Ceiling Fixture | Compact Fluorescent |  | Twist | 1 | 15 | 1041710 | Laundry Room
Table | Compact Fluorescent |  | Twist | 1 | 22 | 1041711 | Living Room
Wall Mount | Incandescent |  | Standard A Lamp | 1 | 60 | 107321 | Bathroom
Chandelier (Hanging) | Incandescent |  | Standard A Lamp | 2 | 40 | 107322 | Bathroom
Ceiling Fan | Incandescent |  | Standard A Lamp | 3 | 60 | 107323 | Master Bedroom
Table | Incandescent |  | Decorative | 1 | 40 | 107323 | Master Bedroom
Ceiling Fixture | Compact Fluorescent |  | Twist | 1 | 22 | 107324 | Bedroom
Wall Mount | Incandescent |  | Decorative | 1 | 40 | 107325 | Office
Ceiling Fixture | Incandescent |  | Standard A Lamp | 1 | 60 | 107325 | Office
Ceiling Fan | Incandescent |  | Decorative | 4 | 40 | 107326 | Dining Room
Ceiling Fixture | Compact Fluorescent |  | Twist | 1 | 15 | 107327 | Hall
Recessed Can | Linear Fluorescent | 48 | T-12 | 2 | 40 | 107328 | Kitchen
Track | Incandescent |  | Standard A Lamp | 1 | 65 | 107328 | Kitchen
Floor lamp | Incandescent |  | Standard A Lamp | 1 | 60 | 107329 | Living Room
Other | Compact Fluorescent |  | Straight Tube | 1 | 15 | 107329 | Living Room
Ceiling Fixture | Compact Fluorescent |  | Twist | 3 | 15 | 1073210 | Other
Ceiling Fixture | Linear Fluorescent | 24 | T-12 | 1 | 20 | 1073211 | Other
Table | Compact Fluorescent |  | Twist | 1 | 15 | 1073212 | Bedroom
Wall Mount | Incandescent |  | Standard A Lamp | 1 | 60 | 107681 | Bathroom
Ceiling Fan | Incandescent |  | Standard A Lamp | 2 | 60 | 107682 | Bedroom
Ceiling Fan | Incandescent |  | Standard A Lamp | 2 | 60 | 107683 | Bedroom
Ceiling Fixture | Incandescent |  | Standard A Lamp | 2 | 60 | 107684 | Bedroom
Ceiling Fixture | Incandescent |  | Standard A Lamp | 1 | 75 | 107685 | Closet
Ceiling Fan | Incandescent |  | Standard A Lamp | 4 | 60 | 107686 | Dining Room
Table | Incandescent |  | Standard A Lamp | 1 | 60 | 107686 | Dining Room
Ceiling Fixture | Incandescent |  | Standard A Lamp | 2 | 60 | 107687 | Hall
Ceiling Fixture | Incandescent |  | Standard A Lamp | 2 | 60 | 107688 | Kitchen
Ceiling Fixture | Compact Fluorescent |  | Twist | 1 | 15 | 107688 | Kitchen
Ceiling Fixture | Incandescent |  | Standard A Lamp | 1 | 60 | 107689 | Laundry Room
Floor lamp | Halogen |  | Quartz Tube | 1 | 100 | 1076810 | Living Room
Floor lamp | Incandescent |  | Standard A Lamp | 1 | 60 | 1076810 | Living Room
Table | Compact Fluorescent |  | Twist | 1 | 23 | 1076810 | Living Room
Ceiling Fixture | Incandescent |  | Standard A Lamp | 1 | 60 | 1076811 | Bathroom
Wall Mount | Incandescent |  | Standard A Lamp | 1 | 60 | 1076811 | Bathroom
Wall Mount | Compact Fluorescent |  | Twist | 1 | 23 | 1076811 | Bathroom
Ceiling Fan | Incandescent |  | Standard A Lamp | 4 | 60 | 1076812 | Master Bedroom
Ceiling Fixture | Incandescent |  | Standard A Lamp | 1 | 60 | 1076813 | Closet
Ceiling Fixture | Incandescent |  | Standard A Lamp | 2 | 40 | 108201 | Bedroom
Ceiling Fan | Compact Fluorescent |  | Twist | 1 | 23 | 108202 | Family Room
Floor lamp | Incandescent |  | 3-Way Incandescent | 1 | 150 | 108202 | Family Room
Ceiling Fixture | Linear Fluorescent | 48 | T-12 | 2 | 32 | 108203 | Kitchen
Ceiling Fixture | Compact Fluorescent |  | Circline (Screw Base) | 1 | 15 | 108203 | Kitchen
Chandelier (Hanging) | Incandescent |  | Decorative | 8 | 40 | 108203 | Kitchen
Track | Halogen |  | PAR | 2 | 50 | 108203 | Kitchen
Ceiling Fixture | Incandescent |  | Standard A Lamp | 1 | 40 | 108203 | Kitchen
Torchiere | Incandescent |  | Standard A Lamp | 3 | 60 | 108203 | Kitchen
Wall Mount | Compact Fluorescent |  | Twist | 1 | 23 | 108203 | Kitchen
Ceiling Fixture | Compact Fluorescent |  | Twist | 3 | 23 | 108204 | Laundry Room
Wall Mount | Incandescent |  | Standard A Lamp | 4 | 60 | 108205 | Bathroom
Ceiling Fixture | Compact Fluorescent |  | Twist | 1 | 13 | 108205 | Bathroom
Wall Mount | Incandescent |  | Globe | 4 | 40 | 108206 | Bathroom
Ceiling Fixture | Compact Fluorescent |  | Twist | 1 | 13 | 108206 | Bathroom
Ceiling Fixture | Compact Fluorescent |  | Twist | 2 | 13 | 108207 | Master Bedroom
Floor lamp | Incandescent |  | Decorative | 3 | 40 | 108207 | Master Bedroom
Ceiling Fixture | Compact Fluorescent |  | Circline (Screw Base) | 1 | 15 | 108208 | Master Bedroom
Ceiling Fixture | Compact Fluorescent |  | Twist | 1 | 13 | 108208 | Master Bedroom
Floor lamp | Incandescent |  | Decorative | 3 | 40 | 108208 | Master Bedroom
Torchiere | Incandescent |  | 3-Way Incandescent | 1 | 250 | 108209 | Office
Ceiling Fixture | Linear Fluorescent | 48 | T-12 | 2 | 32 | 108209 | Office
Floor lamp | Incandescent |  | 3-Way Incandescent | 1 | 150 | 108209 | Office
Wall Mount | Compact Fluorescent |  | Twist | 1 | 15 | 111741 | Bathroom
Ceiling Fixture | Incandescent |  | Standard A Lamp | 2 | 60 | 111742 | Bathroom
Table | Compact Fluorescent |  | Twist | 1 | 22 | 111743 | Master Bedroom
Wall Mount | Compact Fluorescent |  | Twist | 1 | 22 | 111743 | Master Bedroom
Wall Mount | Incandescent |  | Standard A Lamp | 1 | 60 | 111744 | Bedroom
Wall Mount | Incandescent |  | Decorative | 1 | 40 | 111745 | Hall
Ceiling Fixture | Linear Fluorescent | 42 | T-12 | 2 | 20 | 111746 | Kitchen
Ceiling Fan | Incandescent |  | Standard A Lamp | 1 | 100 | 111746 | Kitchen
Table | Incandescent |  | Standard A Lamp | 1 | 100 | 111747 | Living Room
Table | Incandescent |  | Standard A Lamp | 1 | 100 | 111748 | Office
Wall Mount | Compact Fluorescent |  | Twist | 1 | 22 | 111748 | Office
Ceiling Fixture | Linear Fluorescent | 42 | T-12 | 2 | 20 | 111749 | Other
Ceiling Fixture | Incandescent |  | Standard A Lamp | 1 | 100 | 111749 | Other
Ceiling Fixture | Incandescent |  | Standard A Lamp | 2 | 60 | 113141 | Bathroom
Floor lamp | Incandescent |  | Standard A Lamp | 2 | 60 | 113142 | Family Room
Chandelier (Hanging) | Incandescent |  | Standard A Lamp | 3 | 60 | 113142 | Family Room
Ceiling Fixture | Linear Fluorescent | 48 | T-12 | 2 | 40 | 113143 | Kitchen
Ceiling Fixture | Incandescent |  | Standard A Lamp | 1 | 40 | 113143 | Kitchen
Wall Mount | Other |  | LED Interior | 1 | 1 | 113143 | Kitchen
Ceiling Fixture | Incandescent |  | Standard A Lamp | 1 | 60 | 113144 | Laundry Room
Floor lamp | Incandescent |  | Standard A Lamp | 3 | 60 | 113145 | Living Room
Floor lamp | Incandescent |  | Standard A Lamp | 1 | 75 | 113145 | Living Room
Floor lamp | Incandescent |  | 3-Way Incandescent | 1 | 150 | 113145 | Living Room
Ceiling Fixture | Incandescent |  | Standard A Lamp | 3 | 60 | 113146 | Bathroom
Ceiling Fixture | Compact Fluorescent |  | Twist | 1 | 13 | 113146 | Bathroom
Ceiling Fixture | Compact Fluorescent |  | Twist | 1 | 15 | 113147 | Master Bedroom
Floor lamp | Incandescent |  | Standard A Lamp | 1 | 60 | 113147 | Master Bedroom
Floor lamp | Incandescent |  | Standard A Lamp | 1 | 60 | 113148 | Office
Floor lamp | Incandescent |  | Standard A Lamp | 1 | 60 | 113149 | Bedroom
Wall Mount | Incandescent |  | Globe | 6 | 40 | 113281 | Bathroom
Ceiling Fixture | Incandescent |  | Standard A Lamp | 2 | 60 | 113281 | Bathroom
Ceiling Fixture | Incandescent |  | Standard A Lamp | 2 | 60 | 113282 | Bedroom
Table | Incandescent |  | Standard A Lamp | 1 | 60 | 113282 | Bedroom
Table | Incandescent |  | 3-Way Incandescent | 1 | 75 | 113282 | Bedroom
Ceiling Fixture | Incandescent |  | Standard A Lamp | 2 | 60 | 113283 | Dining Room
Ceiling Fixture | Linear Fluorescent | 48 | T-12 | 2 | 40 | 113284 | Dining Room
Ceiling Fixture | Linear Fluorescent | 48 | T-12 | 2 | 40 | 113285 | Garage
Ceiling Fixture | Incandescent |  | Standard A Lamp | 2 | 60 | 113286 | Hall
Ceiling Fixture | Linear Fluorescent | 48 | T-12 | 2 | 40 | 113287 | Kitchen
Ceiling Fixture | Incandescent |  | Standard A Lamp | 2 | 60 | 113287 | Kitchen
Architectural | Incandescent |  | Clear | 1 | 40 | 113287 | Kitchen
Table | Incandescent |  | Standard A Lamp | 1 | 60 | 113288 | Living Room
Table | Incandescent |  | 3-Way Incandescent | 1 | 100 | 113288 | Living Room
Table | Incandescent |  | 3-Way Incandescent | 1 | 75 | 113288 | Living Room
Wall Mount | Incandescent |  | Globe | 6 | 40 | 113289 | Bathroom
Chandelier (Hanging) | Compact Fluorescent |  | Twist | 2 | 15 | 113289 | Bathroom
Ceiling Fan | Incandescent |  | Standard A Lamp | 1 | 60 | 1132810 | Master Bedroom
Table | Incandescent |  | Standard A Lamp | 1 | 75 | 1132810 | Master Bedroom
Table | Compact Fluorescent |  | Twist | 1 | 15 | 1132810 | Master Bedroom
Ceiling Fixture | Compact Fluorescent |  | Twist | 1 | 15 | 1132811 | Closet
Ceiling Fixture | Incandescent |  | Standard A Lamp | 2 | 60 | 1132812 | Other
Ceiling Fixture | Incandescent |  | Clear | 4 | 60 | 1132812 | Other
Table | Incandescent |  | Clear | 1 | 25 | 1132812 | Other
Ceiling Fixture | Incandescent |  | Standard A Lamp | 2 | 60 | 1132813 | Other
Ceiling Fixture | Halogen |  | Twist | 2 | 15 | 113901 | Bathroom
Wall Mount | Linear Fluorescent | 48 | T-8 | 2 | 32 | 113901 | Bathroom
Chandelier (Hanging) | Incandescent |  | Standard A Lamp | 5 | 100 | 113902 | Dining Room
Table | Compact Fluorescent |  | Twist | 1 | 15 | 113902 | Dining Room
Ceiling Fixture | Compact Fluorescent |  | Twist | 2 | 15 | 113903 | Hall
Ceiling Fixture | Linear Fluorescent | 48 | T-8 | 2 | 32 | 113904 | Kitchen
Ceiling Fixture | Incandescent |  | Standard A Lamp | 2 | 40 | 113904 | Kitchen
Table | Incandescent |  | Standard A Lamp | 1 | 100 | 113905 | Living Room
Architectural | Incandescent |  | Clear | 1 | 25 | 113905 | Living Room
Wall Mount | Linear Fluorescent | 48 | T-8 | 2 | 32 | 113906 | Bathroom
Table | Incandescent |  | Standard A Lamp | 2 | 40 | 113906 | Bathroom
Ceiling Fixture | Compact Fluorescent |  | A shape bulb | 2 | 15 | 113906 | Bathroom
Ceiling Fixture | Compact Fluorescent |  | Twist | 2 | 15 | 113907 | Master Bedroom
Table | Incandescent |  | Clear | 1 | 40 | 113907 | Master Bedroom
Ceiling Fixture | Compact Fluorescent |  | Twist | 2 | 15 | 113908 | Office
Table | Compact Fluorescent |  | Twist | 3 | 15 | 113908 | Office
Table | Compact Fluorescent |  | Other | 1 | 15 | 113908 | Office
Ceiling Fixture | Compact Fluorescent |  | Twist | 3 | 15 | 113909 | Office
Floor lamp | Compact Fluorescent |  | Twist | 3 | 22 | 113909 | Office
Table | Compact Fluorescent |  | Straight Tube | 1 | 28 | 113909 | Office
Table | Compact Fluorescent |  | Twist | 1 | 15 | 113909 | Office
Ceiling Fixture | Compact Fluorescent |  | Twist | 2 | 15 | 1139010 | Laundry Room
Ceiling Fixture | Incandescent |  | Standard A Lamp | 1 | 60 | 114981 | Bathroom
Ceiling Fixture | Incandescent |  | Standard A Lamp | 2 | 60 | 114982 | Bedroom
Ceiling Fixture | Incandescent |  | Standard A Lamp | 1 | 60 | 114983 | Bedroom
Ceiling Fixture | Compact Fluorescent |  | Twist | 2 | 15 | 114984 | Hall
Ceiling Fixture | Linear Fluorescent | 42 | T-8 | 2 | 32 | 114985 | Kitchen
Table | Compact Fluorescent |  | Twist | 1 | 22 | 114985 | Kitchen
Chandelier (Hanging) | Incandescent |  | Standard A Lamp | 4 | 60 | 114985 | Kitchen
Table | Compact Fluorescent |  | Twist | 1 | 22 | 114985 | Kitchen
Ceiling Fixture | Compact Fluorescent |  | Twist | 1 | 15 | 114986 | Laundry Room
Floor lamp | Compact Fluorescent |  | Twist | 1 | 20 | 114987 | Living Room
Floor lamp | Compact Fluorescent |  | Twist | 3 | 15 | 114987 | Living Room
Wall Mount | Incandescent |  | Standard A Lamp | 2 | 60 | 114988 | Bathroom
Chandelier (Hanging) | Incandescent |  | Standard A Lamp | 1 | 60 | 114988 | Bathroom
Ceiling Fixture | Incandescent |  | Standard A Lamp | 2 | 60 | 114989 | Master Bedroom
Wall Mount | Incandescent |  | Standard A Lamp | 1 | 60 | 114989 | Master Bedroom
Table | Incandescent |  | Standard A Lamp | 1 | 60 | 114989 | Master Bedroom
Ceiling Fixture | Incandescent |  | Standard A Lamp | 1 | 60 | 1149810 | Closet
Ceiling Fixture | Incandescent |  | Standard A Lamp | 1 | 40 | 1149811 | Closet
Wall Mount | Incandescent |  | Standard A Lamp | 1 | 60 | 1149812 | Other
Wall Mount | Incandescent |  | Clear | 4 | 60 | 115181 | Bathroom
Ceiling Fixture | Incandescent |  | Standard A Lamp | 2 | 60 | 115181 | Bathroom
Wall Mount | Incandescent |  | Globe | 4 | 60 | 115182 | Bathroom
Ceiling Fixture | Compact Fluorescent |  | Pin base | 1 | 36 | 115182 | Bathroom
Table | Incandescent |  | Standard A Lamp | 1 | 60 | 115183 | Bedroom
Floor lamp | Incandescent |  | 3-Way Incandescent | 1 | 150 | 115183 | Bedroom
Chandelier (Hanging) | Incandescent |  | Mini base | 5 | 36 | 115184 | Dining Room
Garage door opener | Incandescent |  | Standard A Lamp | 1 | 60 | 115185 | Garage
Ceiling Fixture | Linear Fluorescent | 48 | T-12 | 2 | 40 | 115185 | Garage
Wall Mount | Compact Fluorescent |  | Twist | 1 | 15 | 115185 | Garage
Ceiling Fixture | Linear Fluorescent | 18 | T-8 | 1 | 16 | 115186 | Kitchen
Ceiling Fixture | Linear Fluorescent | 48 | T-8 | 4 | 32 | 115186 | Kitchen
Ceiling Fixture | Incandescent |  | Standard A Lamp | 1 | 60 | 115186 | Kitchen
Table | Incandescent |  | Standard A Lamp | 1 | 40 | 115187 | Living Room
Architectural | Incandescent |  | Decorative | 2 | 60 | 115188 | Master Bedroom
Table | Incandescent |  | Standard A Lamp | 1 | 60 | 115188 | Master Bedroom
Ceiling Fixture | Incandescent |  | Standard A Lamp | 1 | 65 | 115189 | Closet
Floor lamp | Incandescent |  | Standard A Lamp | 1 | 75 | 1151810 | Office
Table | Linear Fluorescent | 18 | T-8 | 1 | 16 | 1151810 | Office
Ceiling Fixture | Compact Fluorescent |  | Circline (Screw Base) | 1 | 36 | 1151811 | Laundry Room
Ceiling Fixture | Incandescent |  | Standard A Lamp | 1 | 60 | 115581 | Bathroom
Wall Mount | Incandescent |  | Standard A Lamp | 2 | 40 | 115581 | Bathroom
Ceiling Fixture | Incandescent |  | Standard A Lamp | 2 | 60 | 115582 | Bedroom
Floor lamp | Halogen |  | Quartz Tube | 1 | 75 | 115582 | Bedroom
Ceiling Fixture | Incandescent |  | Standard A Lamp | 2 | 60 | 115583 | Master Bedroom
Ceiling Fixture | Compact Fluorescent |  | Twist | 1 | 15 | 115584 | Hall
Ceiling Fan | Incandescent |  | Standard A Lamp | 4 | 75 | 115585 | Kitchen
Architectural | Incandescent |  | Standard A Lamp | 2 | 60 | 115585 | Kitchen
Architectural | Compact Fluorescent |  | Twist | 1 | 15 | 115585 | Kitchen
Table | Compact Fluorescent |  | Twist | 3 | 15 | 115586 | Living Room
Table | Incandescent |  | Standard A Lamp | 1 | 60 | 115586 | Living Room
Table | Incandescent |  | Reflector | 1 | 50 | 115586 | Living Room
Ceiling Fixture | Incandescent |  | Standard A Lamp | 1 | 60 | 115586 | Living Room
Table | Compact Fluorescent |  | Straight Tube | 1 | 22 | 115586 | Living Room
Wall Mount | Incandescent |  | Decorative | 2 | 40 | 116121 | Bathroom
Wall Mount | Incandescent |  | Globe | 6 | 40 | 116121 | Bathroom
Ceiling Fixture | Incandescent |  | Heat Lamp | 1 | 250 | 116121 | Bathroom
Ceiling Fan | Incandescent |  | Standard A Lamp | 3 | 60 | 116122 | Bedroom
Ceiling Fixture | Incandescent |  | Clear | 2 | 60 | 116123 | Bedroom
Ceiling Fixture | Incandescent |  | Standard A Lamp | 3 | 60 | 116124 | Closet
Floor lamp | Compact Fluorescent |  | Twist | 1 | 13 | 116125 | Dining Room
Chandelier (Hanging) | Incandescent |  | Decorative | 4 | 60 | 116125 | Dining Room
Floor lamp | Incandescent |  | Standard A Lamp | 3 | 60 | 116125 | Dining Room
Floor lamp | Compact Fluorescent |  | Twist | 1 | 26 | 116126 | Family Room
Table | Incandescent |  | 3-Way Incandescent | 1 | 100 | 116126 | Family Room
Ceiling Fixture | Linear Fluorescent | 48 | T-12 | 2 | 40 | 116127 | Kitchen
Chandelier (Hanging) | Compact Fluorescent |  | Straight Tube | 1 | 13 | 116127 | Kitchen
Ceiling Fan | Incandescent |  | Standard A Lamp | 4 | 60 | 116127 | Kitchen
Other | Incandescent |  | Standard A Lamp | 1 | 60 | 116127 | Kitchen
Ceiling Fixture | Incandescent |  | Standard A Lamp | 1 | 60 | 116128 | Laundry Room
Floor lamp | Incandescent |  | 3-Way Incandescent | 1 | 100 | 116129 | Living Room
Ceiling Fan | Incandescent |  | Decorative | 4 | 25 | 1161210 | Master Bedroom
Table | Incandescent |  | Standard A Lamp | 1 | 40 | 1161210 | Master Bedroom
Ceiling Fixture | Incandescent |  | Standard A Lamp | 1 | 40 | 116271 | Bathroom
Ceiling Fixture | Incandescent |  | Standard A Lamp | 1 | 60 | 116272 | Bedroom
Ceiling Fixture | Incandescent |  | Standard A Lamp | 1 | 60 | 116273 | Bedroom
Ceiling Fixture | Incandescent |  | Standard A Lamp | 1 | 60 | 116274 | Bedroom
Ceiling Fixture | Incandescent |  | Standard A Lamp | 1 | 60 | 116275 | Hall
Ceiling Fixture | Incandescent |  | Standard A Lamp | 1 | 60 | 116276 | Kitchen
Ceiling Fixture | Linear Fluorescent | 48 | T-12 | 2 | 40 | 116276 | Kitchen
Floor lamp | Incandescent |  | 3-Way Incandescent | 2 | 100 | 116277 | Family Room
Ceiling Fixture | Incandescent |  | Standard A Lamp | 2 | 60 | 116278 | Master Bedroom
Ceiling Fixture | Compact Fluorescent |  | Twist | 1 | 13 | 116711 | Laundry Room
Ceiling Fixture | Compact Fluorescent |  | Twist | 1 | 13 | 116712 | Bathroom
Table | Compact Fluorescent |  | Twist | 1 | 13 | 116713 | Bedroom
Ceiling Fixture | Compact Fluorescent |  | Twist | 1 | 13 | 116714 | Bathroom
Wall Mount | Compact Fluorescent |  | Twist | 1 | 13 | 116714 | Bathroom
Table | Compact Fluorescent |  | Twist | 1 | 23 | 116715 | Office
Ceiling Fixture | Compact Fluorescent |  | Twist | 1 | 13 | 116716 | Kitchen
Ceiling Fixture | Compact Fluorescent |  | Twist | 1 | 13 | 116717 | Dining Room
Table | Compact Fluorescent |  | Twist | 1 | 13 | 116718 | Living Room
Table | Compact Fluorescent |  | Twist | 1 | 13 | 116719 | Bathroom
Table | Compact Fluorescent |  | Twist | 1 | 13 | 1167110 | Bedroom
Ceiling Fixture | Compact Fluorescent |  | Twist | 2 | 22 | 118541 | Bedroom
Floor lamp | Compact Fluorescent |  | Twist | 4 | 22 | 118541 | Bedroom
Ceiling Fixture | Halogen |  | MR | 3 | 35 | 118542 | Hall
Ceiling Fixture | Linear Fluorescent | 48 | T-8 | 4 | 32 | 118543 | Garage
Garage door opener | Incandescent |  | Standard A Lamp | 1 | 60 | 118543 | Garage
Wall Mount | Incandescent |  | Standard A Lamp | 1 | 100 | 118543 | Garage
Ceiling Fixture | Compact Fluorescent |  | Twist | 2 | 22 | 118544 | Master Bedroom
Table | Linear Fluorescent | 48 | Fluorescent Unknown | 1 | 32 | 118544 | Master Bedroom
Wall Mount | Compact Fluorescent |  | Twist | 2 | 22 | 118545 | Bathroom
Ceiling Fixture | Compact Fluorescent |  | Twist | 2 | 15 | 118546 | Hall
Wall Mount | Incandescent |  | Standard A Lamp | 4 | 60 | 118547 | Bathroom
Wall Mount | Linear Fluorescent | 48 | Fluorescent Other | 1 | 27 | 118547 | Bathroom
Table | Incandescent |  | 3-Way Incandescent | 1 | 70 | 118548 | Living Room
Table | Compact Fluorescent |  | Twist | 1 | 22 | 118548 | Living Room
Ceiling Fan | Compact Fluorescent |  | Twist | 4 | 22 | 118549 | Dining Room
Ceiling Fixture | Halogen |  | MR | 3 | 35 | 1185410 | Kitchen
Track | Halogen |  | MR | 4 | 35 | 1185410 | Kitchen
Ceiling Fixture | Compact Fluorescent |  | Twist | 1 | 22 | 1185411 | Closet
Wall Mount | Incandescent |  | Standard A Lamp | 3 | 60 | 118611 | Bathroom
Ceiling Fixture | Incandescent |  | Standard A Lamp | 2 | 60 | 118612 | Bedroom
Table | Compact Fluorescent |  | Twist | 1 | 15 | 118612 | Bedroom
Chandelier (Hanging) | Incandescent |  | Standard A Lamp | 3 | 60 | 118613 | Dining Room
Ceiling Fixture | Incandescent |  | Standard A Lamp | 2 | 60 | 118614 | Hall
Table | Incandescent |  | Standard A Lamp | 1 | 100 | 118614 | Hall
Ceiling Fixture | Halogen |  | PAR | 1 | 75 | 118615 | Family Room
Floor lamp | Compact Fluorescent |  | Straight Tube | 1 | 28 | 118615 | Family Room
Ceiling Fixture | Linear Fluorescent | 48 | T-12 | 2 | 42 | 118616 | Garage
Wall Mount | Incandescent |  | Standard A Lamp | 1 | 60 | 118616 | Garage
Ceiling Fixture | Incandescent |  | Standard A Lamp | 1 | 75 | 118616 | Garage
Garage door opener | Incandescent |  | Standard A Lamp | 1 | 40 | 118616 | Garage
Ceiling Fixture | Incandescent |  | Standard A Lamp | 2 | 65 | 118617 | Hall
Ceiling Fixture | Linear Fluorescent | 48 | T-8 | 2 | 32 | 118618 | Kitchen
Chandelier (Hanging) | Compact Fluorescent |  | Pin base | 1 | 28 | 118618 | Kitchen
Table | Compact Fluorescent |  | A shape bulb | 1 | 7 | 118618 | Kitchen
Architectural | Halogen |  | PAR | 2 | 50 | 118618 | Kitchen
Table | Incandescent |  | 3-Way Incandescent | 1 | 100 | 118619 | Living Room
Floor lamp | Compact Fluorescent |  | Straight Tube | 1 | 22 | 118619 | Living Room
Wall Mount | Compact Fluorescent |  | Twist | 3 | 15 | 1186110 | Bathroom
Table | Compact Fluorescent |  | A shape bulb | 1 | 7 | 1186110 | Bathroom
Table | Incandescent |  | Decorative | 2 | 25 | 1186111 | Master Bedroom
Ceiling Fan | Incandescent |  | Standard A Lamp | 2 | 60 | 1186111 | Master Bedroom
Ceiling Fixture | Compact Fluorescent |  | Twist | 1 | 15 | 1186112 | Closet
Ceiling Fixture | Incandescent |  | Standard A Lamp | 2 | 65 | 1186113 | Office
Table | Incandescent |  | Standard A Lamp | 1 | 25 | 1186113 | Office
Table | Compact Fluorescent |  | Twist | 1 | 22 | 1186113 | Office
Table | Halogen |  | Quartz Tube | 1 | 50 | 1186113 | Office
Ceiling Fixture | Linear Fluorescent | 48 | T-8 | 2 | 32 | 1186114 | Laundry Room
Ceiling Fixture | Linear Fluorescent | 48 | T-12 | 2 | 40 | 119901 | Bathroom
Ceiling Fixture | Linear Fluorescent | 24 | T-12 | 2 | 20 | 119901 | Bathroom
Recessed Can | Compact Fluorescent |  | Reflector | 1 | 15 | 119901 | Bathroom
Ceiling Fixture | Linear Fluorescent | 48 | T-12 | 2 | 40 | 119902 | Bathroom
Recessed Can | Incandescent |  | Reflector | 1 | 60 | 119902 | Bathroom
Ceiling Fixture | Incandescent |  | Standard A Lamp | 2 | 60 | 119903 | Bedroom
Ceiling Fixture | Compact Fluorescent |  | Twist | 1 | 22 | 119903 | Bedroom
Table | Incandescent |  | Standard A Lamp | 1 | 60 | 119904 | Bedroom
Track | Halogen |  | PAR | 3 | 50 | 119905 | Closet
Chandelier (Hanging) | Incandescent |  | Decorative | 5 | 60 | 119906 | Dining Room
Ceiling Fixture | Incandescent |  | Globe | 2 | 60 | 119906 | Dining Room
Ceiling Fixture | Linear Fluorescent | 48 | T-8 | 2 | 32 | 119907 | Garage
Garage door opener | Incandescent |  | Standard A Lamp | 2 | 60 | 119907 | Garage
Ceiling Fixture | Incandescent |  | Standard A Lamp | 1 | 60 | 119907 | Garage
Ceiling Fixture | Incandescent |  | Standard A Lamp | 1 | 60 | 119907 | Garage
Ceiling Fixture | Incandescent |  | Standard A Lamp | 1 | 60 | 119908 | Hall
Ceiling Fixture | Linear Fluorescent | 48 | T-12 | 2 | 40 | 119909 | Kitchen
Recessed - other | Incandescent |  | Standard A Lamp | 1 | 40 | 119909 | Kitchen
Ceiling Fixture | Incandescent |  | Standard A Lamp | 1 | 60 | 1199010 | Laundry Room
Table | Compact Fluorescent |  | Twist | 1 | 22 | 1199011 | Living Room
Recessed Can | Incandescent |  | Reflector | 1 | 60 | 1199011 | Living Room
Ceiling Fixture | Incandescent |  | Standard A Lamp | 2 | 60 | 1199012 | Office
Ceiling Fixture | Incandescent |  | Standard A Lamp | 1 | 60 | 121391 | Bathroom
Ceiling Fixture | Incandescent |  | Decorative | 1 | 60 | 121392 | Bathroom
Ceiling Fixture | Compact Fluorescent |  | Twist | 3 | 15 | 121393 | Bedroom
Chandelier (Hanging) | Incandescent |  | Decorative | 5 | 40 | 121394 | Dining Room
Table | Incandescent |  | Standard A Lamp | 1 | 100 | 121395 | Family Room
Ceiling Fixture | Incandescent |  | Standard A Lamp | 1 | 100 | 121396 | Garage
Wall Mount | Compact Fluorescent |  | Twist | 1 | 15 | 121396 | Garage
Ceiling Fixture | Incandescent |  | Standard A Lamp | 1 | 60 | 121397 | Hall
Ceiling Fixture | Incandescent |  | Standard A Lamp | 1 | 100 | 121398 | Kitchen
Ceiling Fixture | Incandescent |  | Standard A Lamp | 2 | 60 | 121399 | Laundry Room
Table | Incandescent |  | Standard A Lamp | 1 | 100 | 1213910 | Living Room
Ceiling Fixture | Compact Fluorescent |  | Twist | 1 | 15 | 1213911 | Bathroom
Floor lamp | Incandescent |  | Standard A Lamp | 1 | 60 | 1213912 | Master Bedroom
Ceiling Fixture | Compact Fluorescent |  | Twist | 1 | 15 | 1213913 | Closet
Ceiling Fixture | Incandescent |  | Standard A Lamp | 1 | 60 | 122621 | Bathroom
Wall Mount | Incandescent |  | Standard A Lamp | 2 | 60 | 122622 | Bathroom
Ceiling Fixture | Incandescent |  | Standard A Lamp | 1 | 60 | 122623 | Bedroom
Ceiling Fixture | Incandescent |  | Standard A Lamp | 1 | 60 | 122624 | Hall
Ceiling Fan | Incandescent |  | Standard A Lamp | 2 | 60 | 122625 | Kitchen
Ceiling Fixture | Incandescent |  | Standard A Lamp | 1 | 60 | 122625 | Kitchen
Ceiling Fixture | Compact Fluorescent |  | Twist | 1 | 15 | 122626 | Living Room
Ceiling Fixture | Incandescent |  | Standard A Lamp | 2 | 60 | 122627 | Master Bedroom
Ceiling Fixture | Incandescent |  | Standard A Lamp | 2 | 60 | 122851 | Bathroom
Ceiling Fixture | Incandescent |  | Standard A Lamp | 1 | 60 | 122852 | Bedroom
Ceiling Fixture | Incandescent |  | Standard A Lamp | 2 | 60 | 122853 | Bedroom
Ceiling Fixture | Linear Fluorescent | 42 | T-8 | 1 | 32 | 122854 | Kitchen
Track | Incandescent |  | Reflector | 4 | 25 | 122855 | Living Room
Table | Incandescent |  | Standard A Lamp | 1 | 100 | 122855 | Living Room
Ceiling Fixture | Incandescent |  | Standard A Lamp | 2 | 60 | 122856 | Bedroom
Ceiling Fixture | Incandescent |  | Standard A Lamp | 2 | 60 | 122857 | Master Bedroom
Table | Incandescent |  | Decorative | 2 | 40 | 122857 | Master Bedroom
Torchiere | Incandescent |  | Standard A Lamp | 2 | 60 | 122857 | Master Bedroom
Ceiling Fixture | Incandescent |  | Standard A Lamp | 1 | 60 | 122858 | Closet
Ceiling Fixture | Incandescent |  | Standard A Lamp | 2 | 60 | 122859 | Hall
Other | Incandescent |  | Standard A Lamp | 1 | 90 | 1228510 | Other
Wall Mount | Incandescent |  | Standard A Lamp | 1 | 40 | 123971 | Bathroom
Ceiling Fixture | Linear Fluorescent | 42 | T-8 | 2 | 32 | 123972 | Bedroom
Ceiling Fixture | Linear Fluorescent | 42 | T-8 | 2 | 32 | 123973 | Hall
Ceiling Fan | Incandescent |  | Standard A Lamp | 4 | 90 | 123974 | Kitchen
Table | Incandescent |  | Standard A Lamp | 1 | 60 | 123975 | Living Room
Chandelier (Hanging) | Incandescent |  | Globe | 5 | 40 | 123976 | Master Bedroom
Table | Incandescent |  | Standard A Lamp | 1 | 100 | 123976 | Master Bedroom
Ceiling Fixture | Linear Fluorescent | 42 | T-12 | 2 | 40 | 123977 | Other
Wall Mount | Compact Fluorescent |  | A shape bulb | 4 | 15 | 124811 | Bathroom
Table | Compact Fluorescent |  | Twist | 1 | 15 | 124812 | Bedroom
Table | Incandescent |  | Mini base | 3 | 60 | 124812 | Bedroom
Recessed Can | Incandescent |  | Standard A Lamp | 1 | 75 | 124813 | Closet
Ceiling Fixture | Incandescent |  | Standard A Lamp | 1 | 75 | 124814 | Dining Room
Ceiling Fixture | Incandescent |  | Standard A Lamp | 2 | 75 | 124815 | Hall
Ceiling Fixture | Compact Fluorescent |  | Twist | 2 | 15 | 124816 | Hall
Ceiling Fixture | Linear Fluorescent | 48 | T-8 | 2 | 32 | 124817 | Kitchen
Architectural | Compact Fluorescent |  | Twist | 1 | 15 | 124817 | Kitchen
Ceiling Fixture | Incandescent |  | Standard A Lamp | 1 | 40 | 124818 | Laundry Room
Table | Compact Fluorescent |  | Twist | 1 | 15 | 124819 | Living Room
Wall Mount | Incandescent |  | Globe | 2 | 60 | 1248110 | Bathroom
Wall Mount | Compact Fluorescent |  | A shape bulb | 2 | 15 | 1248110 | Bathroom
Table | Compact Fluorescent |  | Twist | 1 | 15 | 1248111 | Master Bedroom
Recessed Can | Incandescent |  | Reflector | 1 | 75 | 1248112 | Office
Torchiere | Compact Fluorescent |  | Twist | 1 | 15 | 1248112 | Office
Table | Incandescent |  | Mini base | 1 | 60 | 1248112 | Office
Wall Mount | Incandescent |  | Globe | 4 | 40 | 125841 | Bathroom
Ceiling Fixture | Incandescent |  | Standard A Lamp | 1 | 60 | 125841 | Bathroom
Ceiling Fixture | Incandescent |  | Standard A Lamp | 1 | 60 | 125842 | Bathroom
Wall Mount | Incandescent |  | Globe | 4 | 60 | 125842 | Bathroom
Ceiling Fixture | Incandescent |  | Standard A Lamp | 1 | 60 | 125843 | Master Bedroom
Ceiling Fixture | Incandescent |  | Standard A Lamp | 1 | 60 | 125844 | Bedroom
Ceiling Fixture | Incandescent |  | Standard A Lamp | 2 | 60 | 125845 | Bedroom
Table | Incandescent |  | Standard A Lamp | 1 | 60 | 125845 | Bedroom
Ceiling Fixture | Incandescent |  | Standard A Lamp | 2 | 60 | 125846 | Garage
Ceiling Fixture | Linear Fluorescent | 48 | T-8 | 2 | 32 | 125846 | Garage
Other | Incandescent |  | Reflector | 1 | 60 | 125846 | Garage
Ceiling Fixture | Incandescent |  | Standard A Lamp | 2 | 60 | 125847 | Hall
Table | Incandescent |  | Standard A Lamp | 1 | 60 | 125847 | Hall
Ceiling Fixture | Incandescent |  | Standard A Lamp | 3 | 60 | 125848 | Kitchen
Ceiling Fixture | Incandescent |  | Standard A Lamp | 1 | 60 | 125848 | Kitchen
Ceiling Fixture | Incandescent |  | Standard A Lamp | 2 | 60 | 125848 | Kitchen
Ceiling Fixture | Incandescent |  | Standard A Lamp | 1 | 60 | 125849 | Laundry Room
Floor lamp | Incandescent |  | Standard A Lamp | 2 | 60 | 1258410 | Living Room
Ceiling Fixture | Incandescent |  | Standard A Lamp | 1 | 60 | 1258410 | Living Room
Wall Mount | Incandescent |  | Standard A Lamp | 2 | 60 | 127521 | Bathroom
Wall Mount | Compact Fluorescent |  | Twist | 1 | 20 | 127522 | Bedroom
Wall Mount | Compact Fluorescent |  | Twist | 1 | 20 | 127523 | Hall
Ceiling Fixture | Compact Fluorescent |  | Circline (Screw Base) | 2 | 32 | 127524 | Kitchen
Ceiling Fixture | Incandescent |  | Standard A Lamp | 1 | 60 | 127524 | Kitchen
Table | Incandescent |  | Standard A Lamp | 1 | 60 | 127525 | Living Room
Floor lamp | Incandescent |  | Standard A Lamp | 1 | 60 | 127525 | Living Room
Floor lamp | Compact Fluorescent |  | Twist | 2 | 22 | 127525 | Living Room
Wall Mount | Compact Fluorescent |  | Twist | 1 | 20 | 127526 | Master Bedroom
Table | Compact Fluorescent |  | Twist | 1 | 15 | 127526 | Master Bedroom
Ceiling Fan | Incandescent |  | Clear | 4 | 40 | 131331 | Living Room
Table | Incandescent |  | Standard A Lamp | 1 | 60 | 131331 | Living Room
Floor lamp | Incandescent |  | 3-Way Incandescent | 2 | 100 | 131331 | Living Room
Wall Mount | Compact Fluorescent |  | Globe | 6 | 15 | 131332 | Bathroom
Ceiling Fixture | Incandescent |  | Standard A Lamp | 1 | 60 | 131332 | Bathroom
Ceiling Fixture | Linear Fluorescent | 48 | T-12 | 2 | 40 | 131333 | Garage
Garage door opener | Incandescent |  | Standard A Lamp | 1 | 60 | 131333 | Garage
Floor lamp | Compact Fluorescent |  | Twist | 12 | 22 | 131334 | Family Room
Ceiling Fan | Incandescent |  | Standard A Lamp | 5 | 60 | 131335 | Dining Room
Ceiling Fixture | Linear Fluorescent | 48 | T-12 | 1 | 40 | 131336 | Kitchen
Ceiling Fixture | Incandescent |  | Standard A Lamp | 1 | 60 | 131336 | Kitchen
Ceiling Fixture | Compact Fluorescent |  | Circline (Screw Base) | 1 | 36 | 131337 | Laundry Room
Ceiling Fixture | Compact Fluorescent |  | A shape bulb | 1 | 15 | 131338 | Hall
Wall Mount | Compact Fluorescent |  | Twist | 3 | 15 | 131339 | Bathroom
Ceiling Fixture | Compact Fluorescent |  | A shape bulb | 1 | 15 | 131339 | Bathroom
Ceiling Fixture | Incandescent |  | Standard A Lamp | 2 | 60 | 1313310 | Bedroom
Ceiling Fixture | Compact Fluorescent |  | Twist | 2 | 22 | 1313311 | Master Bedroom
Table | Incandescent |  | Standard A Lamp | 1 | 40 | 1313311 | Master Bedroom
Track | Incandescent |  | Globe | 3 | 60 | 131891 | Bathroom
Torchiere | Incandescent |  | 3-Way Incandescent | 1 | 100 | 131892 | Bedroom
Torchiere | Incandescent |  | Standard A Lamp | 1 | 60 | 131892 | Bedroom
Table | Compact Fluorescent |  | A shape bulb | 1 | 15 | 131893 | Bedroom
Torchiere | Incandescent |  | 3-Way Incandescent | 1 | 100 | 131893 | Bedroom
Ceiling Fixture | Incandescent |  | Standard A Lamp | 5 | 40 | 131894 | Dining Room
Ceiling Fixture | Incandescent |  | Standard A Lamp | 1 | 60 | 131895 | Hall
Ceiling Fixture | Linear Fluorescent | 48 | T-12 | 2 | 32 | 131896 | Kitchen
Ceiling Fixture | Incandescent |  | Standard A Lamp | 1 | 40 | 131896 | Kitchen
Ceiling Fixture | Compact Fluorescent |  | Twist | 2 | 15 | 131897 | Laundry Room
Ceiling Fixture | Incandescent |  | Standard A Lamp | 1 | 40 | 131898 | Living Room
Torchiere | Incandescent |  | Standard A Lamp | 1 | 60 | 131898 | Living Room
Floor lamp | Incandescent |  | Standard A Lamp | 1 | 40 | 131899 | Master Bedroom
Table | Incandescent |  | 3-Way Incandescent | 1 | 100 | 131899 | Master Bedroom
Table | Incandescent |  | 3-Way Incandescent | 1 | 100 | 131899 | Master Bedroom
Wall Mount | Incandescent |  | Globe | 4 | 60 | 1318910 | Bathroom
Wall Mount | Incandescent |  | Globe | 6 | 40 | 132071 | Bathroom
Ceiling Fixture | Incandescent |  | Standard A Lamp | 2 | 40 | 132072 | Bedroom
Ceiling Fixture | Incandescent |  | Standard A Lamp | 1 | 40 | 132073 | Hall
Ceiling Fixture | Compact Fluorescent |  | Circline (Screw Base) | 1 | 32 | 132074 | Kitchen
Ceiling Fixture | Compact Fluorescent |  | Twist | 1 | 22 | 132074 | Kitchen
Ceiling Fixture | Incandescent |  | Standard A Lamp | 1 | 40 | 132074 | Kitchen
Floor lamp | Incandescent |  | Standard A Lamp | 1 | 40 | 132075 | Living Room
Ceiling Fixture | Incandescent |  | Standard A Lamp | 1 | 40 | 132076 | Bathroom
Ceiling Fixture | Compact Fluorescent |  | Twist | 4 | 23 | 132471 | Bathroom
Floor lamp | Incandescent |  | Standard A Lamp | 1 | 60 | 132472 | Bedroom
Ceiling Fixture | Compact Fluorescent |  | Twist | 1 | 23 | 132474 | Kitchen
Chandelier (Hanging) | Compact Fluorescent |  | Twist | 1 | 23 | 132475 | Living Room
Track | Compact Fluorescent |  | Twist | 3 | 13 | 132476 | Office
Wall Mount | Incandescent |  | Standard A Lamp | 2 | 40 | 134241 | Bathroom
Ceiling Fixture | Incandescent |  | Standard A Lamp | 2 | 40 | 134241 | Bathroom
Ceiling Fixture | Incandescent |  | Standard A Lamp | 2 | 60 | 134242 | Bedroom
Table | Incandescent |  | Standard A Lamp | 1 | 100 | 134242 | Bedroom
Ceiling Fixture | Incandescent |  | Decorative | 1 | 60 | 134243 | Kitchen
Chandelier (Hanging) | Compact Fluorescent |  | Twist | 5 | 15 | 134243 | Kitchen
Architectural | Incandescent |  | Clear | 1 | 40 | 134243 | Kitchen
Ceiling Fixture | Compact Fluorescent |  | Circline (Screw Base) | 1 | 28 | 134244 | Laundry Room
Table | Incandescent |  | Standard A Lamp | 1 | 75 | 134245 | Living Room
Floor lamp | Compact Fluorescent |  | Twist | 2 | 15 | 134245 | Living Room
Table | Compact Fluorescent |  | Straight Tube | 1 | 15 | 134245 | Living Room
Wall Mount | Incandescent |  | Standard A Lamp | 2 | 40 | 134246 | Bathroom
Ceiling Fixture | Incandescent |  | Standard A Lamp | 2 | 40 | 134246 | Bathroom
Ceiling Fixture | Incandescent |  | Standard A Lamp | 2 | 40 | 134247 | Bedroom
Floor lamp | Incandescent |  | Standard A Lamp | 2 | 75 | 134247 | Bedroom
Ceiling Fixture | Incandescent |  | Clear | 1 | 40 | 134248 | Closet
Wall Mount | Incandescent |  | Globe | 3 | 40 | 134641 | Bathroom
Table | Incandescent |  | Mini base | 5 | 40 | 134642 | Bedroom
Table | Incandescent |  | Standard A Lamp | 1 | 60 | 134642 | Bedroom
Table | Incandescent |  | Mini base | 1 | 25 | 134643 | Dining Room
Ceiling Fixture | Compact Fluorescent |  | Twist | 1 | 22 | 134644 | Hall
Ceiling Fixture | Incandescent |  | Standard A Lamp | 1 | 60 | 134644 | Hall
Ceiling Fixture | Incandescent |  | Standard A Lamp | 2 | 65 | 134645 | Kitchen
Chandelier (Hanging) | Incandescent |  | Standard A Lamp | 1 | 100 | 134646 | Living Room
Table | Compact Fluorescent |  | Twist | 1 | 15 | 134646 | Living Room
Table | Compact Fluorescent |  | Straight Tube | 1 | 28 | 134647 | Bedroom
Wall Mount | Incandescent |  | Standard A Lamp | 1 | 75 | 134647 | Bedroom
Table | Compact Fluorescent |  | Twist | 1 | 15 | 134647 | Bedroom
Ceiling Fixture | Compact Fluorescent |  | Twist | 4 | 15 | 137381 | Bathroom
Ceiling Fixture | Incandescent |  | Standard A Lamp | 1 | 60 | 137381 | Bathroom
Table | Incandescent |  | Standard A Lamp | 1 | 60 | 137382 | Bedroom
Torchiere | Incandescent |  | Standard A Lamp | 1 | 60 | 137382 | Bedroom
Wall Mount | Linear Fluorescent | 18 | T-8 | 1 | 20 | 137383 | Closet
Chandelier (Hanging) | Incandescent |  | Mini base | 5 | 25 | 137384 | Dining Room
Garage door opener | Incandescent |  | Standard A Lamp | 1 | 60 | 137385 | Garage
Ceiling Fixture | Incandescent |  | Standard A Lamp | 1 | 60 | 137385 | Garage
Ceiling Fixture | Linear Fluorescent | 48 | T-12 | 2 | 40 | 137385 | Garage
Ceiling Fixture | Incandescent |  | Mini base | 1 | 5 | 137386 | Kitchen
Ceiling Fixture | Linear Fluorescent | 48 | T-8 | 2 | 32 | 137386 | Kitchen
Ceiling Fixture | Linear Fluorescent | 48 | T-12 | 2 | 40 | 137386 | Kitchen
Architectural | Incandescent |  | Standard A Lamp | 1 | 40 | 137386 | Kitchen
Ceiling Fixture | Incandescent |  | Standard A Lamp | 2 | 60 | 137387 | Laundry Room
Wall Mount | Linear Fluorescent | 18 | T-8 | 1 | 16 | 137387 | Laundry Room
Torchiere | Compact Fluorescent |  | 3-Way CFL | 1 | 22 | 137388 | Living Room
Table | Incandescent |  | Standard A Lamp | 1 | 25 | 137388 | Living Room
Table | Compact Fluorescent |  | Twist | 1 | 15 | 137388 | Living Room
Table | Incandescent |  | Standard A Lamp | 1 | 60 | 137388 | Living Room
Ceiling Fixture | Incandescent |  | Standard A Lamp | 2 | 60 | 137389 | Bathroom
Ceiling Fixture | Compact Fluorescent |  | Twist | 4 | 15 | 137389 | Bathroom
Table | Incandescent |  | Mini base | 2 | 25 | 1373810 | Master Bedroom
Wall Mount | Incandescent |  | Standard A Lamp | 1 | 60 | 1373810 | Master Bedroom
Table | Incandescent |  | Standard A Lamp | 1 | 60 | 1373810 | Master Bedroom
Ceiling Fixture | Incandescent |  | Standard A Lamp | 1 | 60 | 139601 | Bathroom
Wall Mount | Incandescent |  | Standard A Lamp | 1 | 60 | 139601 | Bathroom
Wall Mount | Incandescent |  | Standard A Lamp | 1 | 60 | 139602 | Bathroom
Ceiling Fixture | Incandescent |  | Standard A Lamp | 2 | 60 | 139602 | Bathroom
Ceiling Fixture | Incandescent |  | Standard A Lamp | 1 | 60 | 139603 | Bedroom
Ceiling Fixture | Incandescent |  | Standard A Lamp | 2 | 60 | 139604 | Bedroom
Ceiling Fixture | Incandescent |  | Standard A Lamp | 2 | 60 | 139605 | Bedroom
Table | Incandescent |  | Standard A Lamp | 1 | 60 | 139606 | Hall
Chandelier (Hanging) | Incandescent |  | Standard A Lamp | 3 | 40 | 139607 | Kitchen
Ceiling Fixture | Incandescent |  | Standard A Lamp | 1 | 60 | 139607 | Kitchen
Ceiling Fixture | Incandescent |  | Standard A Lamp | 1 | 60 | 139608 | Laundry Room
Table | Incandescent |  | Standard A Lamp | 1 | 60 | 139609 | Living Room
Wall Mount | Incandescent |  | Standard A Lamp | 3 | 40 | 140271 | Bathroom
Chandelier (Hanging) | Incandescent |  | Standard A Lamp | 5 | 40 | 140272 | Dining Room
Table | Incandescent |  | Decorative | 1 | 40 | 140272 | Dining Room
Table | Incandescent |  | Decorative | 1 | 25 | 140273 | Other
Table | Compact Fluorescent |  | 3-Way CFL | 1 | 22 | 140273 | Other
Floor lamp | Compact Fluorescent |  | Pin base | 1 | 36 | 140273 | Other
Ceiling Fixture | Compact Fluorescent |  | A shape bulb | 2 | 22 | 140274 | Bedroom
Floor lamp | Compact Fluorescent |  | Twist | 3 | 22 | 140274 | Bedroom
Floor lamp | Compact Fluorescent |  | Reflector | 1 | 22 | 140274 | Bedroom
Table | Compact Fluorescent |  | Twist | 1 | 22 | 140274 | Bedroom
Ceiling Fixture | Compact Fluorescent |  | Twist | 1 | 28 | 140275 | Kitchen
Ceiling Fixture | Linear Fluorescent | 48 | T-12 | 2 | 32 | 140275 | Kitchen
Ceiling Fixture | Compact Fluorescent |  | Twist | 2 | 15 | 140275 | Kitchen
Ceiling Fan | Incandescent |  | Standard A Lamp | 1 | 15 | 140276 | Living Room
Table | Compact Fluorescent |  | 3-Way CFL | 1 | 22 | 140276 | Living Room
Floor lamp | Incandescent |  | Standard A Lamp | 1 | 40 | 140276 | Living Room
Table | Halogen |  | Quartz Tube | 1 | 50 | 140276 | Living Room
Ceiling Fixture | Compact Fluorescent |  | Twist | 2 | 22 | 140277 | Master Bedroom
Table | Incandescent |  | Standard A Lamp | 2 | 60 | 140277 | Master Bedroom
Table | Compact Fluorescent |  | Twist | 1 | 22 | 140277 | Master Bedroom
Table | Compact Fluorescent |  | Mini base | 2 | 22 | 140277 | Master Bedroom
Table | Halogen |  | Quartz Tube | 1 | 100 | 140277 | Master Bedroom
Wall Mount | Incandescent |  | Standard A Lamp | 3 | 40 | 140278 | Bathroom
Wall Mount | Compact Fluorescent |  | Reflector | 2 | 15 | 140278 | Bathroom
Ceiling Fixture | Compact Fluorescent |  | Twist | 1 | 22 | 140279 | Closet
Ceiling Fixture | Compact Fluorescent |  | Twist | 1 | 22 | 1402710 | Office
Table | Compact Fluorescent |  | Twist | 1 | 22 | 1402710 | Office
Ceiling Fixture | Compact Fluorescent |  | Twist | 2 | 22 | 1402711 | Laundry Room
Ceiling Fixture | Compact Fluorescent |  | Twist | 1 | 15 | 140821 | Bathroom
Floor lamp | Compact Fluorescent |  | Twist | 1 | 23 | 140822 | Bedroom
Floor lamp | Compact Fluorescent |  | Twist | 1 | 23 | 140823 | Bedroom
Chandelier (Hanging) | Compact Fluorescent |  | Decorative | 6 | 15 | 140824 | Dining Room
Ceiling Fixture | Linear Fluorescent | 72 | T-8 | 4 | 40 | 140825 | Kitchen
Ceiling Fixture | Compact Fluorescent |  | Circline (Screw Base) | 1 | 22 | 140826 | Laundry Room
Floor lamp | Incandescent |  | 3-Way Incandescent | 1 | 250 | 140827 | Living Room
Floor lamp | Compact Fluorescent |  | Twist | 1 | 13 | 140827 | Living Room
Floor lamp | Incandescent |  | 3-Way Incandescent | 1 | 150 | 140827 | Living Room
Ceiling Fan | Incandescent |  | Standard A Lamp | 2 | 40 | 140827 | Living Room
Ceiling Fixture | Compact Fluorescent |  | Twist | 3 | 15 | 140828 | Bathroom
Chandelier (Hanging) | Incandescent |  | Standard A Lamp | 1 | 75 | 140829 | Master Bedroom
Wall Mount | Compact Fluorescent |  | Twist | 1 | 13 | 140829 | Master Bedroom
Chandelier (Hanging) | Compact Fluorescent |  | Twist | 1 | 15 | 1408210 | Other
Chandelier (Hanging) | Compact Fluorescent |  | Flood | 1 | 15 | 1408210 | Other
Floor lamp | Incandescent |  | Standard A Lamp | 1 | 75 | 1408211 | Office
Floor lamp | Compact Fluorescent |  | A shape bulb | 1 | 15 | 1408211 | Office
Ceiling Fixture | Compact Fluorescent |  | Twist | 1 | 23 | 1408211 | Office
Recessed Can | Incandescent |  | Reflector | 1 | 65 | 1408212 | Other
Ceiling Fixture | Incandescent |  | Globe | 1 | 60 | 142151 | Bathroom
Wall Mount | Incandescent |  | Globe | 6 | 60 | 142151 | Bathroom
Ceiling Fixture | Compact Fluorescent |  | Twist | 1 | 15 | 142152 | Bathroom
Ceiling Fan | Incandescent |  | Globe | 1 | 60 | 142153 | Bedroom
Table | Compact Fluorescent |  | Twist | 1 | 15 | 142153 | Bedroom
Ceiling Fixture | Compact Fluorescent |  | Twist | 1 | 15 | 142154 | Bedroom
Ceiling Fixture | Compact Fluorescent |  | Twist | 2 | 15 | 142155 | Bedroom
Ceiling Fixture | Compact Fluorescent |  | Twist | 1 | 15 | 142156 | Closet
Ceiling Fixture | Compact Fluorescent |  | Twist | 1 | 15 | 142157 | Closet
Table | Compact Fluorescent |  | Twist | 1 | 15 | 142158 | Family Room
Ceiling Fixture | Incandescent |  | Standard A Lamp | 1 | 60 | 142159 | Hall
Chandelier (Hanging) | Compact Fluorescent |  | Twist | 8 | 15 | 1421510 | Kitchen
Ceiling Fixture | Compact Fluorescent |  | Twist | 3 | 15 | 1421510 | Kitchen
Ceiling Fixture | Compact Fluorescent |  | Twist | 2 | 15 | 1421511 | Laundry Room
Table | Compact Fluorescent |  | Twist | 1 | 15 | 1421512 | Living Room
Ceiling Fan | Compact Fluorescent |  | Twist | 1 | 15 | 1421512 | Living Room
Ceiling Fixture | Compact Fluorescent |  | Circline (Screw Base) | 1 | 22 | 1421513 | Other
Ceiling Fixture | Linear Fluorescent | 42 | T-12 | 2 | 40 | 143521 | Bathroom
Ceiling Fixture | Linear Fluorescent | 42 | T-8 | 2 | 32 | 143522 | Bathroom
Ceiling Fixture | Compact Fluorescent |  | Globe | 1 | 14 | 143523 | Bedroom
Recessed Can | Compact Fluorescent |  | Flood | 1 | 22 | 143524 | Family Room
Ceiling Fixture | Linear Fluorescent | 42 | T-8 | 2 | 32 | 143526 | Kitchen
Ceiling Fan | Compact Fluorescent |  | Globe | 3 | 14 | 143526 | Kitchen
Ceiling Fixture | Linear Fluorescent | 42 | T-8 | 2 | 32 | 143527 | Master Bedroom
Ceiling Fixture | Compact Fluorescent |  | Twist | 1 | 15 | 143528 | Living Room
Table | Compact Fluorescent |  | Twist | 1 | 22 | 143528 | Living Room
Ceiling Fixture | Linear Fluorescent | 42 | T-8 | 2 | 32 | 143529 | Master Bedroom
Ceiling Fixture | Compact Fluorescent |  | Twist | 1 | 15 | 143529 | Master Bedroom
Ceiling Fixture | Linear Fluorescent | 42 | T-8 | 2 | 32 | 1435210 | Other
Wall Mount | Incandescent |  | Globe | 5 | 40 | 143891 | Bathroom
Ceiling Fixture | Incandescent |  | Standard A Lamp | 1 | 60 | 143891 | Bathroom
Ceiling Fan | Incandescent |  | Standard A Lamp | 1 | 60 | 143892 | Bathroom
Wall Mount | Incandescent |  | Globe | 5 | 40 | 143892 | Bathroom
Ceiling Fixture | Incandescent |  | Standard A Lamp | 2 | 50 | 143893 | Bedroom
Table | Incandescent |  | Standard A Lamp | 1 | 60 | 143893 | Bedroom
Ceiling Fixture | Incandescent |  | Standard A Lamp | 2 | 60 | 143894 | Bedroom
Table | Incandescent |  | Standard A Lamp | 2 | 60 | 143894 | Bedroom
Ceiling Fixture | Linear Fluorescent | 24 | T-12 | 2 | 32 | 143895 | Garage
Ceiling Fixture | Incandescent |  | Standard A Lamp | 2 | 50 | 143896 | Hall
Ceiling Fan | Incandescent |  | Decorative | 4 | 40 | 143897 | Kitchen
Low bay | Linear Fluorescent | 24 | T-8 | 2 | 32 | 143897 | Kitchen
Recessed Can | Incandescent |  | Reflector | 1 | 65 | 143897 | Kitchen
Ceiling Fixture | Compact Fluorescent |  | Twist | 1 | 28 | 143897 | Kitchen
Table | Incandescent |  | Standard A Lamp | 1 | 100 | 143898 | Living Room
Ceiling Fan | Incandescent |  | Decorative | 4 | 40 | 143899 | Master Bedroom
Table | Incandescent |  | Decorative | 2 | 40 | 143899 | Master Bedroom
Ceiling Fixture | Incandescent |  | Standard A Lamp | 1 | 60 | 1438910 | Closet
Ceiling Fixture | Incandescent |  | Standard A Lamp | 2 | 60 | 145431 | Master Bedroom
Wall Mount | Incandescent |  | Globe | 4 | 40 | 145432 | Bathroom
Ceiling Fixture | Incandescent |  | Standard A Lamp | 1 | 60 | 145432 | Bathroom
Ceiling Fixture | Incandescent |  | Standard A Lamp | 2 | 60 | 145433 | Bedroom
Table | Incandescent |  | Standard A Lamp | 1 | 60 | 145433 | Bedroom
Ceiling Fixture | Incandescent |  | Standard A Lamp | 2 | 60 | 145434 | Bedroom
Ceiling Fixture | Incandescent |  | Standard A Lamp | 1 | 60 | 145435 | Closet
Ceiling Fixture | Incandescent |  | Standard A Lamp | 1 | 60 | 145436 | Closet
Chandelier (Hanging) | Incandescent |  | Standard A Lamp | 2 | 60 | 145437 | Hall
Ceiling Fixture | Incandescent |  | Standard A Lamp | 2 | 60 | 145438 | Kitchen
Chandelier (Hanging) | Incandescent |  | Standard A Lamp | 3 | 60 | 145438 | Kitchen
Ceiling Fixture | Incandescent |  | Standard A Lamp | 2 | 60 | 145439 | Laundry Room
Ceiling Fan | Incandescent |  | Standard A Lamp | 3 | 60 | 1454310 | Living Room
Floor lamp | Incandescent |  | Standard A Lamp | 1 | 60 | 1454310 | Living Room
Ceiling Fixture | Incandescent |  | Standard A Lamp | 1 | 60 | 1454311 | Closet
Wall Mount | Incandescent |  | Globe | 8 | 40 | 1454312 | Bathroom
Ceiling Fixture | Incandescent |  | Standard A Lamp | 1 | 60 | 1454312 | Bathroom
Wall Mount | Incandescent |  | Globe | 5 | 60 | 200061 | Bathroom
Ceiling Fixture | Compact Fluorescent |  | Twist | 1 | 15 | 200061 | Bathroom
Ceiling Fixture | Incandescent |  | Standard A Lamp | 2 | 60 | 200062 | Bedroom
Other | Linear Fluorescent | 48 | T-8 | 1 | 32 | 200062 | Bedroom
Ceiling Fixture | Incandescent |  | Standard A Lamp | 2 | 75 | 200063 | Bedroom
Table | Incandescent |  | Decorative | 1 | 60 | 200063 | Bedroom
Ceiling Fixture | Linear Fluorescent | 24 | T-12 | 1 | 20 | 200064 | Closet
Chandelier (Hanging) | Incandescent |  | Globe | 1 | 60 | 200065 | Dining Room
Floor lamp | Incandescent |  | Standard A Lamp | 3 | 90 | 200066 | Family Room
Ceiling Fixture | Incandescent |  | Decorative | 1 | 40 | 200067 | Hall
Ceiling Fixture | Linear Fluorescent | 48 | T-12 | 2 | 25 | 200068 | Dining Room
Ceiling Fixture | Linear Fluorescent | 48 | T-12 | 2 | 40 | 200069 | Laundry Room
Wall Mount | Incandescent |  | Globe | 7 | 60 | 2000610 | Bathroom
Ceiling Fan | Compact Fluorescent |  | Twist | 4 | 22 | 2000611 | Master Bedroom
Ceiling Fixture | Compact Fluorescent |  | Twist | 1 | 15 | 2000612 | Closet
Torchiere | Compact Fluorescent |  | Twist | 1 | 22 | 2000613 | Living Room
Ceiling Fixture | Compact Fluorescent |  | Twist | 1 | 15 | 2000613 | Living Room
Ceiling Fixture | Compact Fluorescent |  | Twist | 1 | 15 | 200461 | Laundry Room
Ceiling Fan | Incandescent |  | Decorative | 2 | 40 | 200462 | Bedroom
Ceiling Fixture | Incandescent |  | Standard A Lamp | 1 | 60 | 200463 | Kitchen
Ceiling Fan | Incandescent |  | Standard A Lamp | 3 | 60 | 200464 | Living Room
Chandelier (Hanging) | Compact Fluorescent |  | Twist | 1 | 15 | 200464 | Living Room
Ceiling Fixture | Incandescent |  | Standard A Lamp | 1 | 60 | 200465 | Hall
Ceiling Fixture | Incandescent |  | Standard A Lamp | 1 | 60 | 200466 | Bedroom
Wall Mount | Compact Fluorescent |  | Twist | 2 | 15 | 200467 | Bathroom
Ceiling Fan | Compact Fluorescent |  | Twist | 4 | 15 | 200468 | Master Bedroom
Ceiling Fixture | Compact Fluorescent |  | Twist | 1 | 15 | 200469 | Bathroom
Wall Mount | Incandescent |  | Globe | 1 | 60 | 200561 | Bathroom
Wall Mount | Incandescent |  | Globe | 3 | 60 | 200562 | Bathroom
Table | Incandescent |  | Standard A Lamp | 1 | 60 | 200563 | Bedroom
Ceiling Fixture | Incandescent |  | Standard A Lamp | 2 | 60 | 200563 | Bedroom
Table | Incandescent |  | Standard A Lamp | 1 | 60 | 200564 | Bedroom
Ceiling Fixture | Incandescent |  | Standard A Lamp | 2 | 60 | 200564 | Bedroom
Table | Incandescent |  | Standard A Lamp | 1 | 60 | 200565 | Bedroom
Ceiling Fixture | Incandescent |  | Standard A Lamp | 2 | 60 | 200565 | Bedroom
Chandelier (Hanging) | Compact Fluorescent |  | Twist | 4 | 22 | 200566 | Family Room
Table | Incandescent |  | Standard A Lamp | 1 | 60 | 200566 | Family Room
Ceiling Fixture | Incandescent |  | Standard A Lamp | 1 | 60 | 200567 | Laundry Room
Chandelier (Hanging) | Compact Fluorescent |  | Twist | 5 | 22 | 200568 | Kitchen
Ceiling Fixture | Compact Fluorescent |  | Twist | 3 | 22 | 200568 | Kitchen
Table | Incandescent |  | Decorative | 1 | 40 | 200983 | Bathroom
Floor lamp | Compact Fluorescent |  | Twist | 3 | 15 | 200984 | Living Room
Ceiling Fixture | Compact Fluorescent |  | Twist | 1 | 15 | 201241 | Bedroom
Ceiling Fixture | Incandescent |  | Decorative | 2 | 60 | 201241 | Bedroom
Torchiere | Compact Fluorescent |  | Twist | 1 | 22 | 201242 | Bedroom
Floor lamp | Incandescent |  | Mini base | 3 | 60 | 201242 | Bedroom
Other | Incandescent |  | Other | 5 | 100 | 201242 | Bedroom
Table | Compact Fluorescent |  | Twist | 1 | 15 | 201243 | Bedroom
Chandelier (Hanging) | Incandescent |  | Mini base | 6 | 40 | 201244 | Dining Room
Ceiling Fixture | Linear Fluorescent | 48 | T-12 | 2 | 40 | 201245 | Kitchen
Ceiling Fixture | Compact Fluorescent |  | Twist | 1 | 22 | 201246 | Laundry Room
Torchiere | Compact Fluorescent |  | Twist | 1 | 22 | 201247 | Living Room
Floor lamp | Compact Fluorescent |  | Twist | 1 | 15 | 201247 | Living Room
Other | Linear Fluorescent | 24 | T-5 | 1 | 16 | 201247 | Living Room
Ceiling Fixture | Compact Fluorescent |  | A shape bulb | 2 | 15 | 201247 | Living Room
Ceiling Fixture | Compact Fluorescent |  | Twist | 1 | 15 | 201247 | Living Room
Ceiling Fixture | Compact Fluorescent |  | Twist | 1 | 15 | 201248 | Bathroom
Floor lamp | Compact Fluorescent |  | Twist | 1 | 15 | 201249 | Master Bedroom
Wall Mount | Incandescent |  | Standard A Lamp | 3 | 60 | 201781 | Bathroom
Ceiling Fixture | Incandescent |  | Standard A Lamp | 2 | 60 | 201782 | Bedroom
Ceiling Fixture | Incandescent |  | Standard A Lamp | 2 | 60 | 201783 | Bedroom
Ceiling Fixture | Incandescent |  | Standard A Lamp | 2 | 75 | 201784 | Bedroom
Ceiling Fixture | Linear Fluorescent | 48 | T-8 | 4 | 32 | 201785 | Garage
Garage door opener | Incandescent |  | Standard A Lamp | 2 | 60 | 201785 | Garage
Ceiling Fixture | Incandescent |  | Standard A Lamp | 2 | 65 | 201786 | Hall
Ceiling Fixture | Incandescent |  | Standard A Lamp | 2 | 40 | 201787 | Laundry Room
Ceiling Fixture | Linear Fluorescent | 48 | T-12 | 2 | 32 | 201788 | Living Room
Table | Incandescent |  | Standard A Lamp | 1 | 75 | 201788 | Living Room
Ceiling Fan | Incandescent |  | Standard A Lamp | 3 | 60 | 201788 | Living Room
Wall Mount | Incandescent |  | Standard A Lamp | 3 | 60 | 201789 | Bathroom
Table | Incandescent |  | Standard A Lamp | 1 | 60 | 2017810 | Master Bedroom
Ceiling Fixture | Incandescent |  | Standard A Lamp | 1 | 60 | 201791 | Bathroom
Wall Mount | Incandescent |  | Standard A Lamp | 1 | 60 | 201792 | Bedroom
Table | Incandescent |  | Standard A Lamp | 1 | 60 | 201792 | Bedroom
Floor lamp | Incandescent |  | Standard A Lamp | 1 | 60 | 201792 | Bedroom
Floor lamp | Compact Fluorescent |  | A shape bulb | 3 | 15 | 201793 | Bedroom
Floor lamp | Incandescent |  | Standard A Lamp | 1 | 60 | 201793 | Bedroom
Wall Mount | Incandescent |  | Standard A Lamp | 1 | 60 | 201794 | Hall
Ceiling Fixture | Incandescent |  | Standard A Lamp | 2 | 60 | 201795 | Hall
Other | Linear Fluorescent | 18 | T-5 | 1 | 16 | 201795 | Hall
Wall Mount | Compact Fluorescent |  | Twist | 1 | 15 | 201796 | Living Room
Wall Mount | Incandescent |  | Standard A Lamp | 1 | 60 | 201796 | Living Room
Wall Mount | Incandescent |  | Standard A Lamp | 3 | 60 | 201911 | Bathroom
Wall Mount | Compact Fluorescent |  | Twist | 1 | 15 | 201911 | Bathroom
Ceiling Fan | Compact Fluorescent |  | Twist | 1 | 15 | 201912 | Bedroom
Ceiling Fixture | Compact Fluorescent |  | Twist | 2 | 15 | 201913 | Kitchen
Ceiling Fixture | Incandescent |  | Standard A Lamp | 2 | 60 | 201914 | Laundry Room
Ceiling Fan | Incandescent |  | Decorative | 3 | 25 | 201915 | Living Room
Table | Incandescent |  | Standard A Lamp | 1 | 60 | 201915 | Living Room
Floor lamp | Incandescent |  | Mini base | 1 | 40 | 201915 | Living Room
Floor lamp | Incandescent |  | Standard A Lamp | 1 | 60 | 201915 | Living Room
Wall Mount | Compact Fluorescent |  | Twist | 1 | 15 | 201915 | Living Room
Table | Incandescent |  | Standard A Lamp | 1 | 60 | 201915 | Living Room
Chandelier (Hanging) | Incandescent |  | Standard A Lamp | 1 | 60 | 201915 | Living Room
Wall Mount | Compact Fluorescent |  | Twist | 2 | 15 | 201961 | Bathroom
Ceiling Fixture | Incandescent |  | Standard A Lamp | 2 | 60 | 201962 | Bedroom
Ceiling Fixture | Compact Fluorescent |  | Twist | 1 | 15 | 201963 | Hall
Ceiling Fixture | Compact Fluorescent |  | Twist | 4 | 15 | 201964 | Kitchen
Wall Mount | Compact Fluorescent |  | Twist | 1 | 15 | 201965 | Living Room
Ceiling Fixture | Incandescent |  | Standard A Lamp | 1 | 60 | 201966 | Master Bedroom
Wall Mount | Incandescent |  | Standard A Lamp | 2 | 60 | 201991 | Bathroom
Recessed Can | Incandescent |  | Standard A Lamp | 1 | 60 | 201991 | Bathroom
Recessed Can | Incandescent |  | Standard A Lamp | 1 | 60 | 201992 | Bathroom
Wall Mount | Incandescent |  | Standard A Lamp | 2 | 60 | 201992 | Bathroom
Ceiling Fixture | Incandescent |  | Standard A Lamp | 2 | 60 | 201993 | Bedroom
Ceiling Fixture | Incandescent |  | Standard A Lamp | 2 | 60 | 201994 | Bedroom
Wall Mount | Incandescent |  | Standard A Lamp | 1 | 60 | 201995 | Closet
Recessed - other | Incandescent |  | Standard A Lamp | 1 | 60 | 201996 | Hall
Ceiling Fixture | Linear Fluorescent | 48 | T-8 | 2 | 32 | 201997 | Kitchen
Chandelier (Hanging) | Incandescent |  | Decorative | 5 | 40 | 201997 | Kitchen
Ceiling Fixture | Incandescent |  | Standard A Lamp | 1 | 60 | 201998 | Living Room
Ceiling Fixture | Incandescent |  | Standard A Lamp | 2 | 60 | 201999 | Master Bedroom
Table | Incandescent |  | Standard A Lamp | 1 | 60 | 201999 | Master Bedroom
Ceiling Fixture | Compact Fluorescent |  | Twist | 2 | 13 | 202101 | Bathroom
Wall Mount | Incandescent |  | Decorative | 3 | 40 | 202101 | Bathroom
Ceiling Fixture | Compact Fluorescent |  | Twist | 2 | 13 | 202102 | Bathroom
Wall Mount | Incandescent |  | Decorative | 3 | 40 | 202102 | Bathroom
Ceiling Fixture | Compact Fluorescent |  | Twist | 2 | 13 | 202103 | Bedroom
Table | Incandescent |  | Decorative | 1 | 40 | 202103 | Bedroom
Ceiling Fixture | Compact Fluorescent |  | Twist | 1 | 13 | 202104 | Closet
Ceiling Fixture | Compact Fluorescent |  | Twist | 2 | 13 | 202105 | Other
Chandelier (Hanging) | Compact Fluorescent |  | Twist | 3 | 7 | 202106 | Dining Room
Ceiling Fixture | Compact Fluorescent |  | Twist | 1 | 13 | 202107 | Hall
Recessed Can | Compact Fluorescent |  | Reflector | 1 | 20 | 202108 | Kitchen
Other | Incandescent |  | Clear | 2 | 40 | 202108 | Kitchen
Ceiling Fixture | Compact Fluorescent |  | Twist | 2 | 13 | 202109 | Laundry Room
Ceiling Fixture | Compact Fluorescent |  | Twist | 2 | 13 | 2021010 | Master Bedroom
Wall Mount | Incandescent |  | Decorative | 1 | 40 | 2021010 | Master Bedroom
Table | Compact Fluorescent |  | Twist | 1 | 20 | 2021011 | Family Room
Wall Mount | Compact Fluorescent |  | Twist | 2 | 15 | 202831 | Bathroom
Ceiling Fixture | Compact Fluorescent |  | Twist | 2 | 22 | 202832 | Bedroom
Recessed - other | Incandescent |  | Standard A Lamp | 2 | 100 | 202832 | Bedroom
Wall Mount | Compact Fluorescent |  | Twist | 2 | 15 | 202833 | Bathroom
Ceiling Fixture | Compact Fluorescent |  | Twist | 1 | 15 | 202833 | Bathroom
Ceiling Fixture | Compact Fluorescent |  | A shape bulb | 2 | 15 | 202834 | Bedroom
Floor lamp | Compact Fluorescent |  | Twist | 1 | 15 | 202834 | Bedroom
Table | Incandescent |  | Standard A Lamp | 1 | 60 | 202835 | Master Bedroom
Ceiling Fixture | Compact Fluorescent |  | Twist | 2 | 15 | 202835 | Master Bedroom
Wall Mount | Compact Fluorescent |  | Twist | 1 | 15 | 202836 | Bathroom
Ceiling Fixture | Compact Fluorescent |  | Twist | 1 | 15 | 202837 | Closet
Ceiling Fixture | Compact Fluorescent |  | Twist | 1 | 15 | 202838 | Hall
Chandelier (Hanging) | Incandescent |  | Standard A Lamp | 4 | 40 | 202839 | Kitchen
Recessed Can | Compact Fluorescent |  | Reflector | 1 | 22 | 202839 | Kitchen
Recessed Can | Incandescent |  | Reflector | 1 | 65 | 202839 | Kitchen
Ceiling Fixture | Compact Fluorescent |  | Twist | 1 | 15 | 2028310 | Laundry Room
Floor lamp | Compact Fluorescent |  | Twist | 3 | 22 | 2028311 | Living Room
Table | Incandescent |  | 3-Way Incandescent | 1 | 100 | 2028311 | Living Room
Ceiling Fixture | Compact Fluorescent |  | Twist | 2 | 22 | 2028312 | Office
Table | Incandescent |  | Standard A Lamp | 2 | 100 | 2028312 | Office
Table | Compact Fluorescent |  | Twist | 1 | 15 | 2028312 | Office
Ceiling Fixture | Compact Fluorescent |  | Twist | 1 | 22 | 2028313 | Closet
Ceiling Fixture | Compact Fluorescent |  | Twist | 1 | 15 | 203001 | Bathroom
Torchiere | Incandescent |  | Standard A Lamp | 1 | 150 | 203002 | Bedroom
Wall Mount | Compact Fluorescent |  | Twist | 1 | 15 | 203004 | Dining Room
Chandelier (Hanging) | Compact Fluorescent |  | Twist | 5 | 15 | 203005 | Other
Ceiling Fixture | Compact Fluorescent |  | Twist | 1 | 15 | 203006 | Hall
Ceiling Fixture | Compact Fluorescent |  | Twist | 3 | 15 | 203007 | Kitchen
Ceiling Fixture | Compact Fluorescent |  | Twist | 1 | 15 | 203008 | Laundry Room
Wall Mount | Compact Fluorescent |  | Twist | 2 | 15 | 203009 | Living Room
Ceiling Fixture | Compact Fluorescent |  | Twist | 1 | 13 | 2030010 | Bathroom
Floor lamp | Compact Fluorescent |  | Twist | 3 | 15 | 2030011 | Master Bedroom
Floor lamp | Other |  | LED Interior | 2 | 1 | 2030011 | Master Bedroom
Torchiere | Incandescent |  | Decorative | 2 | 60 | 2030011 | Master Bedroom
Wall Mount | Incandescent |  | Mini base | 1 | 40 | 203061 | Master Bedroom
Wall Mount | Compact Fluorescent |  | Twist | 1 | 15 | 203062 | Bathroom
Ceiling Fixture | Compact Fluorescent |  | Twist | 1 | 15 | 203063 | Hall
Wall Mount | Incandescent |  | Standard A Lamp | 1 | 60 | 203064 | Bedroom
Ceiling Fixture | Linear Fluorescent | 48 | T-8 | 2 | 32 | 203065 | Kitchen
Ceiling Fixture | Compact Fluorescent |  | Twist | 1 | 15 | 203065 | Kitchen
Table | Incandescent |  | Standard A Lamp | 1 | 40 | 203065 | Kitchen
Wall Mount | Incandescent |  | Standard A Lamp | 1 | 40 | 203066 | Bedroom
Ceiling Fixture | Compact Fluorescent |  | Twist | 1 | 15 | 203067 | Bathroom
Ceiling Fixture | Incandescent |  | Standard A Lamp | 1 | 75 | 203171 | Bathroom
Ceiling Fixture | Incandescent |  | Standard A Lamp | 2 | 40 | 203172 | Dining Room
Chandelier (Hanging) | Incandescent |  | Standard A Lamp | 6 | 40 | 203173 | Dining Room
Ceiling Fixture | Incandescent |  | Standard A Lamp | 2 | 60 | 203174 | Bedroom
Table | Incandescent |  | Decorative | 3 | 40 | 203174 | Bedroom
Ceiling Fixture | Incandescent |  | Standard A Lamp | 1 | 75 | 203175 | Hall
Ceiling Fixture | Linear Fluorescent | 48 | T-12 | 2 | 40 | 203176 | Kitchen
Ceiling Fan | Incandescent |  | Mini base | 4 | 40 | 203177 | Living Room
Table | Compact Fluorescent |  | Twist | 1 | 22 | 203177 | Living Room
Ceiling Fixture | Incandescent |  | Standard A Lamp | 2 | 60 | 203178 | Bedroom
Table | Compact Fluorescent |  | Twist | 1 | 22 | 203178 | Bedroom
Wall Mount | Compact Fluorescent |  | Twist | 3 | 15 | 203179 | Bathroom
Ceiling Fixture | Compact Fluorescent |  | Twist | 2 | 15 | 2031710 | Office
Ceiling Fixture | Incandescent |  | Standard A Lamp | 2 | 75 | 2031711 | Living Room
Floor lamp | Incandescent |  | 3-Way Incandescent | 1 | 100 | 2031711 | Living Room
Ceiling Fixture | Incandescent |  | Standard A Lamp | 1 | 75 | 2031712 | Laundry Room
Ceiling Fixture | Compact Fluorescent |  | Twist | 1 | 25 | 203221 | Bathroom
Ceiling Fixture | Compact Fluorescent |  | Twist | 1 | 20 | 203222 | Bathroom
Ceiling Fan | Compact Fluorescent |  | Twist | 1 | 15 | 203223 | Bedroom
Ceiling Fixture | Compact Fluorescent |  | Twist | 1 | 15 | 203224 | Bedroom
Ceiling Fixture | Compact Fluorescent |  | Twist | 1 | 15 | 203225 | Closet
Ceiling Fan | Compact Fluorescent |  | Twist | 1 | 15 | 203226 | Hall
Track | Halogen |  | Mini base | 5 | 20 | 203227 | Kitchen
Ceiling Fixture | Compact Fluorescent |  | Twist | 3 | 15 | 203227 | Kitchen
Ceiling Fixture | Compact Fluorescent |  | Twist | 2 | 15 | 203228 | Laundry Room
Table | Compact Fluorescent |  | Twist | 1 | 25 | 203229 | Living Room
Ceiling Fixture | Incandescent |  | Globe | 1 | 40 | 2032210 | Closet
Ceiling Fan | Compact Fluorescent |  | Twist | 3 | 25 | 2032211 | Master Bedroom
Ceiling Fixture | Compact Fluorescent |  | A shape bulb | 2 | 7 | 203641 | Hall
Chandelier (Hanging) | Compact Fluorescent |  | A shape bulb | 5 | 7 | 203642 | Kitchen
Ceiling Fixture | Compact Fluorescent |  | A shape bulb | 2 | 7 | 203642 | Kitchen
Table | Compact Fluorescent |  | A shape bulb | 1 | 7 | 203642 | Kitchen
Ceiling Fixture | Compact Fluorescent |  | Twist | 1 | 15 | 203642 | Kitchen
Ceiling Fixture | Compact Fluorescent |  | A shape bulb | 2 | 7 | 203643 | Laundry Room
Ceiling Fan | Incandescent |  | Decorative | 3 | 40 | 203644 | Living Room
Floor lamp | Compact Fluorescent |  | A shape bulb | 1 | 7 | 203644 | Living Room
Ceiling Fixture | Compact Fluorescent |  | A shape bulb | 2 | 7 | 203645 | Bathroom
Other | Incandescent |  | Mini base | 1 | 5 | 203645 | Bathroom
Ceiling Fan | Compact Fluorescent |  | A shape bulb | 1 | 7 | 203645 | Bathroom
Ceiling Fixture | Compact Fluorescent |  | A shape bulb | 2 | 7 | 203646 | Bathroom
Ceiling Fixture | Compact Fluorescent |  | A shape bulb | 2 | 7 | 203647 | Bedroom
Ceiling Fixture | Compact Fluorescent |  | A shape bulb | 1 | 7 | 203648 | Bedroom
Ceiling Fixture | Compact Fluorescent |  | A shape bulb | 2 | 7 | 203648 | Bedroom
Other | Incandescent |  | Standard A Lamp | 1 | 40 | 203648 | Bedroom
Ceiling Fixture | Compact Fluorescent |  | A shape bulb | 1 | 7 | 203649 | Master Bedroom
Ceiling Fixture | Compact Fluorescent |  | A shape bulb | 1 | 7 | 203649 | Master Bedroom
Table | Compact Fluorescent |  | A shape bulb | 1 | 7 | 203649 | Master Bedroom
Table | Incandescent |  | Standard A Lamp | 1 | 90 | 203771 | Living Room
Torchiere | Incandescent |  | Standard A Lamp | 2 | 100 | 203771 | Living Room
Wall Mount | Incandescent |  | Globe | 5 | 40 | 203772 | Bathroom
Ceiling Fan | Incandescent |  | Standard A Lamp | 1 | 60 | 203772 | Bathroom
Wall Mount | Incandescent |  | Standard A Lamp | 1 | 40 | 203773 | Other
Wall Mount | Incandescent |  | Reflector | 1 | 150 | 203773 | Other
Chandelier (Hanging) | Incandescent |  | Mini base | 4 | 25 | 203774 | Dining Room
Ceiling Fixture | Incandescent |  | Standard A Lamp | 1 | 100 | 203775 | Hall
Ceiling Fixture | Linear Fluorescent | 42 | T-12 | 2 | 40 | 203776 | Kitchen
Ceiling Fixture | Incandescent |  | Standard A Lamp | 2 | 100 | 203776 | Kitchen
Other | Incandescent |  | Reflector | 1 | 40 | 203776 | Kitchen
Ceiling Fixture | Linear Fluorescent | 42 | T-12 | 2 | 40 | 203777 | Laundry Room
Wall Mount | Incandescent |  | Globe | 5 | 40 | 203778 | Bathroom
Ceiling Fan | Incandescent |  | Standard A Lamp | 1 | 60 | 203778 | Bathroom
Table | Incandescent |  | Mini base | 6 | 25 | 203779 | Master Bedroom
Table | Incandescent |  | Standard A Lamp | 1 | 75 | 203779 | Master Bedroom
Ceiling Fixture | Incandescent |  | Standard A Lamp | 1 | 100 | 203779 | Master Bedroom
Table | Incandescent |  | Standard A Lamp | 1 | 60 | 2037710 | Office
Table | Incandescent |  | Mini base | 1 | 25 | 2037710 | Office
Ceiling Fixture | Incandescent |  | Standard A Lamp | 2 | 100 | 2037711 | Bedroom
Table | Incandescent |  | Standard A Lamp | 1 | 60 | 2037711 | Bedroom
Ceiling Fixture | Incandescent |  | Mini base | 3 | 25 | 2037712 | Hall
Ceiling Fixture | Compact Fluorescent |  | Twist | 2 | 15 | 203781 | Office
Ceiling Fixture | Linear Fluorescent | 24 | T-12 | 2 | 20 | 203782 | Bathroom
Ceiling Fixture | Compact Fluorescent |  | Twist | 1 | 15 | 203782 | Bathroom
Ceiling Fixture | Incandescent |  | Standard A Lamp | 1 | 60 | 203783 | Bathroom
Ceiling Fixture | Linear Fluorescent | 48 | T-12 | 2 | 40 | 203783 | Bathroom
Track | Incandescent |  | Reflector | 3 | 30 | 203783 | Bathroom
Floor lamp | Compact Fluorescent |  | Twist | 1 | 22 | 203783 | Bathroom
Floor lamp | Compact Fluorescent |  | Twist | 1 | 15 | 203783 | Bathroom
Ceiling Fixture | Linear Fluorescent | 24 | T-12 | 1 | 20 | 203784 | Kitchen
Ceiling Fixture | Incandescent |  | Standard A Lamp | 1 | 60 | 203785 | Laundry Room
Ceiling Fixture | Incandescent |  | Standard A Lamp | 2 | 60 | 203786 | Master Bedroom
Table | Compact Fluorescent |  | Twist | 1 | 15 | 203786 | Master Bedroom
Ceiling Fixture | Incandescent |  | Standard A Lamp | 1 | 75 | 203787 | Closet
Ceiling Fixture | Linear Fluorescent | 24 | T-12 | 2 | 20 | 203788 | Bathroom
Ceiling Fixture | Incandescent |  | Standard A Lamp | 1 | 60 | 203788 | Bathroom
Ceiling Fixture | Compact Fluorescent |  | Twist | 1 | 15 | 203911 | Master Bedroom
Torchiere | Compact Fluorescent |  | Twist | 1 | 22 | 203911 | Master Bedroom
Table | Incandescent |  | Standard A Lamp | 1 | 60 | 203912 | Bathroom
Ceiling Fixture | Linear Fluorescent | 48 | T-12 | 2 | 40 | 203912 | Bathroom
Ceiling Fixture | Compact Fluorescent |  | Twist | 1 | 15 | 203914 | Bedroom
Chandelier (Hanging) | Incandescent |  | Decorative | 5 | 40 | 203915 | Kitchen
Ceiling Fixture | Incandescent |  | Standard A Lamp | 1 | 60 | 203916 | Living Room
Ceiling Fixture | Incandescent |  | Standard A Lamp | 1 | 60 | 203917 | Garage
Ceiling Fixture | Compact Fluorescent |  | Twist | 2 | 15 | 204011 | Kitchen
Ceiling Fixture | Linear Fluorescent | 48 | T-12 | 2 | 32 | 204011 | Kitchen
Ceiling Fixture | Incandescent |  | Standard A Lamp | 1 | 100 | 204012 | Laundry Room
Ceiling Fixture | Incandescent |  | Standard A Lamp | 2 | 60 | 204013 | Bedroom
Table | Incandescent |  | Standard A Lamp | 1 | 60 | 204013 | Bedroom
Ceiling Fixture | Incandescent |  | Standard A Lamp | 2 | 100 | 204014 | Living Room
Table | Incandescent |  | Standard A Lamp | 1 | 100 | 204014 | Living Room
Ceiling Fixture | Compact Fluorescent |  | Twist | 4 | 15 | 204015 | Dining Room
Track | Incandescent |  | Decorative | 4 | 25 | 204016 | Bathroom
Ceiling Fixture | Incandescent |  | Standard A Lamp | 2 | 100 | 204017 | Bedroom
Table | Incandescent |  | Standard A Lamp | 1 | 100 | 204018 | Family Room
Table | Incandescent |  | Decorative | 2 | 40 | 204018 | Family Room
Table | Incandescent |  | Standard A Lamp | 1 | 100 | 204019 | Master Bedroom
Table | Compact Fluorescent |  | Other | 1 | 42 | 204019 | Master Bedroom
Ceiling Fixture | Incandescent |  | Standard A Lamp | 1 | 100 | 204019 | Master Bedroom
Track | Incandescent |  | Decorative | 4 | 40 | 2040110 | Bathroom
Ceiling Fixture | Compact Fluorescent |  | Twist | 2 | 22 | 204291 | Bathroom
Ceiling Fixture | Compact Fluorescent |  | Twist | 2 | 22 | 204292 | Bathroom
Ceiling Fan | Compact Fluorescent |  | Twist | 3 | 22 | 204293 | Bedroom
Ceiling Fan | Compact Fluorescent |  | Twist | 3 | 22 | 204294 | Bedroom
Chandelier (Hanging) | Compact Fluorescent |  | Straight Tube | 1 | 22 | 204295 | Dining Room
Ceiling Fan | Compact Fluorescent |  | Twist | 3 | 22 | 204296 | Other
Floor lamp | Compact Fluorescent |  | Twist | 1 | 22 | 204297 | Family Room
Ceiling Fixture | Incandescent |  | Standard A Lamp | 1 | 60 | 204298 | Garage
Ceiling Fixture | Linear Fluorescent | 48 | T-8 | 2 | 40 | 204298 | Garage
Ceiling Fixture | Compact Fluorescent |  | Twist | 2 | 22 | 204299 | Hall
Ceiling Fixture | Incandescent |  | Standard A Lamp | 1 | 60 | 2042910 | Hall
Ceiling Fixture | Compact Fluorescent |  | Twist | 2 | 22 | 2042911 | Kitchen
Track | Incandescent |  | Standard A Lamp | 3 | 40 | 2042912 | Laundry Room
Floor lamp | Compact Fluorescent |  | Twist | 2 | 15 | 2042913 | Living Room
Ceiling Fan | Incandescent |  | Standard A Lamp | 4 | 60 | 2042914 | Master Bedroom
Ceiling Fixture | Compact Fluorescent |  | Twist | 1 | 15 | 2042915 | Other
Wall Mount | Incandescent |  | Mini base | 6 | 25 | 204391 | Bathroom
Wall Mount | Compact Fluorescent |  | Twist | 1 | 15 | 204392 | Bedroom
Wall Mount | Incandescent |  | Standard A Lamp | 1 | 60 | 204392 | Bedroom
Table | Incandescent |  | Standard A Lamp | 1 | 60 | 204392 | Bedroom
Wall Mount | Compact Fluorescent |  | Twist | 1 | 15 | 204393 | Hall
Ceiling Fixture | Compact Fluorescent |  | Twist | 3 | 15 | 204394 | Kitchen
Ceiling Fan | Compact Fluorescent |  | Twist | 4 | 15 | 204395 | Living Room
Torchiere | Compact Fluorescent |  | Twist | 2 | 15 | 204395 | Living Room
Wall Mount | Incandescent |  | Standard A Lamp | 1 | 60 | 204395 | Living Room
Wall Mount | Compact Fluorescent |  | A shape bulb | 1 | 15 | 204396 | Office
Wall Mount | Incandescent |  | Globe | 5 | 40 | 204641 | Bathroom
Ceiling Fixture | Incandescent |  | Standard A Lamp | 2 | 60 | 204642 | Bedroom
Table | Incandescent |  | Standard A Lamp | 1 | 40 | 204642 | Bedroom
Ceiling Fixture | Incandescent |  | Standard A Lamp | 2 | 60 | 204643 | Bedroom
Table | Incandescent |  | Globe | 1 | 25 | 204643 | Bedroom
Chandelier (Hanging) | Incandescent |  | Standard A Lamp | 3 | 75 | 204644 | Dining Room
Table | Incandescent |  | Decorative | 1 | 5 | 204644 | Dining Room
Ceiling Fixture | Incandescent |  | Globe | 3 | 40 | 204645 | Hall
Ceiling Fixture | Incandescent |  | Standard A Lamp | 1 | 60 | 204646 | Hall
Ceiling Fixture | Linear Fluorescent | 48 | T-12 | 2 | 32 | 204647 | Kitchen
Ceiling Fixture | Halogen |  | PAR | 2 | 50 | 204647 | Kitchen
Recessed - other | Linear Fluorescent | 48 | T-12 | 2 | 32 | 204648 | Laundry Room
Recessed - other | Linear Fluorescent | 48 | T-12 | 2 | 32 | 204649 | Laundry Room
Wall Mount | Incandescent |  | Globe | 5 | 40 | 2046410 | Bathroom
Ceiling Fixture | Incandescent |  | Standard A Lamp | 1 | 60 | 2046410 | Bathroom
Table | Incandescent |  | Standard A Lamp | 1 | 60 | 2046411 | Master Bedroom
Ceiling Fixture | Linear Fluorescent | 48 | T-12 | 2 | 32 | 2046412 | Bedroom
Ceiling Fixture | Incandescent |  | Standard A Lamp | 2 | 60 | 2046413 | Office
Table | Incandescent |  | Standard A Lamp | 1 | 60 | 2046413 | Office
Ceiling Fixture | Compact Fluorescent |  | Twist | 2 | 15 | 204651 | Bathroom
Wall Mount | Incandescent |  | Globe | 8 | 60 | 204651 | Bathroom
Wall Mount | Incandescent |  | Globe | 4 | 60 | 204652 | Bathroom
Ceiling Fixture | Incandescent |  | Standard A Lamp | 2 | 60 | 204653 | Bedroom
Ceiling Fixture | Incandescent |  | Standard A Lamp | 2 | 65 | 204654 | Bedroom
Ceiling Fixture | Incandescent |  | Standard A Lamp | 1 | 60 | 204654 | Bedroom
Ceiling Fixture | Incandescent |  | Standard A Lamp | 2 | 60 | 204655 | Bedroom
Ceiling Fixture | Incandescent |  | Standard A Lamp | 1 | 60 | 204656 | Hall
Chandelier (Hanging) | Incandescent |  | Standard A Lamp | 3 | 60 | 204657 | Kitchen
Ceiling Fixture | Linear Fluorescent | 48 | T-8 | 2 | 32 | 204657 | Kitchen
Ceiling Fixture | Incandescent |  | Standard A Lamp | 3 | 60 | 204657 | Kitchen
Ceiling Fixture | Incandescent |  | Reflector | 1 | 50 | 204657 | Kitchen
Recessed - other | Incandescent |  | Standard A Lamp | 1 | 60 | 204657 | Kitchen
Ceiling Fixture | Incandescent |  | Standard A Lamp | 2 | 60 | 204658 | Laundry Room
Ceiling Fan | Compact Fluorescent |  | Circline (Screw Base) | 1 | 22 | 204659 | Living Room
Ceiling Fixture | Linear Fluorescent | 48 | T-12 | 1 | 40 | 2046510 | Office
Ceiling Fixture | Compact Fluorescent |  | Twist | 1 | 15 | 204701 | Bathroom
Ceiling Fixture | Incandescent |  | Standard A Lamp | 1 | 100 | 204702 | Bathroom
Table | Incandescent |  | Standard A Lamp | 1 | 60 | 204703 | Bathroom
Floor lamp | Incandescent |  | Standard A Lamp | 1 | 60 | 204704 | Bedroom
Table | Incandescent |  | 3-Way Incandescent | 1 | 100 | 204705 | Family Room
Floor lamp | Compact Fluorescent |  | Twist | 1 | 15 | 204705 | Family Room
Floor lamp | Incandescent |  | 3-Way Incandescent | 1 | 100 | 204705 | Family Room
Ceiling Fan | Incandescent |  | Standard A Lamp | 4 | 60 | 204706 | Kitchen
Ceiling Fixture | Linear Fluorescent | 24 | T-12 | 2 | 20 | 204706 | Kitchen
Ceiling Fixture | Incandescent |  | Standard A Lamp | 2 | 60 | 204707 | Laundry Room
Ceiling Fixture | Compact Fluorescent |  | Twist | 2 | 25 | 204841 | Bathroom
Ceiling Fixture | Linear Fluorescent | 24 | T-12 | 1 | 20 | 204841 | Bathroom
Ceiling Fixture | Linear Fluorescent | 24 | T-12 | 1 | 20 | 204842 | Bathroom
Ceiling Fixture | Compact Fluorescent |  | Twist | 2 | 20 | 204842 | Bathroom
Ceiling Fixture | Compact Fluorescent |  | Twist | 2 | 20 | 204843 | Bedroom
Table | Compact Fluorescent |  | Twist | 1 | 20 | 204843 | Bedroom
Ceiling Fixture | Compact Fluorescent |  | Twist | 2 | 20 | 204844 | Bedroom
Table | Compact Fluorescent |  | Twist | 1 | 20 | 204844 | Bedroom
Chandelier (Hanging) | Compact Fluorescent |  | Twist | 5 | 20 | 204845 | Living Room
Torchiere | Halogen |  | Quartz Tube | 1 | 150 | 204846 | Family Room
Table | Compact Fluorescent |  | Twist | 1 | 20 | 204846 | Family Room
Ceiling Fixture | Compact Fluorescent |  | Twist | 1 | 20 | 204847 | Hall
Ceiling Fixture | Linear Fluorescent | 48 | T-12 | 4 | 34 | 204848 | Kitchen
Ceiling Fixture | Compact Fluorescent |  | Twist | 1 | 20 | 204848 | Kitchen
Ceiling Fixture | Compact Fluorescent |  | Twist | 2 | 20 | 204849 | Laundry Room
Ceiling Fixture | Compact Fluorescent |  | Twist | 1 | 20 | 2048410 | Living Room
Table | Compact Fluorescent |  | Twist | 1 | 20 | 2048410 | Living Room
Ceiling Fan | Compact Fluorescent |  | Twist | 3 | 13 | 2048411 | Other
Floor lamp | Compact Fluorescent |  | Twist | 1 | 13 | 2048411 | Other
Ceiling Fixture | Compact Fluorescent |  | Twist | 2 | 20 | 2048412 | Other
Ceiling Fixture | Incandescent |  | Standard A Lamp | 1 | 40 | 205111 | Closet
Chandelier (Hanging) | Compact Fluorescent |  | Twist | 1 | 22 | 205112 | Living Room
Ceiling Fixture | Incandescent |  | Standard A Lamp | 1 | 90 | 205113 | Kitchen
Ceiling Fixture | Compact Fluorescent |  | Twist | 2 | 22 | 205113 | Kitchen
Wall Mount | Compact Fluorescent |  | Twist | 1 | 7 | 205114 | Hall
Ceiling Fixture | Incandescent |  | Standard A Lamp | 1 | 40 | 205115 | Bathroom
Table | Incandescent |  | Standard A Lamp | 1 | 60 | 205116 | Bedroom
Table | Incandescent |  | Decorative | 1 | 40 | 205117 | Office
Table | Incandescent |  | Standard A Lamp | 1 | 65 | 205117 | Office
Wall Mount | Incandescent |  | Standard A Lamp | 2 | 65 | 205118 | Bathroom
Table | Incandescent |  | Standard A Lamp | 1 | 15 | 205119 | Master Bedroom
Table | Compact Fluorescent |  | Twist | 1 | 15 | 205171 | Bathroom
Ceiling Fixture | Incandescent |  | Standard A Lamp | 2 | 60 | 205172 | Bathroom
Wall Mount | Incandescent |  | Globe | 3 | 60 | 205172 | Bathroom
Table | Compact Fluorescent |  | Twist | 1 | 15 | 205173 | Living Room
Chandelier (Hanging) | Incandescent |  | Standard A Lamp | 1 | 60 | 205174 | Dining Room
Ceiling Fixture | Incandescent |  | Standard A Lamp | 2 | 60 | 205175 | Kitchen
Wall Mount | Incandescent |  | Globe | 3 | 40 | 205176 | Bathroom
Table | Compact Fluorescent |  | Twist | 1 | 15 | 205178 | Bedroom
Ceiling Fixture | Incandescent |  | Standard A Lamp | 2 | 60 | 205179 | Laundry Room
Ceiling Fixture | Incandescent |  | Standard A Lamp | 1 | 75 | 205351 | Bedroom
Table | Incandescent |  | Standard A Lamp | 1 | 75 | 205351 | Bedroom
Ceiling Fixture | Incandescent |  | Standard A Lamp | 2 | 75 | 205352 | Bedroom
Ceiling Fixture | Compact Fluorescent |  | Twist | 1 | 15 | 205352 | Bedroom
Ceiling Fixture | Incandescent |  | Standard A Lamp | 1 | 75 | 205353 | Kitchen
Wall Mount | Compact Fluorescent |  | Twist | 1 | 15 | 205353 | Kitchen
Ceiling Fixture | Compact Fluorescent |  | Twist | 2 | 15 | 205354 | Living Room
Ceiling Fixture | Incandescent |  | Standard A Lamp | 2 | 75 | 205355 | Master Bedroom
Wall Mount | Incandescent |  | Globe | 3 | 40 | 205411 | Bathroom
Ceiling Fixture | Incandescent |  | Standard A Lamp | 2 | 60 | 205412 | Bedroom
Ceiling Fixture | Compact Fluorescent |  | Twist | 2 | 15 | 205413 | Hall
Ceiling Fixture | Compact Fluorescent |  | Twist | 2 | 15 | 205414 | Kitchen
Chandelier (Hanging) | Compact Fluorescent |  | Twist | 1 | 15 | 205414 | Kitchen
Ceiling Fan | Compact Fluorescent |  | Twist | 1 | 15 | 205414 | Kitchen
Wall Mount | Incandescent |  | Globe | 3 | 40 | 205415 | Bathroom
Ceiling Fixture | Compact Fluorescent |  | Twist | 2 | 15 | 205416 | Bedroom
Table | Incandescent |  | Standard A Lamp | 1 | 75 | 205416 | Bedroom
Ceiling Fixture | Compact Fluorescent |  | Twist | 2 | 13 | 205417 | Laundry Room
Ceiling Fixture | Linear Fluorescent | 48 | T-12 | 2 | 40 | 205418 | Garage
Table | Incandescent |  | Standard A Lamp | 1 | 75 | 205419 | Living Room
Floor lamp | Halogen |  | Quartz Tube | 1 | 100 | 205419 | Living Room
Ceiling Fixture | Incandescent |  | Standard A Lamp | 2 | 60 | 2054110 | Bedroom
Table | Incandescent |  | Decorative | 2 | 40 | 2054110 | Bedroom
Wall Mount | Compact Fluorescent |  | Globe | 3 | 22 | 205421 | Bathroom
Ceiling Fixture | Compact Fluorescent |  | Twist | 2 | 15 | 205422 | Bathroom
Wall Mount | Compact Fluorescent |  | Twist | 3 | 22 | 205422 | Bathroom
Ceiling Fixture | Compact Fluorescent |  | Twist | 1 | 22 | 205423 | Bedroom
Ceiling Fixture | Compact Fluorescent |  | Twist | 1 | 15 | 205424 | Hall
Chandelier (Hanging) | Compact Fluorescent |  | Twist | 1 | 22 | 205425 | Living Room
Table | Compact Fluorescent |  | Twist | 1 | 15 | 205425 | Living Room
Floor lamp | Compact Fluorescent |  | Twist | 1 | 15 | 205425 | Living Room
Ceiling Fixture | Compact Fluorescent |  | Twist | 1 | 22 | 205425 | Living Room
Ceiling Fixture | Compact Fluorescent |  | Twist | 2 | 15 | 205426 | Master Bedroom
Ceiling Fixture | Incandescent |  | Standard A Lamp | 2 | 40 | 205921 | Bedroom
Wall Mount | Incandescent |  | Globe | 2 | 90 | 205921 | Bedroom
Torchiere | Incandescent |  | 3-Way Incandescent | 1 | 75 | 205921 | Bedroom
Chandelier (Hanging) | Incandescent |  | Standard A Lamp | 2 | 60 | 205922 | Master Bedroom
Table | Incandescent |  | Globe | 1 | 60 | 205923 | Family Room
Ceiling Fixture | Incandescent |  | Standard A Lamp | 1 | 60 | 205924 | Dining Room
Ceiling Fixture | Incandescent |  | Standard A Lamp | 1 | 60 | 205925 | Kitchen
Ceiling Fixture | Incandescent |  | Standard A Lamp | 1 | 60 | 205926 | Laundry Room
Torchiere | Incandescent |  | Standard A Lamp | 1 | 60 | 205927 | Living Room
Table | Incandescent |  | Standard A Lamp | 1 | 60 | 205927 | Living Room
Wall Mount | Incandescent |  | Globe | 1 | 90 | 205928 | Bathroom
Ceiling Fixture | Incandescent |  | Standard A Lamp | 1 | 60 | 205929 | Bedroom
Wall Mount | Incandescent |  | Standard A Lamp | 5 | 60 | 206111 | Bathroom
Ceiling Fixture | Incandescent |  | Standard A Lamp | 3 | 60 | 206111 | Bathroom
Ceiling Fixture | Incandescent |  | Standard A Lamp | 1 | 60 | 206112 | Hall
Table | Incandescent |  | Standard A Lamp | 1 | 60 | 206113 | Bedroom
Wall Mount | Incandescent |  | Standard A Lamp | 1 | 60 | 206114 | Master Bedroom
Wall Mount | Incandescent |  | 3-Way Incandescent | 1 | 100 | 206114 | Master Bedroom
Ceiling Fan | Incandescent |  | Standard A Lamp | 3 | 60 | 206115 | Dining Room
Table | Incandescent |  | 3-Way Incandescent | 1 | 100 | 206116 | Living Room
Floor lamp | Incandescent |  | Standard A Lamp | 1 | 60 | 206116 | Living Room
Ceiling Fixture | Incandescent |  | Standard A Lamp | 2 | 60 | 206116 | Living Room
Ceiling Fan | Incandescent |  | Standard A Lamp | 3 | 40 | 206116 | Living Room
Ceiling Fixture | Linear Fluorescent | 48 | T-12 | 2 | 40 | 206117 | Kitchen
Architectural | Incandescent |  | Reflector | 2 | 40 | 206117 | Kitchen
Ceiling Fixture | Incandescent |  | Standard A Lamp | 1 | 60 | 206118 | Laundry Room
Ceiling Fixture | Incandescent |  | Standard A Lamp | 1 | 60 | 206119 | Office
Table | Halogen |  | Other | 1 | 30 | 206119 | Office
Wall Mount | Incandescent |  | Mini base | 2 | 60 | 2061110 | Bedroom
Table | Incandescent |  | Mini base | 1 | 60 | 2061110 | Bedroom
Wall Mount | Compact Fluorescent |  | A shape bulb | 1 | 15 | 2061111 | Bathroom
Wall Mount | Incandescent |  | Standard A Lamp | 1 | 60 | 2061111 | Bathroom
Ceiling Fixture | Incandescent |  | Standard A Lamp | 1 | 60 | 2061111 | Bathroom
Wall Mount | Compact Fluorescent |  | Twist | 1 | 15 | 206211 | Bathroom
Table | Compact Fluorescent |  | Twist | 1 | 15 | 206212 | Bedroom
Floor lamp | Compact Fluorescent |  | Twist | 3 | 15 | 206212 | Bedroom
Ceiling Fixture | Compact Fluorescent |  | Twist | 1 | 15 | 206213 | Bedroom
Ceiling Fixture | Incandescent |  | Standard A Lamp | 1 | 60 | 206214 | Bedroom
Ceiling Fixture | Compact Fluorescent |  | Twist | 1 | 15 | 206215 | Hall
Ceiling Fixture | Compact Fluorescent |  | Twist | 1 | 15 | 206216 | Kitchen
Table | Compact Fluorescent |  | Twist | 1 | 15 | 206216 | Kitchen
Ceiling Fixture | Compact Fluorescent |  | Twist | 1 | 15 | 206217 | Laundry Room
Table | Compact Fluorescent |  | Twist | 1 | 15 | 206218 | Living Room
Ceiling Fixture | Compact Fluorescent |  | Twist | 1 | 22 | 206301 | Other
Ceiling Fixture | Compact Fluorescent |  | Twist | 2 | 22 | 206302 | Bathroom
Ceiling Fixture | Incandescent |  | Standard A Lamp | 2 | 60 | 206303 | Bathroom
Ceiling Fixture | Compact Fluorescent |  | Twist | 2 | 28 | 206304 | Bedroom
Ceiling Fixture | Incandescent |  | Standard A Lamp | 2 | 60 | 206305 | Bedroom
Chandelier (Hanging) | Incandescent |  | Decorative | 5 | 40 | 206306 | Dining Room
Ceiling Fixture | Compact Fluorescent |  | Twist | 2 | 22 | 206307 | Hall
Ceiling Fixture | Compact Fluorescent |  | Twist | 2 | 22 | 206308 | Kitchen
Ceiling Fixture | Compact Fluorescent |  | Twist | 2 | 15 | 206309 | Kitchen
Ceiling Fixture | Compact Fluorescent |  | Twist | 2 | 15 | 2063010 | Laundry Room
Ceiling Fan | Incandescent |  | Standard A Lamp | 5 | 60 | 2063011 | Living Room
Ceiling Fixture | Incandescent |  | Reflector | 2 | 60 | 2063011 | Living Room
Wall Mount | Incandescent |  | Standard A Lamp | 4 | 60 | 206391 | Bathroom
Ceiling Fixture | Incandescent |  | Standard A Lamp | 2 | 60 | 206392 | Bedroom
Table | Incandescent |  | Standard A Lamp | 1 | 60 | 206392 | Bedroom
Ceiling Fixture | Incandescent |  | Standard A Lamp | 1 | 60 | 206393 | Closet
Ceiling Fixture | Compact Fluorescent |  | Twist | 2 | 15 | 206394 | Bedroom
Ceiling Fixture | Incandescent |  | Standard A Lamp | 1 | 60 | 206395 | Closet
Table | Incandescent |  | Standard A Lamp | 1 | 60 | 206395 | Closet
Chandelier (Hanging) | Compact Fluorescent |  | Twist | 5 | 15 | 206396 | Dining Room
Ceiling Fixture | Incandescent |  | Globe | 1 | 60 | 206397 | Family Room
Floor lamp | Compact Fluorescent |  | Twist | 4 | 15 | 206397 | Family Room
Ceiling Fixture | Incandescent |  | Standard A Lamp | 2 | 60 | 206398 | Hall
Recessed Can | Incandescent |  | Reflector | 1 | 65 | 206399 | Kitchen
Ceiling Fixture | Incandescent |  | Standard A Lamp | 2 | 60 | 2063910 | Laundry Room
Ceiling Fixture | Incandescent |  | Standard A Lamp | 1 | 60 | 2063911 | Living Room
Floor lamp | Compact Fluorescent |  | Twist | 2 | 15 | 2063911 | Living Room
Ceiling Fixture | Incandescent |  | Standard A Lamp | 1 | 60 | 2063912 | Bathroom
Wall Mount | Incandescent |  | Standard A Lamp | 3 | 60 | 2063912 | Bathroom
Table | Incandescent |  | Decorative | 3 | 25 | 2063913 | Bedroom
Ceiling Fixture | Incandescent |  | Standard A Lamp | 1 | 60 | 2063914 | Closet
Track | Compact Fluorescent |  | Twist | 4 | 15 | 206541 | Bathroom
Table | Compact Fluorescent |  | Twist | 1 | 15 | 206542 | Bedroom
Table | Incandescent |  | Standard A Lamp | 1 | 40 | 206543 | Master Bedroom
Ceiling Fixture | Compact Fluorescent |  | Twist | 1 | 15 | 206544 | Hall
Ceiling Fixture | Compact Fluorescent |  | Twist | 1 | 15 | 206545 | Kitchen
Ceiling Fixture | Compact Fluorescent |  | Twist | 1 | 15 | 206546 | Living Room
Chandelier (Hanging) | Incandescent |  | Standard A Lamp | 2 | 75 | 206561 | Bathroom
Ceiling Fixture | Incandescent |  | Standard A Lamp | 2 | 60 | 206562 | Bedroom
Ceiling Fixture | Incandescent |  | Standard A Lamp | 1 | 75 | 206562 | Bedroom
Ceiling Fixture | Incandescent |  | Standard A Lamp | 3 | 75 | 206563 | Bedroom
Table | Incandescent |  | Standard A Lamp | 1 | 100 | 206563 | Bedroom
Ceiling Fixture | Incandescent |  | Standard A Lamp | 2 | 65 | 206564 | Hall
Ceiling Fixture | Incandescent |  | Standard A Lamp | 2 | 60 | 206565 | Kitchen
Chandelier (Hanging) | Compact Fluorescent |  | Twist | 1 | 22 | 206565 | Kitchen
Table | Incandescent |  | Standard A Lamp | 1 | 75 | 206566 | Living Room
Ceiling Fixture | Incandescent |  | Standard A Lamp | 1 | 40 | 206811 | Bedroom
Ceiling Fixture | Incandescent |  | Standard A Lamp | 2 | 100 | 206812 | Bathroom
Ceiling Fixture | Incandescent |  | Standard A Lamp | 2 | 75 | 206813 | Bathroom
Ceiling Fixture | Incandescent |  | Standard A Lamp | 2 | 100 | 206814 | Closet
Floor lamp | Incandescent |  | Mini base | 1 | 40 | 206815 | Bedroom
Ceiling Fixture | Incandescent |  | Standard A Lamp | 1 | 75 | 206816 | Bedroom
Recessed Can | Halogen |  | PAR | 1 | 30 | 206817 | Living Room
Ceiling Fixture | Incandescent |  | Standard A Lamp | 3 | 75 | 206817 | Living Room
Ceiling Fixture | Incandescent |  | Standard A Lamp | 1 | 75 | 206818 | Hall
Ceiling Fan | Incandescent |  | Standard A Lamp | 1 | 75 | 206819 | Kitchen
Ceiling Fixture | Incandescent |  | Standard A Lamp | 2 | 75 | 206819 | Kitchen
Ceiling Fixture | Incandescent |  | Standard A Lamp | 2 | 75 | 2068110 | Laundry Room
Recessed Can | Halogen |  | PAR | 1 | 30 | 2068111 | Living Room
Ceiling Fixture | Incandescent |  | Standard A Lamp | 2 | 75 | 2068112 | Master Bedroom
Other | Incandescent |  | Standard A Lamp | 1 | 75 | 2068113 | Other
Wall Mount | Incandescent |  | Globe | 4 | 40 | 206821 | Bathroom
Ceiling Fixture | Incandescent |  | Standard A Lamp | 1 | 40 | 206821 | Bathroom
Floor lamp | Incandescent |  | Standard A Lamp | 1 | 40 | 206822 | Family Room
Torchiere | Halogen |  | Quartz Tube | 1 | 100 | 206822 | Family Room
Ceiling Fixture | Incandescent |  | Decorative | 1 | 60 | 206823 | Hall
Torchiere | Halogen |  | Quartz Tube | 1 | 100 | 206824 | Kitchen
Wall Mount | Incandescent |  | Standard A Lamp | 1 | 60 | 206824 | Kitchen
Chandelier (Hanging) | Incandescent |  | Standard A Lamp | 1 | 60 | 206824 | Kitchen
Wall Mount | Incandescent |  | Standard A Lamp | 1 | 60 | 206824 | Kitchen
Ceiling Fixture | Linear Fluorescent | 48 | T-8 | 2 | 32 | 206824 | Kitchen
Chandelier (Hanging) | Incandescent |  | Decorative | 6 | 40 | 206825 | Living Room
Ceiling Fixture | Incandescent |  | Standard A Lamp | 1 | 60 | 206825 | Living Room
Wall Mount | Incandescent |  | Globe | 4 | 40 | 206826 | Bathroom
Floor lamp | Incandescent |  | 3-Way Incandescent | 1 | 150 | 206827 | Master Bedroom
Track | Incandescent |  | Reflector | 2 | 75 | 206827 | Master Bedroom
Ceiling Fixture | Incandescent |  | Standard A Lamp | 1 | 60 | 206828 | Laundry Room
Ceiling Fixture | Linear Fluorescent | 48 | T-12 | 2 | 40 | 206828 | Laundry Room
Ceiling Fixture | Incandescent |  | Reflector | 2 | 60 | 206828 | Laundry Room
Ceiling Fixture | Incandescent |  | Standard A Lamp | 1 | 40 | 206891 | Bathroom
Wall Mount | Halogen |  | Quartz Tube | 2 | 75 | 206891 | Bathroom
Wall Mount | Incandescent |  | Standard A Lamp | 2 | 75 | 206891 | Bathroom
Table | Incandescent |  | Reflector | 1 | 25 | 206891 | Bathroom
Recessed - other | Incandescent |  | Standard A Lamp | 1 | 60 | 206892 | Bedroom
Table | Incandescent |  | Standard A Lamp | 1 | 90 | 206893 | Bedroom
Table | Incandescent |  | Standard A Lamp | 1 | 60 | 206894 | Bedroom
Ceiling Fixture | Incandescent |  | Standard A Lamp | 1 | 75 | 206895 | Closet
Table | Incandescent |  | Standard A Lamp | 1 | 75 | 206896 | Dining Room
Ceiling Fixture | Incandescent |  | Standard A Lamp | 1 | 75 | 206896 | Dining Room
Table | Incandescent |  | Standard A Lamp | 1 | 75 | 206897 | Kitchen
Table | Halogen |  | Quartz Tube | 1 | 30 | 206897 | Kitchen
Table | Compact Fluorescent |  | Twist | 1 | 15 | 206897 | Kitchen
Ceiling Fan | Incandescent |  | Standard A Lamp | 1 | 40 | 206897 | Kitchen
Chandelier (Hanging) | Incandescent |  | Standard A Lamp | 1 | 40 | 206897 | Kitchen
Ceiling Fixture | Incandescent |  | Standard A Lamp | 1 | 40 | 206897 | Kitchen
Table | Incandescent |  | Standard A Lamp | 1 | 90 | 206898 | Living Room
Table | Compact Fluorescent |  | Twist | 1 | 15 | 206898 | Living Room
Wall Mount | Halogen |  | Other | 3 | 30 | 206899 | Bathroom
Table | Incandescent |  | Mini base | 1 | 25 | 206899 | Bathroom
Table | Incandescent |  | Standard A Lamp | 1 | 60 | 2068910 | Master Bedroom
Table | Compact Fluorescent |  | Twist | 1 | 15 | 2068910 | Master Bedroom
Ceiling Fan | Halogen |  | Other | 1 | 25 | 2068910 | Master Bedroom
Ceiling Fixture | Incandescent |  | Standard A Lamp | 1 | 75 | 2068911 | Laundry Room
Ceiling Fixture | Incandescent |  | Standard A Lamp | 1 | 40 | 206971 | Bathroom
Ceiling Fixture | Incandescent |  | Standard A Lamp | 1 | 60 | 206972 | Bathroom
Wall Mount | Incandescent |  | Globe | 4 | 40 | 206972 | Bathroom
Torchiere | Incandescent |  | Standard A Lamp | 2 | 65 | 206973 | Bedroom
Table | Incandescent |  | Standard A Lamp | 1 | 60 | 206973 | Bedroom
Ceiling Fixture | Incandescent |  | Standard A Lamp | 1 | 60 | 206973 | Bedroom
Ceiling Fixture | Incandescent |  | Standard A Lamp | 2 | 40 | 206974 | Bedroom
Ceiling Fixture | Incandescent |  | Standard A Lamp | 1 | 60 | 206975 | Hall
Ceiling Fixture | Linear Fluorescent | 48 | T-8 | 2 | 40 | 206976 | Kitchen
Ceiling Fixture | Incandescent |  | Standard A Lamp | 1 | 40 | 206977 | Laundry Room
Torchiere | Incandescent |  | Standard A Lamp | 1 | 60 | 206978 | Living Room
Ceiling Fan | Incandescent |  | Standard A Lamp | 1 | 60 | 206978 | Living Room
Table | Incandescent |  | Standard A Lamp | 1 | 100 | 206978 | Living Room
Ceiling Fixture | Incandescent |  | Standard A Lamp | 2 | 60 | 206979 | Master Bedroom
Table | Incandescent |  | Standard A Lamp | 1 | 40 | 206979 | Master Bedroom
Chandelier (Hanging) | Incandescent |  | Decorative | 3 | 25 | 2069710 | Other
Wall Mount | Incandescent |  | Standard A Lamp | 2 | 60 | 207221 | Bathroom
Ceiling Fixture | Incandescent |  | Standard A Lamp | 1 | 75 | 207222 | Bathroom
Ceiling Fixture | Incandescent |  | Standard A Lamp | 1 | 60 | 207223 | Bathroom
Ceiling Fixture | Compact Fluorescent |  | Twist | 2 | 15 | 207223 | Bathroom
Chandelier (Hanging) | Incandescent |  | Standard A Lamp | 1 | 60 | 207224 | Bedroom
Chandelier (Hanging) | Incandescent |  | Standard A Lamp | 1 | 60 | 207225 | Hall
Ceiling Fixture | Incandescent |  | Standard A Lamp | 1 | 75 | 207226 | Kitchen
Chandelier (Hanging) | Incandescent |  | Decorative | 5 | 40 | 207226 | Kitchen
Ceiling Fixture | Linear Fluorescent | 48 | T-12 | 2 | 32 | 207227 | Laundry Room
Table | Incandescent |  | Standard A Lamp | 1 | 100 | 207228 | Living Room
Floor lamp | Incandescent |  | Standard A Lamp | 1 | 75 | 207228 | Living Room
Ceiling Fan | Incandescent |  | Standard A Lamp | 4 | 75 | 207229 | Living Room
Ceiling Fixture | Compact Fluorescent |  | Twist | 2 | 15 | 207229 | Living Room
Ceiling Fixture | Incandescent |  | Standard A Lamp | 1 | 60 | 207229 | Living Room
Ceiling Fixture | Incandescent |  | Standard A Lamp | 2 | 75 | 207229 | Living Room
Wall Mount | Incandescent |  | Standard A Lamp | 1 | 60 | 2072210 | Other
Ceiling Fixture | Incandescent |  | Standard A Lamp | 3 | 60 | 2072211 | Bedroom
Table | Incandescent |  | Standard A Lamp | 1 | 40 | 2072211 | Bedroom
Ceiling Fixture | Incandescent |  | Standard A Lamp | 1 | 75 | 2072212 | Hall
Wall Mount | Incandescent |  | Standard A Lamp | 1 | 75 | 2072213 | Bedroom
Table | Incandescent |  | Standard A Lamp | 2 | 75 | 2072213 | Bedroom
Floor lamp | Incandescent |  | Decorative | 1 | 60 | 2072214 | Bedroom
Table | Incandescent |  | Standard A Lamp | 1 | 40 | 2072214 | Bedroom
Wall Mount | Incandescent |  | Standard A Lamp | 1 | 60 | 2072214 | Bedroom
Ceiling Fixture | Incandescent |  | Standard A Lamp | 2 | 75 | 2072214 | Bedroom
Ceiling Fixture | Compact Fluorescent |  | Twist | 1 | 13 | 207291 | Bedroom
Ceiling Fixture | Compact Fluorescent |  | Twist | 1 | 23 | 207292 | Master Bedroom
Table | Compact Fluorescent |  | Twist | 1 | 15 | 207292 | Master Bedroom
Ceiling Fixture | Compact Fluorescent |  | Twist | 2 | 23 | 207293 | Bathroom
Wall Mount | Compact Fluorescent |  | Twist | 2 | 13 | 207293 | Bathroom
Ceiling Fixture | Compact Fluorescent |  | Twist | 2 | 13 | 207294 | Closet
Table | Compact Fluorescent |  | 3-Way CFL | 1 | 23 | 207295 | Living Room
Ceiling Fixture | Incandescent |  | Standard A Lamp | 3 | 60 | 207296 | Family Room
Ceiling Fixture | Linear Fluorescent | 48 | T-12 | 2 | 40 | 207297 | Kitchen
Ceiling Fixture | Incandescent |  | Mini base | 2 | 40 | 207298 | Laundry Room
Ceiling Fixture | Incandescent |  | Mini base | 2 | 40 | 207299 | Bathroom
Ceiling Fixture | Compact Fluorescent |  | Twist | 2 | 13 | 2072911 | Bedroom
Ceiling Fixture | Compact Fluorescent |  | Twist | 2 | 13 | 2072912 | Hall
Wall Mount | Incandescent |  | Standard A Lamp | 1 | 60 | 207311 | Bathroom
Wall Mount | Incandescent |  | Standard A Lamp | 1 | 60 | 207312 | Bathroom
Ceiling Fixture | Incandescent |  | Standard A Lamp | 2 | 60 | 207313 | Bedroom
Ceiling Fixture | Incandescent |  | Standard A Lamp | 2 | 60 | 207314 | Bedroom
Ceiling Fixture | Incandescent |  | Standard A Lamp | 2 | 60 | 207315 | Bedroom
Ceiling Fixture | Incandescent |  | Standard A Lamp | 5 | 40 | 207316 | Dining Room
Ceiling Fixture | Incandescent |  | Standard A Lamp | 1 | 65 | 207317 | Hall
Ceiling Fixture | Incandescent |  | Standard A Lamp | 2 | 60 | 207318 | Kitchen
Wall Mount | Incandescent |  | Standard A Lamp | 1 | 60 | 207319 | Living Room
Floor lamp | Incandescent |  | Standard A Lamp | 1 | 60 | 207319 | Living Room
Ceiling Fixture | Linear Fluorescent | 48 | T-12 | 2 | 32 | 2073110 | Closet
Wall Mount | Compact Fluorescent |  | Twist | 2 | 15 | 207331 | Bathroom
Ceiling Fixture | Incandescent |  | Other | 1 | 40 | 207331 | Bathroom
Ceiling Fixture | Incandescent |  | Standard A Lamp | 1 | 60 | 207332 | Bedroom
Ceiling Fixture | Compact Fluorescent |  | Twist | 1 | 15 | 207332 | Bedroom
Ceiling Fixture | Compact Fluorescent |  | Twist | 2 | 15 | 207333 | Bedroom
Table | Compact Fluorescent |  | Twist | 1 | 15 | 207333 | Bedroom
Wall Mount | Compact Fluorescent |  | Pin base | 1 | 15 | 207334 | Dining Room
Ceiling Fixture | Incandescent |  | Decorative | 1 | 40 | 207335 | Hall
Chandelier (Hanging) | Compact Fluorescent |  | Decorative | 2 | 7 | 207336 | Kitchen
Architectural | Incandescent |  | Mini base | 2 | 40 | 207336 | Kitchen
Recessed Can | Compact Fluorescent |  | Reflector | 1 | 15 | 207336 | Kitchen
Architectural | Halogen |  | Other | 3 | 20 | 207336 | Kitchen
Ceiling Fixture | Compact Fluorescent |  | Twist | 1 | 22 | 207337 | Living Room
Ceiling Fan | Incandescent |  | Standard A Lamp | 2 | 60 | 207337 | Living Room
Floor lamp | Compact Fluorescent |  | Twist | 1 | 15 | 207337 | Living Room
Table | Compact Fluorescent |  | Twist | 1 | 15 | 207337 | Living Room
Ceiling Fixture | Incandescent |  | Decorative | 3 | 40 | 207338 | Bathroom
Wall Mount | Compact Fluorescent |  | Twist | 3 | 15 | 207338 | Bathroom
Wall Mount | Incandescent |  | Standard A Lamp | 1 | 60 | 207338 | Bathroom
Ceiling Fixture | Incandescent |  | Standard A Lamp | 2 | 60 | 207339 | Master Bedroom
Floor lamp | Compact Fluorescent |  | Twist | 1 | 15 | 207339 | Master Bedroom
Floor lamp | Incandescent |  | Standard A Lamp | 2 | 40 | 207339 | Master Bedroom
Ceiling Fixture | Incandescent |  | Standard A Lamp | 1 | 60 | 2073310 | Office
Ceiling Fixture | Compact Fluorescent |  | Twist | 1 | 15 | 2073310 | Office
Table | Halogen |  | Other | 1 | 20 | 2073310 | Office
Recessed Can | Compact Fluorescent |  | Reflector | 1 | 15 | 2073311 | Laundry Room
Wall Mount | Incandescent |  | Standard A Lamp | 1 | 60 | 207361 | Bedroom
Ceiling Fixture | Compact Fluorescent |  | Twist | 1 | 15 | 207361 | Bedroom
Ceiling Fixture | Incandescent |  | Decorative | 10 | 40 | 207362 | Bedroom
Ceiling Fixture | Incandescent |  | Standard A Lamp | 1 | 65 | 207362 | Bedroom
Ceiling Fixture | Incandescent |  | Decorative | 4 | 40 | 207362 | Bedroom
Wall Mount | Compact Fluorescent |  | Twist | 1 | 15 | 207363 | Hall
Ceiling Fixture | Incandescent |  | Standard A Lamp | 1 | 60 | 207364 | Kitchen
Table | Compact Fluorescent |  | Twist | 1 | 22 | 207364 | Kitchen
Recessed - other | Incandescent |  | Standard A Lamp | 1 | 60 | 207364 | Kitchen
Table | Compact Fluorescent |  | Twist | 1 | 15 | 207365 | Living Room
Ceiling Fixture | Incandescent |  | Decorative | 4 | 40 | 207365 | Living Room
Floor lamp | Incandescent |  | Standard A Lamp | 3 | 60 | 207365 | Living Room
Ceiling Fixture | Incandescent |  | Standard A Lamp | 2 | 40 | 207366 | Bathroom
Ceiling Fixture | Compact Fluorescent |  | Twist | 2 | 22 | 208041 | Bedroom
Ceiling Fixture | Compact Fluorescent |  | Twist | 2 | 22 | 208042 | Bedroom
Ceiling Fixture | Compact Fluorescent |  | Twist | 2 | 22 | 208043 | Bathroom
Ceiling Fixture | Linear Fluorescent | 24 | T-12 | 1 | 20 | 208043 | Bathroom
Ceiling Fixture | Linear Fluorescent | 48 | T-8 | 2 | 40 | 208044 | Dining Room
Ceiling Fixture | Compact Fluorescent |  | Twist | 2 | 22 | 208045 | Hall
Ceiling Fixture | Linear Fluorescent | 48 | T-8 | 2 | 32 | 208046 | Kitchen
Ceiling Fixture | Compact Fluorescent |  | Twist | 2 | 22 | 208047 | Laundry Room
Ceiling Fan | Incandescent |  | Standard A Lamp | 1 | 100 | 208048 | Living Room
Table | Incandescent |  | Mini base | 3 | 25 | 208048 | Living Room
Ceiling Fixture | Compact Fluorescent |  | Twist | 2 | 15 | 208049 | Bathroom
Ceiling Fixture | Linear Fluorescent | 24 | T-12 | 1 | 20 | 208049 | Bathroom
Ceiling Fixture | Compact Fluorescent |  | Twist | 2 | 15 | 2080410 | Closet
Ceiling Fixture | Compact Fluorescent |  | Twist | 2 | 22 | 2080411 | Master Bedroom
Ceiling Fixture | Compact Fluorescent |  | Twist | 2 | 22 | 2080412 | Bedroom
Wall Mount | Compact Fluorescent |  | Twist | 2 | 15 | 208321 | Bathroom
Ceiling Fixture | Compact Fluorescent |  | Twist | 2 | 15 | 208322 | Bedroom
Ceiling Fixture | Compact Fluorescent |  | Twist | 2 | 15 | 208323 | Bedroom
Chandelier (Hanging) | Compact Fluorescent |  | Twist | 3 | 15 | 208324 | Dining Room
Ceiling Fixture | Compact Fluorescent |  | Twist | 1 | 15 | 208325 | Kitchen
Ceiling Fixture | Incandescent |  | Standard A Lamp | 1 | 60 | 208326 | Laundry Room
Table | Compact Fluorescent |  | Twist | 1 | 15 | 208327 | Living Room
Wall Mount | Compact Fluorescent |  | Twist | 2 | 15 | 208328 | Bathroom
Ceiling Fixture | Compact Fluorescent |  | Twist | 2 | 15 | 208329 | Master Bedroom
Wall Mount | Incandescent |  | Mini base | 4 | 40 | 208491 | Bathroom
Ceiling Fixture | Incandescent |  | Standard A Lamp | 1 | 60 | 208491 | Bathroom
Wall Mount | Incandescent |  | Standard A Lamp | 1 | 60 | 208492 | Bedroom
Floor lamp | Incandescent |  | Standard A Lamp | 1 | 60 | 208493 | Bedroom
Wall Mount | Incandescent |  | Standard A Lamp | 1 | 60 | 208493 | Bedroom
Ceiling Fixture | Incandescent |  | Standard A Lamp | 1 | 60 | 208494 | Hall
Ceiling Fixture | Incandescent |  | Standard A Lamp | 1 | 60 | 208495 | Hall
Ceiling Fixture | Incandescent |  | Standard A Lamp | 1 | 60 | 208496 | Kitchen
Chandelier (Hanging) | Incandescent |  | Mini base | 4 | 40 | 208496 | Kitchen
Architectural | Incandescent |  | Standard A Lamp | 1 | 60 | 208496 | Kitchen
Ceiling Fixture | Incandescent |  | Standard A Lamp | 1 | 60 | 208497 | Laundry Room
Table | Incandescent |  | Standard A Lamp | 1 | 75 | 208498 | Living Room
Ceiling Fixture | Incandescent |  | Standard A Lamp | 1 | 100 | 208499 | Bathroom
Wall Mount | Incandescent |  | Standard A Lamp | 3 | 40 | 208499 | Bathroom
Wall Mount | Incandescent |  | Standard A Lamp | 1 | 60 | 2084910 | Master Bedroom
Ceiling Fixture | Compact Fluorescent |  | Twist | 2 | 15 | 208581 | Bathroom
Chandelier (Hanging) | Incandescent |  | Mini base | 6 | 40 | 208582 | Dining Room
Floor lamp | Compact Fluorescent |  | Straight Tube | 1 | 22 | 208582 | Dining Room
Ceiling Fixture | Compact Fluorescent |  | Twist | 2 | 15 | 208583 | Family Room
Wall Mount | Compact Fluorescent |  | Twist | 1 | 15 | 208584 | Hall
Ceiling Fixture | Compact Fluorescent |  | Twist | 2 | 15 | 208585 | Kitchen
Architectural | Incandescent |  | Clear | 1 | 40 | 208585 | Kitchen
Ceiling Fixture | Compact Fluorescent |  | Twist | 2 | 15 | 208586 | Laundry Room
Table | Compact Fluorescent |  | Twist | 1 | 15 | 208587 | Living Room
Ceiling Fixture | Compact Fluorescent |  | Twist | 2 | 15 | 208588 | Bathroom
Wall Mount | Compact Fluorescent |  | Twist | 1 | 15 | 208589 | Master Bedroom
Table | Incandescent |  | Standard A Lamp | 1 | 75 | 208589 | Master Bedroom
Wall Mount | Incandescent |  | Standard A Lamp | 1 | 75 | 2085810 | Closet
Wall Mount | Incandescent |  | Standard A Lamp | 1 | 100 | 2085811 | Bedroom
Ceiling Fixture | Linear Fluorescent | 48 | T-12 | 2 | 40 | 2085812 | Bedroom
Wall Mount | Linear Fluorescent | 24 | T-12 | 1 | 32 | 2085812 | Bedroom
Table | Compact Fluorescent |  | Twist | 1 | 15 | 2085812 | Bedroom
Wall Mount | Compact Fluorescent |  | Twist | 1 | 15 | 2085812 | Bedroom
Ceiling Fan | Incandescent |  | Decorative | 3 | 60 | 208741 | Living Room
Wall Mount | Incandescent |  | Clear | 3 | 40 | 208742 | Bathroom
Ceiling Fixture | Linear Fluorescent | 48 | T-12 | 4 | 40 | 208743 | Office
Ceiling Fixture | Incandescent |  | Standard A Lamp | 1 | 60 | 208744 | Bathroom
Wall Mount | Incandescent |  | Globe | 3 | 40 | 208744 | Bathroom
Ceiling Fixture | Compact Fluorescent |  | Twist | 2 | 13 | 208745 | Master Bedroom
Table | Incandescent |  | Mini base | 1 | 60 | 208745 | Master Bedroom
Recessed Can | Incandescent |  | Reflector | 1 | 65 | 208746 | Kitchen
Other | Incandescent |  | Clear | 1 | 25 | 208746 | Kitchen
Chandelier (Hanging) | Incandescent |  | Mini base | 3 | 230 | 208747 | Dining Room
Other | Incandescent |  | Decorative | 1 | 25 | 208747 | Dining Room
Ceiling Fixture | Incandescent |  | Standard A Lamp | 1 | 60 | 208748 | Closet
Ceiling Fixture | Incandescent |  | Standard A Lamp | 1 | 60 | 208749 | Laundry Room
Ceiling Fixture | Incandescent |  | Standard A Lamp | 1 | 75 | 2087410 | Hall
Ceiling Fan | Incandescent |  | Mini base | 3 | 60 | 2087411 | Living Room
Table | Compact Fluorescent |  | Twist | 2 | 13 | 2087411 | Living Room
Floor lamp | Compact Fluorescent |  | Twist | 2 | 19 | 2087411 | Living Room
Ceiling Fixture | Compact Fluorescent |  | Twist | 2 | 13 | 2087412 | Bedroom
Ceiling Fixture | Incandescent |  | Clear | 1 | 40 | 2087413 | Closet
Ceiling Fan | Incandescent |  | Standard A Lamp | 1 | 60 | 208791 | Bathroom
Wall Mount | Incandescent |  | Mini base | 4 | 25 | 208791 | Bathroom
Ceiling Fixture | Incandescent |  | Standard A Lamp | 2 | 60 | 208792 | Bedroom
Table | Incandescent |  | Standard A Lamp | 1 | 40 | 208792 | Bedroom
Ceiling Fixture | Incandescent |  | Standard A Lamp | 1 | 60 | 208793 | Bedroom
Ceiling Fixture | Compact Fluorescent |  | Twist | 1 | 15 | 208794 | Closet
Ceiling Fixture | Compact Fluorescent |  | Twist | 3 | 15 | 208795 | Dining Room
Ceiling Fan | Incandescent |  | Decorative | 3 | 40 | 208796 | Family Room
Table | Compact Fluorescent |  | Twist | 1 | 15 | 208796 | Family Room
Ceiling Fixture | Incandescent |  | Standard A Lamp | 1 | 60 | 208797 | Hall
Ceiling Fixture | Incandescent |  | Standard A Lamp | 2 | 60 | 208798 | Kitchen
Ceiling Fixture | Incandescent |  | Standard A Lamp | 2 | 60 | 208799 | Laundry Room
Table | Compact Fluorescent |  | Straight Tube | 1 | 28 | 2087910 | Living Room
Table | Incandescent |  | Mini base | 1 | 5 | 2087910 | Living Room
Table | Incandescent |  | Clear | 1 | 25 | 2087910 | Living Room
Ceiling Fixture | Incandescent |  | Standard A Lamp | 2 | 60 | 2087911 | Bedroom
Table | Incandescent |  | Standard A Lamp | 1 | 40 | 2087911 | Bedroom
Table | Incandescent |  | Decorative | 1 | 25 | 2087911 | Bedroom
Wall Mount | Incandescent |  | Mini base | 4 | 25 | 2087912 | Bathroom
Ceiling Fan | Incandescent |  | Standard A Lamp | 1 | 60 | 2087912 | Bathroom
Ceiling Fixture | Incandescent |  | 3-Way Incandescent | 1 | 100 | 208811 | Bedroom
Wall Mount | Linear Fluorescent | 18 | T-5 | 1 | 20 | 208811 | Bedroom
Table | Incandescent |  | Standard A Lamp | 1 | 75 | 208812 | Bedroom
Architectural | Linear Fluorescent | 24 | T-5 | 1 | 26 | 208813 | Bedroom
Ceiling Fixture | Compact Fluorescent |  | Twist | 1 | 15 | 208814 | Hall
Ceiling Fixture | Compact Fluorescent |  | Twist | 2 | 22 | 208815 | Kitchen
Architectural | Incandescent |  | Standard A Lamp | 1 | 40 | 208815 | Kitchen
Architectural | Linear Fluorescent | 12 | T-4 | 1 | 16 | 208815 | Kitchen
Torchiere | Incandescent |  | Standard A Lamp | 2 | 75 | 208816 | Living Room
Floor lamp | Incandescent |  | Standard A Lamp | 1 | 100 | 208816 | Living Room
Recessed Can | Compact Fluorescent |  | Twist | 1 | 22 | 209071 | Bathroom
Ceiling Fan | Incandescent |  | Standard A Lamp | 3 | 40 | 209072 | Bedroom
Floor lamp | Compact Fluorescent |  | Twist | 1 | 22 | 209072 | Bedroom
Ceiling Fan | Incandescent |  | Standard A Lamp | 4 | 40 | 209073 | Bedroom
Floor lamp | Incandescent |  | Standard A Lamp | 1 | 60 | 209073 | Bedroom
Ceiling Fixture | Compact Fluorescent |  | Twist | 1 | 22 | 209074 | Closet
Ceiling Fixture | Linear Fluorescent | 36 | T-12 | 2 | 60 | 209075 | Garage
Chandelier (Hanging) | Compact Fluorescent |  | Twist | 5 | 22 | 209076 | Kitchen
Track | Compact Fluorescent |  | Twist | 3 | 22 | 209076 | Kitchen
Floor lamp | Compact Fluorescent |  | Twist | 1 | 22 | 209076 | Kitchen
Ceiling Fan | Incandescent |  | Decorative | 4 | 60 | 209077 | Living Room
Ceiling Fixture | Compact Fluorescent |  | Twist | 2 | 22 | 209077 | Living Room
Ceiling Fixture | Compact Fluorescent |  | Twist | 1 | 22 | 209078 | Bathroom
Recessed - other | Compact Fluorescent |  | Twist | 1 | 22 | 209078 | Bathroom
Ceiling Fixture | Linear Fluorescent | 48 | T-8 | 1 | 32 | 209561 | Bathroom
Wall Mount | Incandescent |  | Standard A Lamp | 2 | 60 | 209561 | Bathroom
Ceiling Fixture | Incandescent |  | Standard A Lamp | 1 | 60 | 209562 | Bedroom
Ceiling Fixture | Incandescent |  | Globe | 2 | 40 | 209563 | Hall
Ceiling Fixture | Compact Fluorescent |  | Twist | 2 | 15 | 209564 | Kitchen
Other | Compact Fluorescent |  | Twist | 1 | 15 | 209564 | Kitchen
Floor lamp | Compact Fluorescent |  | Twist | 2 | 15 | 209565 | Living Room
Ceiling Fixture | Compact Fluorescent |  | A shape bulb | 2 | 15 | 209566 | Master Bedroom
Ceiling Fixture | Incandescent |  | Standard A Lamp | 1 | 60 | 209971 | Bathroom
Ceiling Fixture | Incandescent |  | Standard A Lamp | 1 | 60 | 209972 | Bedroom
Ceiling Fixture | Linear Fluorescent | 48 | T-12 | 2 | 40 | 209973 | Living Room
Ceiling Fixture | Incandescent |  | Standard A Lamp | 2 | 65 | 209973 | Living Room
Table | Incandescent |  | Decorative | 1 | 40 | 209973 | Living Room
Wall Mount | Incandescent |  | Standard A Lamp | 1 | 60 | 209974 | Bedroom
Wall Mount | Incandescent |  | Clear | 6 | 40 | 210651 | Bathroom
Ceiling Fixture | Incandescent |  | Standard A Lamp | 1 | 60 | 210652 | Bedroom
Table | Incandescent |  | Standard A Lamp | 1 | 60 | 210652 | Bedroom
Chandelier (Hanging) | Incandescent |  | Standard A Lamp | 1 | 60 | 210653 | Dining Room
Ceiling Fixture | Linear Fluorescent | 48 | T-8 | 2 | 32 | 210654 | Kitchen
Recessed Can | Incandescent |  | Reflector | 1 | 65 | 210654 | Kitchen
Ceiling Fixture | Incandescent |  | Standard A Lamp | 1 | 60 | 210655 | Laundry Room
Floor lamp | Incandescent |  | Standard A Lamp | 1 | 60 | 210656 | Living Room
Ceiling Fixture | Incandescent |  | Standard A Lamp | 4 | 60 | 210656 | Living Room
Floor lamp | Compact Fluorescent |  | Straight Tube | 1 | 28 | 210656 | Living Room
Wall Mount | Incandescent |  | Clear | 6 | 40 | 210657 | Bathroom
Ceiling Fixture | Incandescent |  | Standard A Lamp | 1 | 60 | 210657 | Bathroom
Ceiling Fixture | Incandescent |  | Standard A Lamp | 1 | 60 | 210658 | Bedroom
Table | Compact Fluorescent |  | Twist | 1 | 15 | 210658 | Bedroom
Table | Incandescent |  | 3-Way Incandescent | 1 | 100 | 210658 | Bedroom
Ceiling Fixture | Incandescent |  | Standard A Lamp | 1 | 65 | 210659 | Closet
Table | Incandescent |  | Standard A Lamp | 1 | 60 | 2106510 | Office
Wall Mount | Incandescent |  | Globe | 6 | 40 | 210711 | Bathroom
Chandelier (Hanging) | Incandescent |  | Standard A Lamp | 5 | 40 | 210712 | Dining Room
Table | Incandescent |  | Standard A Lamp | 1 | 100 | 210713 | Family Room
Table | Compact Fluorescent |  | Twist | 1 | 15 | 210713 | Family Room
Ceiling Fixture | Incandescent |  | Standard A Lamp | 2 | 40 | 210714 | Hall
Recessed Can | Compact Fluorescent |  | Reflector | 1 | 15 | 210715 | Kitchen
Ceiling Fixture | Incandescent |  | Standard A Lamp | 2 | 60 | 210716 | Laundry Room
Ceiling Fixture | Incandescent |  | Standard A Lamp | 2 | 40 | 210717 | Living Room
Table | Incandescent |  | Standard A Lamp | 1 | 40 | 210717 | Living Room
Wall Mount | Incandescent |  | Standard A Lamp | 1 | 40 | 210718 | Master Bedroom
Ceiling Fixture | Incandescent |  | Standard A Lamp | 2 | 40 | 210718 | Master Bedroom
Table | Incandescent |  | Mini base | 2 | 40 | 210718 | Master Bedroom
Wall Mount | Incandescent |  | Globe | 8 | 25 | 210719 | Bathroom
Ceiling Fixture | Incandescent |  | Standard A Lamp | 2 | 40 | 210719 | Bathroom
Ceiling Fixture | Incandescent |  | Standard A Lamp | 1 | 40 | 2107110 | Closet
Ceiling Fixture | Incandescent |  | Standard A Lamp | 2 | 40 | 2107111 | Office
Ceiling Fixture | Incandescent |  | Standard A Lamp | 1 | 40 | 2107112 | Closet
Ceiling Fixture | Incandescent |  | Standard A Lamp | 2 | 40 | 2107113 | Bedroom
Table | Incandescent |  | Standard A Lamp | 1 | 40 | 2107113 | Bedroom
Ceiling Fan | Incandescent |  | Standard A Lamp | 2 | 40 | 2107114 | Family Room
Ceiling Fixture | Incandescent |  | Standard A Lamp | 2 | 60 | 210791 | Bedroom
Ceiling Fixture | Incandescent |  | Standard A Lamp | 2 | 60 | 210792 | Hall
Ceiling Fixture | Incandescent |  | Standard A Lamp | 3 | 60 | 210793 | Other
Wall Mount | Incandescent |  | Standard A Lamp | 2 | 60 | 210794 | Bathroom
Ceiling Fixture | Incandescent |  | Standard A Lamp | 2 | 60 | 210795 | Bedroom
Ceiling Fixture | Incandescent |  | Standard A Lamp | 1 | 60 | 210796 | Bedroom
Ceiling Fixture | Linear Fluorescent | 48 | T-12 | 2 | 40 | 210797 | Kitchen
Ceiling Fixture | Incandescent |  | Standard A Lamp | 1 | 60 | 210797 | Kitchen
Ceiling Fixture | Incandescent |  | Standard A Lamp | 1 | 60 | 210798 | Laundry Room
Ceiling Fan | Incandescent |  | Standard A Lamp | 4 | 40 | 210799 | Living Room
Table | Incandescent |  | Decorative | 1 | 40 | 210799 | Living Room
Floor lamp | Incandescent |  | Standard A Lamp | 1 | 40 | 210799 | Living Room
Table | Incandescent |  | Standard A Lamp | 1 | 40 | 210799 | Living Room
Table | Incandescent |  | Mini base | 1 | 5 | 210799 | Living Room
Wall Mount | Incandescent |  | Standard A Lamp | 2 | 60 | 2107910 | Bathroom
Table | Incandescent |  | Decorative | 1 | 60 | 2107910 | Bathroom
Ceiling Fixture | Incandescent |  | Standard A Lamp | 2 | 40 | 2107911 | Master Bedroom
Ceiling Fixture | Incandescent |  | Standard A Lamp | 1 | 40 | 2107911 | Master Bedroom
Ceiling Fan | Incandescent |  | Standard A Lamp | 5 | 60 | 2107912 | Family Room
Floor lamp | Incandescent |  | Standard A Lamp | 1 | 150 | 2107912 | Family Room
Table | Halogen |  | Quartz Tube | 1 | 50 | 2107912 | Family Room
Ceiling Fixture | Incandescent |  | Standard A Lamp | 1 | 60 | 2107913 | Hall
Ceiling Fixture | Incandescent |  | Standard A Lamp | 1 | 60 | 2107914 | Hall
Ceiling Fixture | Incandescent |  | Standard A Lamp | 1 | 75 | 210881 | Bathroom
Wall Mount | Incandescent |  | Standard A Lamp | 1 | 40 | 210881 | Bathroom
Ceiling Fixture | Compact Fluorescent |  | Twist | 1 | 15 | 210882 | Bedroom
Ceiling Fixture | Incandescent |  | Standard A Lamp | 1 | 60 | 210883 | Bedroom
Ceiling Fixture | Incandescent |  | Globe | 1 | 14 | 210884 | Dining Room
Ceiling Fixture | Compact Fluorescent |  | Twist | 1 | 15 | 210885 | Hall
Ceiling Fixture | Incandescent |  | Standard A Lamp | 1 | 60 | 210886 | Kitchen
Ceiling Fixture | Compact Fluorescent |  | Twist | 1 | 15 | 210887 | Laundry Room
Floor lamp | Compact Fluorescent |  | Twist | 2 | 15 | 210888 | Living Room
Ceiling Fan | Compact Fluorescent |  | Twist | 1 | 15 | 210888 | Living Room
Table | Compact Fluorescent |  | Twist | 1 | 15 | 210888 | Living Room
Ceiling Fixture | Incandescent |  | Standard A Lamp | 1 | 75 | 210889 | Bathroom
Wall Mount | Compact Fluorescent |  | Twist | 1 | 15 | 210889 | Bathroom
Ceiling Fixture | Incandescent |  | Standard A Lamp | 1 | 60 | 2108810 | Master Bedroom
Table | Incandescent |  | Decorative | 1 | 20 | 2108810 | Master Bedroom
Table | Compact Fluorescent |  | Twist | 1 | 15 | 2108810 | Master Bedroom
Ceiling Fixture | Incandescent |  | Standard A Lamp | 1 | 40 | 2108811 | Closet
Ceiling Fixture | Incandescent |  | Standard A Lamp | 1 | 60 | 210961 | Bedroom
Wall Mount | Incandescent |  | Clear | 3 | 40 | 210962 | Bathroom
Ceiling Fixture | Incandescent |  | Standard A Lamp | 2 | 60 | 210962 | Bathroom
Track | Compact Fluorescent |  | Twist | 3 | 15 | 210963 | Kitchen
Ceiling Fixture | Compact Fluorescent |  | Twist | 2 | 15 | 210964 | Laundry Room
Table | Incandescent |  | Standard A Lamp | 1 | 40 | 210965 | Living Room
Torchiere | Incandescent |  | Standard A Lamp | 1 | 40 | 210965 | Living Room
Ceiling Fixture | Compact Fluorescent |  | Twist | 1 | 15 | 210966 | Bedroom
Ceiling Fixture | Linear Fluorescent | 42 | T-12 | 2 | 40 | 210967 | Other
Ceiling Fan | Incandescent |  | Standard A Lamp | 1 | 75 | 211101 | Master Bedroom
Table | Incandescent |  | Standard A Lamp | 1 | 100 | 211101 | Master Bedroom
Ceiling Fixture | Incandescent |  | Reflector | 1 | 65 | 211102 | Bathroom
Ceiling Fixture | Incandescent |  | Standard A Lamp | 2 | 75 | 211103 | Bedroom
Ceiling Fixture | Incandescent |  | Standard A Lamp | 1 | 75 | 211104 | Hall
Wall Mount | Incandescent |  | Standard A Lamp | 1 | 60 | 211105 | Bathroom
Ceiling Fixture | Incandescent |  | Standard A Lamp | 2 | 75 | 211106 | Bedroom
Table | Incandescent |  | Standard A Lamp | 1 | 100 | 211106 | Bedroom
Table | Incandescent |  | 3-Way Incandescent | 1 | 100 | 211107 | Living Room
Floor lamp | Compact Fluorescent |  | Twist | 1 | 22 | 211107 | Living Room
Floor lamp | Incandescent |  | 3-Way Incandescent | 1 | 100 | 211107 | Living Room
Chandelier (Hanging) | Compact Fluorescent |  | Straight Tube | 1 | 22 | 211108 | Dining Room
Ceiling Fixture | Incandescent |  | Standard A Lamp | 1 | 40 | 211109 | Kitchen
Ceiling Fixture | Incandescent |  | Standard A Lamp | 2 | 75 | 211109 | Kitchen
Ceiling Fixture | Incandescent |  | Standard A Lamp | 1 | 60 | 211231 | Bathroom
Ceiling Fixture | Compact Fluorescent |  | Twist | 1 | 15 | 211231 | Bathroom
Ceiling Fixture | Incandescent |  | Standard A Lamp | 1 | 60 | 211232 | Bedroom
Ceiling Fixture | Compact Fluorescent |  | Twist | 2 | 15 | 211233 | Bedroom
Table | Compact Fluorescent |  | Twist | 1 | 15 | 211234 | Family Room
Ceiling Fixture | Linear Fluorescent | 48 | T-12 | 2 | 40 | 211235 | Garage
Ceiling Fixture | Incandescent |  | Decorative | 4 | 40 | 211236 | Hall
Ceiling Fixture | Compact Fluorescent |  | Twist | 2 | 15 | 211237 | Kitchen
Ceiling Fixture | Compact Fluorescent |  | Twist | 1 | 15 | 211237 | Kitchen
Chandelier (Hanging) | Incandescent |  | Decorative | 5 | 40 | 211237 | Kitchen
Track | Incandescent |  | Standard A Lamp | 1 | 100 | 211238 | Living Room
Ceiling Fixture | Incandescent |  | Standard A Lamp | 1 | 60 | 211239 | Bathroom
Ceiling Fan | Incandescent |  | Standard A Lamp | 1 | 60 | 2112310 | Bedroom
Wall Mount | Incandescent |  | Globe | 4 | 40 | 211261 | Bathroom
Ceiling Fixture | Compact Fluorescent |  | Twist | 1 | 15 | 211262 | Bedroom
Table | Incandescent |  | Standard A Lamp | 1 | 40 | 211262 | Bedroom
Ceiling Fixture | Compact Fluorescent |  | Twist | 1 | 15 | 211263 | Hall
Ceiling Fixture | Compact Fluorescent |  | Twist | 2 | 15 | 211264 | Kitchen
Ceiling Fixture | Linear Fluorescent | 48 | T-12 | 2 | 32 | 211264 | Kitchen
Wall Mount | Compact Fluorescent |  | Twist | 1 | 15 | 211264 | Kitchen
Other | Incandescent |  | Standard A Lamp | 1 | 15 | 211265 | Living Room
Table | Incandescent |  | 3-Way Incandescent | 1 | 100 | 211266 | Bedroom
Ceiling Fixture | Incandescent |  | Standard A Lamp | 1 | 60 | 211331 | Hall
Ceiling Fixture | Compact Fluorescent |  | Twist | 1 | 15 | 211332 | Bathroom
Ceiling Fixture | Incandescent |  | Standard A Lamp | 1 | 60 | 211333 | Bedroom
Table | Incandescent |  | Standard A Lamp | 1 | 60 | 211333 | Bedroom
Ceiling Fixture | Incandescent |  | Standard A Lamp | 2 | 60 | 211334 | Bedroom
Ceiling Fixture | Incandescent |  | Standard A Lamp | 1 | 60 | 211334 | Bedroom
Table | Compact Fluorescent |  | Twist | 2 | 22 | 211334 | Bedroom
Ceiling Fixture | Compact Fluorescent |  | Twist | 1 | 15 | 211335 | Bedroom
Table | Incandescent |  | Reflector | 1 | 40 | 211335 | Bedroom
Ceiling Fixture | Incandescent |  | Standard A Lamp | 1 | 60 | 211336 | Bathroom
Ceiling Fixture | Compact Fluorescent |  | Twist | 2 | 15 | 211337 | Kitchen
Recessed Can | Compact Fluorescent |  | Twist | 1 | 15 | 211337 | Kitchen
Ceiling Fixture | Compact Fluorescent |  | Twist | 1 | 15 | 211337 | Kitchen
Ceiling Fixture | Compact Fluorescent |  | Twist | 1 | 15 | 211338 | Laundry Room
Ceiling Fan | Compact Fluorescent |  | Twist | 3 | 15 | 211339 | Living Room
Other | Incandescent |  | Globe | 1 | 40 | 211339 | Living Room
Architectural | Compact Fluorescent |  | Twist | 1 | 15 | 211339 | Living Room
Ceiling Fixture | Incandescent |  | Reflector | 1 | 75 | 2113310 | Garage
Ceiling Fixture | Incandescent |  | Standard A Lamp | 2 | 60 | 211401 | Bathroom
Ceiling Fixture | Incandescent |  | Standard A Lamp | 2 | 60 | 211402 | Bathroom
Ceiling Fixture | Incandescent |  | Standard A Lamp | 1 | 60 | 211403 | Bedroom
Ceiling Fixture | Incandescent |  | Standard A Lamp | 1 | 60 | 211404 | Hall
Ceiling Fixture | Compact Fluorescent |  | Twist | 2 | 22 | 211405 | Kitchen
Ceiling Fixture | Incandescent |  | Standard A Lamp | 2 | 60 | 211405 | Kitchen
Table | Compact Fluorescent |  | Twist | 1 | 22 | 211406 | Living Room
Ceiling Fixture | Incandescent |  | Standard A Lamp | 2 | 60 | 211407 | Bedroom
Table | Compact Fluorescent |  | Twist | 1 | 22 | 211407 | Bedroom
Ceiling Fixture | Compact Fluorescent |  | Twist | 1 | 22 | 211408 | Garage
Ceiling Fixture | Compact Fluorescent |  | Twist | 1 | 15 | 211409 | Garage
Ceiling Fixture | Linear Fluorescent | 48 | T-12 | 2 | 32 | 211409 | Garage
Wall Mount | Incandescent |  | Globe | 2 | 75 | 212261 | Bathroom
Chandelier (Hanging) | Incandescent |  | Mini base | 6 | 40 | 212262 | Dining Room
Ceiling Fan | Incandescent |  | Decorative | 4 | 65 | 212263 | Family Room
Table | Compact Fluorescent |  | Straight Tube | 1 | 28 | 212263 | Family Room
Ceiling Fixture | Compact Fluorescent |  | Twist | 2 | 22 | 212264 | Bedroom
Wall Mount | Incandescent |  | Standard A Lamp | 1 | 60 | 212264 | Bedroom
Ceiling Fixture | Incandescent |  | Clear | 3 | 75 | 212265 | Hall
Chandelier (Hanging) | Compact Fluorescent |  | Twist | 1 | 15 | 212266 | Kitchen
Ceiling Fixture | Compact Fluorescent |  | Twist | 1 | 15 | 212266 | Kitchen
Ceiling Fixture | Incandescent |  | Standard A Lamp | 1 | 60 | 212267 | Laundry Room
Table | Compact Fluorescent |  | Twist | 1 | 22 | 212268 | Living Room
Ceiling Fan | Incandescent |  | Decorative | 5 | 40 | 212268 | Living Room
Wall Mount | Incandescent |  | Standard A Lamp | 3 | 65 | 212269 | Bathroom
Wall Mount | Incandescent |  | 3-Way Incandescent | 1 | 100 | 2122610 | Master Bedroom
Ceiling Fixture | Compact Fluorescent |  | Twist | 1 | 22 | 2122610 | Master Bedroom
Ceiling Fixture | Compact Fluorescent |  | Twist | 2 | 22 | 2122611 | Bedroom
Floor lamp | Compact Fluorescent |  | Straight Tube | 1 | 28 | 2122611 | Bedroom
Ceiling Fixture | Incandescent |  | Standard A Lamp | 2 | 40 | 212351 | Office
Table | Incandescent |  | Standard A Lamp | 1 | 60 | 212351 | Office
Ceiling Fixture | Incandescent |  | Standard A Lamp | 1 | 40 | 212352 | Hall
Ceiling Fixture | Incandescent |  | Standard A Lamp | 2 | 40 | 212353 | Bedroom
Table | Incandescent |  | Standard A Lamp | 1 | 100 | 212353 | Bedroom
Ceiling Fixture | Incandescent |  | Standard A Lamp | 1 | 40 | 212354 | Laundry Room
Wall Mount | Incandescent |  | Globe | 4 | 60 | 212355 | Bathroom
Ceiling Fixture | Incandescent |  | Standard A Lamp | 1 | 40 | 212355 | Bathroom
Table | Incandescent |  | Standard A Lamp | 2 | 40 | 212356 | Living Room
Table | Incandescent |  | Standard A Lamp | 1 | 60 | 212356 | Living Room
Ceiling Fixture | Incandescent |  | Standard A Lamp | 1 | 40 | 212356 | Living Room
Ceiling Fixture | Linear Fluorescent | 48 | T-12 | 2 | 40 | 212357 | Kitchen
Architectural | Incandescent |  | Standard A Lamp | 1 | 60 | 212357 | Kitchen
Ceiling Fan | Incandescent |  | Standard A Lamp | 3 | 100 | 212357 | Kitchen
Ceiling Fixture | Incandescent |  | Standard A Lamp | 2 | 60 | 212358 | Master Bedroom
Ceiling Fixture | Incandescent |  | Standard A Lamp | 1 | 60 | 212359 | Bathroom
Wall Mount | Incandescent |  | Globe | 6 | 60 | 212359 | Bathroom
Ceiling Fixture | Incandescent |  | Standard A Lamp | 1 | 100 | 212411 | Kitchen
Torchiere | Incandescent |  | Standard A Lamp | 1 | 100 | 212412 | Living Room
Wall Mount | Incandescent |  | Clear | 1 | 100 | 212412 | Living Room
Wall Mount | Incandescent |  | Standard A Lamp | 1 | 60 | 212414 | Bedroom
Ceiling Fixture | Incandescent |  | Standard A Lamp | 1 | 100 | 212415 | Bathroom
Wall Mount | Incandescent |  | Standard A Lamp | 1 | 100 | 212416 | Bedroom
Ceiling Fixture | Compact Fluorescent |  | Twist | 1 | 15 | 212781 | Bathroom
Torchiere | Compact Fluorescent |  | Straight Tube | 1 | 22 | 212782 | Bedroom
Table | Incandescent |  | Standard A Lamp | 1 | 60 | 212783 | Bedroom
Chandelier (Hanging) | Incandescent |  | Clear | 3 | 60 | 212784 | Dining Room
Ceiling Fan | Incandescent |  | Standard A Lamp | 4 | 100 | 212784 | Dining Room
Garage door opener | Incandescent |  | Reflector | 1 | 65 | 212785 | Garage
Ceiling Fixture | Incandescent |  | Standard A Lamp | 1 | 100 | 212786 | Hall
Ceiling Fixture | Linear Fluorescent | 48 | T-12 | 2 | 40 | 212787 | Kitchen
Ceiling Fixture | Incandescent |  | Standard A Lamp | 1 | 100 | 212788 | Laundry Room
Ceiling Fixture | Linear Fluorescent | 24 | T-12 | 2 | 16 | 212788 | Laundry Room
Ceiling Fixture | Compact Fluorescent |  | Twist | 1 | 15 | 212789 | Bathroom
Ceiling Fixture | Linear Fluorescent | 24 | T-12 | 2 | 20 | 212789 | Bathroom
Ceiling Fixture | Incandescent |  | Standard A Lamp | 1 | 100 | 2127810 | Closet
Table | Incandescent |  | Decorative | 1 | 150 | 2127811 | Master Bedroom
Torchiere | Incandescent |  | Standard A Lamp | 2 | 60 | 2127811 | Master Bedroom
Ceiling Fixture | Compact Fluorescent |  | Twist | 1 | 15 | 2127812 | Living Room
Torchiere | Compact Fluorescent |  | Twist | 1 | 22 | 2127812 | Living Room
Ceiling Fixture | Incandescent |  | Mini base | 3 | 40 | 212791 | Bathroom
Wall Mount | Incandescent |  | Standard A Lamp | 1 | 60 | 212792 | Bedroom
Table | Incandescent |  | Standard A Lamp | 1 | 100 | 212792 | Bedroom
Chandelier (Hanging) | Compact Fluorescent |  | Twist | 5 | 15 | 212793 | Dining Room
Ceiling Fixture | Compact Fluorescent |  | Circline (Screw Base) | 1 | 36 | 212794 | Hall
Ceiling Fan | Incandescent |  | Standard A Lamp | 1 | 60 | 212795 | Hall
Ceiling Fixture | Incandescent |  | Standard A Lamp | 1 | 60 | 212796 | Hall
Architectural | Halogen |  | MR | 1 | 30 | 212797 | Kitchen
Ceiling Fixture | Incandescent |  | Standard A Lamp | 3 | 60 | 212797 | Kitchen
Ceiling Fixture | Incandescent |  | Standard A Lamp | 1 | 60 | 212798 | Laundry Room
Wall Mount | Incandescent |  | Globe | 5 | 60 | 212798 | Laundry Room
Ceiling Fixture | Halogen |  | Other | 1 | 60 | 212799 | Living Room
Table | Incandescent |  | Standard A Lamp | 1 | 75 | 212799 | Living Room
Torchiere | Incandescent |  | Standard A Lamp | 1 | 100 | 212799 | Living Room
Floor lamp | Incandescent |  | Standard A Lamp | 1 | 40 | 212799 | Living Room
Table | Incandescent |  | Standard A Lamp | 1 | 60 | 212799 | Living Room
Ceiling Fixture | Incandescent |  | Standard A Lamp | 2 | 60 | 2127910 | Bedroom
Table | Incandescent |  | Standard A Lamp | 1 | 60 | 2127910 | Bedroom
Wall Mount | Incandescent |  | Clear | 5 | 40 | 212881 | Bedroom
Wall Mount | Incandescent |  | Decorative | 2 | 40 | 212881 | Bedroom
Table | Incandescent |  | Standard A Lamp | 1 | 65 | 212881 | Bedroom
Chandelier (Hanging) | Incandescent |  | Globe | 3 | 65 | 212882 | Family Room
Floor lamp | Incandescent |  | Standard A Lamp | 1 | 65 | 212882 | Family Room
Ceiling Fixture | Incandescent |  | Globe | 1 | 65 | 212882 | Family Room
Wall Mount | Incandescent |  | Globe | 3 | 40 | 212883 | Bedroom
Ceiling Fixture | Incandescent |  | Standard A Lamp | 2 | 60 | 212883 | Bedroom
Ceiling Fan | Incandescent |  | Decorative | 3 | 40 | 212884 | Kitchen
Wall Mount | Incandescent |  | Globe | 3 | 40 | 212884 | Kitchen
Ceiling Fixture | Incandescent |  | Standard A Lamp | 1 | 60 | 212884 | Kitchen
Ceiling Fixture | Compact Fluorescent |  | Twist | 2 | 22 | 213151 | Bathroom
Ceiling Fixture | Incandescent |  | Standard A Lamp | 2 | 40 | 213152 | Bathroom
Ceiling Fixture | Compact Fluorescent |  | Twist | 2 | 22 | 213153 | Bedroom
Ceiling Fixture | Compact Fluorescent |  | Twist | 2 | 22 | 213154 | Hall
Ceiling Fixture | Compact Fluorescent |  | Twist | 2 | 15 | 213155 | Kitchen
Ceiling Fixture | Compact Fluorescent |  | Twist | 2 | 15 | 213156 | Laundry Room
Chandelier (Hanging) | Compact Fluorescent |  | Twist | 1 | 28 | 213157 | Living Room
Table | Incandescent |  | 3-Way Incandescent | 1 | 75 | 213157 | Living Room
Floor lamp | Incandescent |  | 3-Way Incandescent | 1 | 65 | 213157 | Living Room
Ceiling Fixture | Compact Fluorescent |  | Twist | 2 | 15 | 213158 | Master Bedroom
Table | Incandescent |  | Mini base | 2 | 25 | 213158 | Master Bedroom
Ceiling Fixture | Compact Fluorescent |  | Twist | 2 | 22 | 213159 | Office
Table | Incandescent |  | Standard A Lamp | 1 | 60 | 213159 | Office
Floor lamp | Compact Fluorescent |  | Twist | 1 | 15 | 213541 | Living Room
Ceiling Fixture | Incandescent |  | Standard A Lamp | 2 | 60 | 213541 | Living Room
Ceiling Fixture | Incandescent |  | Standard A Lamp | 1 | 75 | 213542 | Laundry Room
Ceiling Fixture | Compact Fluorescent |  | Twist | 1 | 15 | 213542 | Laundry Room
Table | Compact Fluorescent |  | Twist | 1 | 15 | 213544 | Master Bedroom
Ceiling Fixture | Incandescent |  | Standard A Lamp | 1 | 60 | 213545 | Hall
Ceiling Fixture | Incandescent |  | Standard A Lamp | 1 | 60 | 213546 | Bathroom
Ceiling Fixture | Incandescent |  | Standard A Lamp | 1 | 60 | 213547 | Kitchen
Ceiling Fixture | Compact Fluorescent |  | Twist | 2 | 15 | 213547 | Kitchen
Architectural | Incandescent |  | Standard A Lamp | 1 | 60 | 213547 | Kitchen
Ceiling Fan | Incandescent |  | Standard A Lamp | 1 | 100 | 213548 | Dining Room
Ceiling Fixture | Incandescent |  | Standard A Lamp | 2 | 60 | 213549 | Bathroom
Ceiling Fixture | Compact Fluorescent |  | Twist | 1 | 15 | 2135410 | Bedroom
Ceiling Fan | Incandescent |  | Standard A Lamp | 1 | 40 | 2135411 | Bedroom
Ceiling Fan | Compact Fluorescent |  | Twist | 4 | 22 | 213691 | Bedroom
Table | Compact Fluorescent |  | Twist | 1 | 22 | 213691 | Bedroom
Wall Mount | Compact Fluorescent |  | Twist | 2 | 22 | 213691 | Bedroom
Recessed Can | Compact Fluorescent |  | Twist | 1 | 22 | 213691 | Bedroom
Ceiling Fixture | Compact Fluorescent |  | Twist | 2 | 22 | 213692 | Bedroom
Table | Compact Fluorescent |  | Twist | 1 | 22 | 213692 | Bedroom
Ceiling Fan | Incandescent |  | Standard A Lamp | 4 | 60 | 213693 | Family Room
Table | Compact Fluorescent |  | Twist | 1 | 22 | 213693 | Family Room
Recessed Can | Compact Fluorescent |  | Twist | 1 | 22 | 213694 | Kitchen
Chandelier (Hanging) | Compact Fluorescent |  | Twist | 1 | 15 | 213694 | Kitchen
Ceiling Fixture | Compact Fluorescent |  | Twist | 2 | 22 | 213695 | Laundry Room
Wall Mount | Compact Fluorescent |  | Twist | 2 | 22 | 213695 | Laundry Room
Ceiling Fan | Compact Fluorescent |  | Twist | 4 | 22 | 213696 | Office
Floor lamp | Halogen |  | Quartz Tube | 1 | 75 | 213696 | Office
Wall Mount | Incandescent |  | Standard A Lamp | 4 | 60 | 213951 | Bathroom
Ceiling Fixture | Incandescent |  | Standard A Lamp | 1 | 60 | 213951 | Bathroom
Ceiling Fan | Compact Fluorescent |  | Twist | 1 | 15 | 213952 | Dining Room
Ceiling Fixture | Linear Fluorescent | 48 | T-8 | 1 | 32 | 213952 | Dining Room
Ceiling Fixture | Incandescent |  | Standard A Lamp | 2 | 60 | 213953 | Master Bedroom
Table | Incandescent |  | Mini base | 1 | 25 | 213953 | Master Bedroom
Ceiling Fixture | Incandescent |  | Standard A Lamp | 1 | 60 | 213954 | Hall
Ceiling Fixture | Incandescent |  | Standard A Lamp | 1 | 60 | 213955 | Hall
Ceiling Fixture | Compact Fluorescent |  | Twist | 1 | 15 | 213956 | Kitchen
Ceiling Fixture | Incandescent |  | Standard A Lamp | 1 | 60 | 213957 | Laundry Room
Table | Compact Fluorescent |  | Twist | 1 | 15 | 213958 | Living Room
Chandelier (Hanging) | Incandescent |  | Standard A Lamp | 1 | 40 | 213959 | Bathroom
Ceiling Fixture | Incandescent |  | Decorative | 1 | 60 | 2139510 | Master Bedroom
Table | Incandescent |  | Standard A Lamp | 1 | 60 | 2139510 | Master Bedroom
Ceiling Fixture | Incandescent |  | Standard A Lamp | 1 | 60 | 2139511 | Bedroom
Chandelier (Hanging) | Compact Fluorescent |  | Twist | 1 | 15 | 2139512 | Living Room
Table | Incandescent |  | Mini base | 3 | 40 | 2139512 | Living Room
Wall Mount | Incandescent |  | Standard A Lamp | 2 | 60 | 214291 | Bathroom
Recessed - other | Linear Fluorescent | 48 | T-12 | 2 | 32 | 214291 | Bathroom
Recessed - other | Linear Fluorescent | 48 | T-12 | 2 | 32 | 214292 | Bathroom
Ceiling Fixture | Incandescent |  | Standard A Lamp | 2 | 40 | 214293 | Bedroom
Ceiling Fixture | Incandescent |  | Standard A Lamp | 2 | 40 | 214294 | Bedroom
Ceiling Fixture | Incandescent |  | Standard A Lamp | 1 | 60 | 214295 | Closet
Chandelier (Hanging) | Incandescent |  | Standard A Lamp | 5 | 40 | 214296 | Dining Room
Ceiling Fan | Incandescent |  | Standard A Lamp | 3 | 40 | 214297 | Family Room
Ceiling Fixture | Incandescent |  | Standard A Lamp | 2 | 40 | 214298 | Hall
Recessed - other | Linear Fluorescent | 48 | T-8 | 2 | 32 | 214299 | Kitchen
Ceiling Fixture | Incandescent |  | Standard A Lamp | 2 | 60 | 2142910 | Laundry Room
Ceiling Fixture | Incandescent |  | Standard A Lamp | 1 | 40 | 2142911 | Living Room
Ceiling Fixture | Incandescent |  | Standard A Lamp | 2 | 40 | 2142912 | Master Bedroom
Chandelier (Hanging) | Incandescent |  | Standard A Lamp | 1 | 40 | 2142913 | Dining Room
Wall Mount | Incandescent |  | Globe | 3 | 40 | 215181 | Bathroom
Ceiling Fixture | Incandescent |  | Standard A Lamp | 1 | 60 | 215181 | Bathroom
Chandelier (Hanging) | Incandescent |  | Decorative | 3 | 40 | 215182 | Bathroom
Wall Mount | Compact Fluorescent |  | Twist | 2 | 15 | 215182 | Bathroom
Ceiling Fixture | Compact Fluorescent |  | Twist | 1 | 15 | 215183 | Bedroom
Chandelier (Hanging) | Compact Fluorescent |  | Twist | 1 | 22 | 215184 | Bedroom
Ceiling Fan | Compact Fluorescent |  | Twist | 2 | 15 | 215185 | Master Bedroom
Ceiling Fixture | Incandescent |  | Standard A Lamp | 1 | 40 | 215186 | Closet
Ceiling Fixture | Compact Fluorescent |  | Twist | 1 | 15 | 215187 | Dining Room
Ceiling Fixture | Compact Fluorescent |  | Twist | 2 | 15 | 215188 | Kitchen
Ceiling Fan | Incandescent |  | Standard A Lamp | 1 | 60 | 215189 | Living Room
Table | Compact Fluorescent |  | Twist | 1 | 15 | 215189 | Living Room
Table | Incandescent |  | Decorative | 1 | 25 | 215189 | Living Room
Ceiling Fixture | Compact Fluorescent |  | Twist | 1 | 15 | 215189 | Living Room
Wall Mount | Compact Fluorescent |  | Twist | 2 | 15 | 215351 | Bathroom
Ceiling Fixture | Compact Fluorescent |  | Twist | 1 | 7 | 215351 | Bathroom
Ceiling Fixture | Compact Fluorescent |  | Twist | 2 | 15 | 215352 | Bedroom
Table | Compact Fluorescent |  | Twist | 2 | 15 | 215352 | Bedroom
Ceiling Fixture | Incandescent |  | Decorative | 6 | 25 | 215353 | Dining Room
Ceiling Fixture | Linear Fluorescent | 42 | T-12 | 2 | 40 | 215354 | Garage
Track | Compact Fluorescent |  | Twist | 4 | 15 | 215354 | Garage
Wall Mount | Halogen |  | Quartz Tube | 2 | 100 | 215354 | Garage
Ceiling Fixture | Incandescent |  | Standard A Lamp | 2 | 60 | 215355 | Hall
Ceiling Fixture | Halogen |  | MR | 6 | 50 | 215356 | Kitchen
Ceiling Fixture | Incandescent |  | Decorative | 1 | 25 | 215356 | Kitchen
Ceiling Fixture | Compact Fluorescent |  | Twist | 1 | 15 | 215357 | Laundry Room
Ceiling Fan | Incandescent |  | Standard A Lamp | 3 | 60 | 215358 | Living Room
Table | Incandescent |  | Decorative | 1 | 25 | 215358 | Living Room
Floor lamp | Compact Fluorescent |  | Twist | 2 | 15 | 215358 | Living Room
Wall Mount | Incandescent |  | Globe | 8 | 40 | 215359 | Bathroom
Ceiling Fixture | Compact Fluorescent |  | Twist | 1 | 15 | 215359 | Bathroom
Table | Compact Fluorescent |  | Twist | 1 | 15 | 2153510 | Master Bedroom
Ceiling Fixture | Incandescent |  | Standard A Lamp | 2 | 60 | 2153510 | Master Bedroom
Ceiling Fixture | Incandescent |  | Standard A Lamp | 1 | 60 | 2153511 | Bedroom
Floor lamp | Compact Fluorescent |  | Twist | 1 | 15 | 2153511 | Bedroom
Wall Mount | Incandescent |  | Standard A Lamp | 2 | 60 | 215481 | Bathroom
Ceiling Fixture | Incandescent |  | Standard A Lamp | 2 | 60 | 215481 | Bathroom
Ceiling Fixture | Incandescent |  | Standard A Lamp | 1 | 60 | 215482 | Bedroom
Ceiling Fan | Compact Fluorescent |  | Twist | 2 | 13 | 215483 | Master Bedroom
Table | Incandescent |  | Standard A Lamp | 1 | 60 | 215483 | Master Bedroom
Table | Incandescent |  | Mini base | 1 | 25 | 215483 | Master Bedroom
Ceiling Fixture | Incandescent |  | Standard A Lamp | 1 | 60 | 215484 | Closet
Ceiling Fixture | Incandescent |  | Standard A Lamp | 1 | 60 | 215485 | Closet
Chandelier (Hanging) | Incandescent |  | Decorative | 5 | 40 | 215486 | Family Room
Ceiling Fixture | Incandescent |  | Decorative | 2 | 60 | 215486 | Family Room
Floor lamp | Compact Fluorescent |  | Twist | 1 | 13 | 215486 | Family Room
Ceiling Fixture | Incandescent |  | Standard A Lamp | 2 | 60 | 215487 | Hall
Ceiling Fixture | Linear Fluorescent | 48 | T-12 | 2 | 40 | 215488 | Kitchen
Ceiling Fixture | Compact Fluorescent |  | Twist | 2 | 13 | 215488 | Kitchen
Ceiling Fixture | Linear Fluorescent | 48 | T-12 | 2 | 40 | 215489 | Laundry Room
Table | Compact Fluorescent |  | Twist | 1 | 13 | 2154810 | Dining Room
Floor lamp | Incandescent |  | Globe | 1 | 40 | 2154810 | Dining Room
Wall Mount | Incandescent |  | Standard A Lamp | 2 | 60 | 2154811 | Bathroom
Ceiling Fixture | Incandescent |  | Standard A Lamp | 1 | 60 | 2154812 | Bedroom
Ceiling Fixture | Incandescent |  | Standard A Lamp | 1 | 60 | 215551 | Bathroom
Ceiling Fixture | Incandescent |  | Standard A Lamp | 2 | 60 | 215552 | Bedroom
Ceiling Fixture | Incandescent |  | Standard A Lamp | 2 | 60 | 215553 | Bedroom
Chandelier (Hanging) | Incandescent |  | Decorative | 5 | 40 | 215554 | Dining Room
Ceiling Fixture | Incandescent |  | Standard A Lamp | 1 | 60 | 215555 | Hall
Ceiling Fixture | Incandescent |  | Standard A Lamp | 1 | 60 | 215556 | Kitchen
Ceiling Fixture | Compact Fluorescent |  | Twist | 1 | 15 | 215557 | Laundry Room
Table | Incandescent |  | Standard A Lamp | 1 | 60 | 215558 | Living Room
Ceiling Fixture | Incandescent |  | Standard A Lamp | 1 | 60 | 215559 | Bathroom
Ceiling Fixture | Incandescent |  | Standard A Lamp | 2 | 60 | 2155510 | Master Bedroom
Ceiling Fixture | Incandescent |  | Standard A Lamp | 1 | 60 | 2155511 | Dining Room
Ceiling Fixture | Compact Fluorescent |  | Twist | 1 | 22 | 215591 | Bedroom
Ceiling Fixture | Incandescent |  | Standard A Lamp | 2 | 60 | 215591 | Bedroom
Wall Mount | Incandescent |  | Standard A Lamp | 3 | 60 | 215591 | Bedroom
Ceiling Fixture | Incandescent |  | Decorative | 3 | 60 | 215592 | Kitchen
Table | Incandescent |  | Standard A Lamp | 1 | 75 | 215592 | Kitchen
Wall Mount | Incandescent |  | Standard A Lamp | 2 | 60 | 215593 | Bedroom
Other | Incandescent |  | Decorative | 1 | 25 | 215593 | Bedroom
Chandelier (Hanging) | Incandescent |  | Standard A Lamp | 2 | 60 | 215594 | Bedroom
Table | Incandescent |  | Standard A Lamp | 1 | 60 | 215594 | Bedroom
Wall Mount | Incandescent |  | Standard A Lamp | 1 | 60 | 215595 | Living Room
Ceiling Fixture | Incandescent |  | Standard A Lamp | 1 | 60 | 215595 | Living Room
Chandelier (Hanging) | Incandescent |  | Standard A Lamp | 1 | 60 | 215596 | Laundry Room
Ceiling Fixture | Incandescent |  | Decorative | 1 | 60 | 215597 | Other
Floor lamp | Incandescent |  | Standard A Lamp | 1 | 60 | 215711 | Bedroom
Ceiling Fan | Incandescent |  | Decorative | 1 | 40 | 215712 | Master Bedroom
Ceiling Fixture | Incandescent |  | Mini base | 3 | 15 | 215713 | Bathroom
Wall Mount | Incandescent |  | Standard A Lamp | 3 | 75 | 215713 | Bathroom
Wall Mount | Compact Fluorescent |  | Twist | 2 | 22 | 215714 | Bedroom
Table | Incandescent |  | Standard A Lamp | 1 | 60 | 215714 | Bedroom
Ceiling Fixture | Incandescent |  | Mini base | 3 | 5 | 215715 | Bathroom
Wall Mount | Incandescent |  | Standard A Lamp | 1 | 60 | 215715 | Bathroom
Ceiling Fixture | Incandescent |  | Standard A Lamp | 1 | 60 | 215716 | Hall
Table | Compact Fluorescent |  | Twist | 1 | 22 | 215717 | Office
Track | Incandescent |  | Standard A Lamp | 1 | 60 | 215718 | Living Room
Table | Incandescent |  | Mini base | 3 | 40 | 215718 | Living Room
Ceiling Fixture | Linear Fluorescent | 48 | T-12 | 2 | 40 | 215719 | Kitchen
Ceiling Fixture | Incandescent |  | Standard A Lamp | 2 | 5 | 215719 | Kitchen
Architectural | Incandescent |  | Standard A Lamp | 1 | 60 | 215719 | Kitchen
Ceiling Fixture | Incandescent |  | Mini base | 2 | 5 | 2157110 | Laundry Room
Ceiling Fan | Incandescent |  | Standard A Lamp | 1 | 40 | 2157111 | Dining Room
Wall Mount | Compact Fluorescent |  | Twist | 1 | 15 | 215801 | Bathroom
Table | Compact Fluorescent |  | Twist | 1 | 15 | 215802 | Bedroom
Wall Mount | Compact Fluorescent |  | Twist | 1 | 15 | 215803 | Bedroom
Ceiling Fixture | Incandescent |  | Standard A Lamp | 1 | 60 | 215804 | Hall
Ceiling Fan | Compact Fluorescent |  | Twist | 3 | 15 | 215805 | Kitchen
Ceiling Fixture | Compact Fluorescent |  | Twist | 1 | 15 | 215805 | Kitchen
Recessed - other | Incandescent |  | Standard A Lamp | 1 | 40 | 215805 | Kitchen
Floor lamp | Compact Fluorescent |  | Twist | 1 | 22 | 215806 | Living Room
Table | Incandescent |  | Standard A Lamp | 1 | 25 | 215806 | Living Room
Wall Mount | Incandescent |  | Standard A Lamp | 1 | 60 | 215941 | Bathroom
Wall Mount | Incandescent |  | Standard A Lamp | 3 | 40 | 215942 | Bathroom
Wall Mount | Incandescent |  | Decorative | 1 | 60 | 215943 | Bedroom
Ceiling Fixture | Linear Fluorescent | 36 | T-12 | 2 | 40 | 215944 | Kitchen
Ceiling Fixture | Linear Fluorescent | 24 | T-12 | 2 | 40 | 215944 | Kitchen
Ceiling Fixture | Linear Fluorescent | 24 | T-12 | 2 | 40 | 215944 | Kitchen
Floor lamp | Incandescent |  | Standard A Lamp | 1 | 150 | 215945 | Living Room
Wall Mount | Compact Fluorescent |  | Twist | 1 | 13 | 215946 | Master Bedroom
Floor lamp | Incandescent |  | Standard A Lamp | 1 | 60 | 215946 | Master Bedroom
Ceiling Fixture | Compact Fluorescent |  | Twist | 2 | 15 | 215991 | Master Bedroom
Table | Compact Fluorescent |  | Twist | 1 | 15 | 215991 | Master Bedroom
Ceiling Fixture | Linear Fluorescent | 48 | T-12 | 1 | 40 | 215992 | Kitchen
Ceiling Fixture | Compact Fluorescent |  | Twist | 2 | 15 | 215992 | Kitchen
Track | Incandescent |  | Standard A Lamp | 2 | 60 | 215992 | Kitchen
Track | Incandescent |  | Standard A Lamp | 3 | 30 | 215993 | Other
Ceiling Fixture | Linear Fluorescent | 48 | T-12 | 2 | 40 | 215994 | Garage
Exterior | Compact Fluorescent |  | Reflector | 2 | 15 | 215994 | Garage
Ceiling Fixture | Compact Fluorescent |  | Twist | 2 | 15 | 215995 | Bathroom
Wall Mount | Incandescent |  | Clear | 4 | 40 | 215995 | Bathroom
Ceiling Fixture | Compact Fluorescent |  | Pin base | 2 | 15 | 215996 | Bedroom
Table | Compact Fluorescent |  | Twist | 1 | 15 | 215996 | Bedroom
Ceiling Fixture | Compact Fluorescent |  | Twist | 2 | 15 | 215997 | Bathroom
Wall Mount | Incandescent |  | Clear | 4 | 40 | 215997 | Bathroom
Ceiling Fixture | Compact Fluorescent |  | Twist | 2 | 15 | 215998 | Bedroom
Ceiling Fixture | Compact Fluorescent |  | Twist | 1 | 15 | 215999 | Hall
Ceiling Fan | Incandescent |  | Clear | 3 | 60 | 2159910 | Living Room
Ceiling Fixture | Incandescent |  | Standard A Lamp | 2 | 60 | 2159910 | Living Room
Table | Compact Fluorescent |  | Twist | 1 | 15 | 2159910 | Living Room
Floor lamp | Halogen |  | Quartz Tube | 1 | 50 | 2159910 | Living Room
Torchiere | Incandescent |  | Standard A Lamp | 1 | 100 | 2159911 | Dining Room
Chandelier (Hanging) | Incandescent |  | Mini base | 5 | 60 | 2159911 | Dining Room
Floor lamp | Incandescent |  | Standard A Lamp | 1 | 40 | 2159911 | Dining Room
Ceiling Fixture | Compact Fluorescent |  | Twist | 2 | 15 | 2159912 | Laundry Room
Ceiling Fixture | Compact Fluorescent |  | Twist | 2 | 13 | 216301 | Bathroom
Wall Mount | Incandescent |  | Globe | 5 | 40 | 216301 | Bathroom
Ceiling Fixture | Compact Fluorescent |  | Twist | 2 | 13 | 216302 | Bathroom
Ceiling Fan | Compact Fluorescent |  | A shape bulb | 1 | 13 | 216303 | Bedroom
Ceiling Fan | Compact Fluorescent |  | Twist | 2 | 13 | 216304 | Bedroom
Table | Compact Fluorescent |  | Twist | 1 | 13 | 216304 | Bedroom
Table | Compact Fluorescent |  | Twist | 1 | 13 | 216305 | Family Room
Ceiling Fixture | Compact Fluorescent |  | Twist | 2 | 13 | 216306 | Hall
Ceiling Fixture | Compact Fluorescent |  | Twist | 2 | 13 | 216307 | Kitchen
Ceiling Fixture | Compact Fluorescent |  | Twist | 2 | 13 | 216308 | Laundry Room
Ceiling Fixture | Incandescent |  | Standard A Lamp | 2 | 60 | 216311 | Bathroom
Wall Mount | Incandescent |  | Clear | 2 | 60 | 216312 | Bathroom
Ceiling Fixture | Compact Fluorescent |  | Twist | 1 | 15 | 216312 | Bathroom
Table | Compact Fluorescent |  | Twist | 1 | 20 | 216313 | Bedroom
Table | Incandescent |  | Standard A Lamp | 1 | 60 | 216313 | Bedroom
Table | Incandescent |  | Standard A Lamp | 1 | 60 | 216314 | Bedroom
Table | Incandescent |  | 3-Way Incandescent | 1 | 100 | 216315 | Bedroom
Chandelier (Hanging) | Incandescent |  | Decorative | 4 | 25 | 216317 | Dining Room
Ceiling Fixture | Compact Fluorescent |  | Twist | 1 | 13 | 216318 | Other
Chandelier (Hanging) | Compact Fluorescent |  | Twist | 1 | 23 | 216319 | Family Room
Ceiling Fixture | Compact Fluorescent |  | Twist | 1 | 15 | 2163110 | Hall
Track | Compact Fluorescent |  | Twist | 2 | 15 | 2163111 | Kitchen
Ceiling Fixture | Incandescent |  | Clear | 1 | 60 | 2163112 | Laundry Room
Table | Compact Fluorescent |  | Twist | 1 | 23 | 2163113 | Living Room
Ceiling Fixture | Incandescent |  | Standard A Lamp | 2 | 40 | 216761 | Bathroom
Wall Mount | Compact Fluorescent |  | Twist | 1 | 15 | 216762 | Bedroom
Table | Incandescent |  | Standard A Lamp | 1 | 75 | 216762 | Bedroom
Wall Mount | Compact Fluorescent |  | Twist | 1 | 15 | 216763 | Garage
Ceiling Fixture | Linear Fluorescent | 48 | T-12 | 2 | 40 | 216764 | Living Room
Floor lamp | Incandescent |  | Standard A Lamp | 1 | 100 | 216764 | Living Room
Table | Compact Fluorescent |  | Twist | 1 | 15 | 216764 | Living Room
Wall Mount | Incandescent |  | Decorative | 4 | 40 | 216765 | Master Bedroom
Low bay | Linear Fluorescent | 36 | T-12 | 1 | 32 | 216766 | Kitchen
Ceiling Fixture | Linear Fluorescent | 48 | T-12 | 2 | 40 | 216766 | Kitchen
Wall Mount | Compact Fluorescent |  | Twist | 4 | 13 | 217231 | Bathroom
Wall Mount | Compact Fluorescent |  | Twist | 4 | 15 | 217232 | Bathroom
Chandelier (Hanging) | Compact Fluorescent |  | Twist | 1 | 15 | 217233 | Bedroom
Table | Compact Fluorescent |  | Twist | 1 | 13 | 217233 | Bedroom
Chandelier (Hanging) | Compact Fluorescent |  | Twist | 1 | 15 | 217234 | Bedroom
Table | Incandescent |  | Mini base | 1 | 25 | 217234 | Bedroom
Chandelier (Hanging) | Compact Fluorescent |  | Twist | 5 | 15 | 217235 | Dining Room
Wall Mount | Compact Fluorescent |  | Twist | 1 | 15 | 217236 | Other
Table | Incandescent |  | Standard A Lamp | 1 | 100 | 217237 | Family Room
Table | Compact Fluorescent |  | Twist | 1 | 22 | 217237 | Family Room
Ceiling Fan | Incandescent |  | Standard A Lamp | 3 | 100 | 217237 | Family Room
Recessed - other | Compact Fluorescent |  | Twist | 1 | 15 | 217237 | Family Room
Chandelier (Hanging) | Incandescent |  | Mini base | 6 | 40 | 217238 | Dining Room
Table | Compact Fluorescent |  | Twist | 1 | 15 | 217238 | Dining Room
Ceiling Fixture | Linear Fluorescent | 96 | T-12 | 2 | 95 | 217239 | Garage
Garage door opener | Incandescent |  | Standard A Lamp | 2 | 90 | 217239 | Garage
Chandelier (Hanging) | Compact Fluorescent |  | Twist | 1 | 22 | 2172310 | Hall
Chandelier (Hanging) | Compact Fluorescent |  | Twist | 1 | 15 | 2172311 | Hall
Ceiling Fixture | Linear Fluorescent | 48 | T-8 | 2 | 32 | 2172312 | Kitchen
Ceiling Fixture | Linear Fluorescent | 48 | T-12 | 2 | 40 | 2172313 | Laundry Room
Wall Mount | Incandescent |  | Clear | 14 | 40 | 2172314 | Bathroom
Ceiling Fixture | Compact Fluorescent |  | Twist | 1 | 15 | 2172314 | Bathroom
Track | Compact Fluorescent |  | Twist | 3 | 15 | 2172315 | Master Bedroom
Table | Incandescent |  | Other | 1 | 25 | 2172315 | Master Bedroom
Ceiling Fan | Incandescent |  | Standard A Lamp | 3 | 60 | 2172315 | Master Bedroom
Chandelier (Hanging) | Compact Fluorescent |  | Twist | 1 | 22 | 2172316 | Office
Table | Compact Fluorescent |  | Twist | 3 | 15 | 2172316 | Office
Ceiling Fixture | Linear Fluorescent | 48 | T-12 | 2 | 40 | 2172317 | Closet
Table | Incandescent |  | Standard A Lamp | 1 | 100 | 2172318 | Living Room
Floor lamp | Incandescent |  | Reflector | 1 | 30 | 2172318 | Living Room
Wall Mount | Incandescent |  | Mini base | 4 | 25 | 217291 | Bathroom
Ceiling Fixture | Incandescent |  | Standard A Lamp | 1 | 60 | 217292 | Bedroom
Wall Mount | Incandescent |  | Decorative | 1 | 40 | 217292 | Bedroom
Floor lamp | Incandescent |  | Standard A Lamp | 1 | 60 | 217293 | Bathroom
Ceiling Fixture | Incandescent |  | Standard A Lamp | 1 | 60 | 217294 | Hall
Ceiling Fixture | Incandescent |  | Standard A Lamp | 1 | 60 | 217295 | Kitchen
Chandelier (Hanging) | Compact Fluorescent |  | Twist | 5 | 22 | 217296 | Living Room
Floor lamp | Incandescent |  | Standard A Lamp | 1 | 60 | 217296 | Living Room
Wall Mount | Compact Fluorescent |  | Twist | 2 | 15 | 217311 | Bathroom
Ceiling Fixture | Incandescent |  | Decorative | 3 | 25 | 217311 | Bathroom
Wall Mount | Compact Fluorescent |  | Twist | 2 | 15 | 217312 | Bathroom
Ceiling Fixture | Incandescent |  | Standard A Lamp | 2 | 60 | 217313 | Bedroom
Table | Compact Fluorescent |  | Twist | 1 | 22 | 217313 | Bedroom
Ceiling Fixture | Incandescent |  | Standard A Lamp | 2 | 60 | 217314 | Bedroom
Chandelier (Hanging) | Incandescent |  | Decorative | 8 | 25 | 217315 | Dining Room
Ceiling Fan | Compact Fluorescent |  | Twist | 3 | 15 | 217316 | Family Room
Ceiling Fixture | Incandescent |  | Standard A Lamp | 2 | 60 | 217316 | Family Room
Ceiling Fixture | Linear Fluorescent | 48 | T-12 | 2 | 40 | 217317 | Kitchen
Table | Compact Fluorescent |  | Twist | 1 | 22 | 217318 | Living Room
Ceiling Fixture | Incandescent |  | Mini base | 3 | 25 | 217319 | Hall
Chandelier (Hanging) | Incandescent |  | Standard A Lamp | 1 | 60 | 217451 | Bathroom
Chandelier (Hanging) | Incandescent |  | Standard A Lamp | 1 | 60 | 217452 | Bathroom
Floor lamp | Incandescent |  | 3-Way Incandescent | 1 | 100 | 217453 | Bedroom
Table | Linear Fluorescent | 18 | T-12 | 1 | 15 | 217453 | Bedroom
Floor lamp | Incandescent |  | Standard A Lamp | 1 | 60 | 217454 | Bedroom
Ceiling Fixture | Incandescent |  | Standard A Lamp | 1 | 100 | 217455 | Closet
Chandelier (Hanging) | Incandescent |  | Globe | 1 | 75 | 217456 | Dining Room
Table | Compact Fluorescent |  | Twist | 1 | 15 | 217457 | Family Room
Floor lamp | Incandescent |  | 3-Way Incandescent | 1 | 100 | 217457 | Family Room
Ceiling Fixture | Incandescent |  | Standard A Lamp | 2 | 60 | 217458 | Hall
Ceiling Fixture | Incandescent |  | Standard A Lamp | 2 | 60 | 217459 | Kitchen
Ceiling Fixture | Incandescent |  | Standard A Lamp | 2 | 40 | 217601 | Kitchen
Wall Mount | Incandescent |  | Standard A Lamp | 1 | 40 | 217602 | Living Room
Other | Other |  | Other | 1 | 12 | 217603 | Hall
Wall Mount | Incandescent |  | Standard A Lamp | 2 | 60 | 217604 | Bathroom
Wall Mount | Incandescent |  | Standard A Lamp | 1 | 40 | 217605 | Bedroom
Wall Mount | Compact Fluorescent |  | Twist | 1 | 15 | 217651 | Bathroom
Wall Mount | Incandescent |  | Standard A Lamp | 1 | 75 | 217652 | Bedroom
Chandelier (Hanging) | Incandescent |  | Standard A Lamp | 1 | 60 | 217653 | Bedroom
Wall Mount | Compact Fluorescent |  | Twist | 1 | 15 | 217654 | Hall
Ceiling Fixture | Incandescent |  | Standard A Lamp | 1 | 60 | 217655 | Kitchen
Wall Mount | Incandescent |  | Standard A Lamp | 1 | 75 | 217655 | Kitchen
Wall Mount | Incandescent |  | Standard A Lamp | 2 | 60 | 217661 | Bedroom
Wall Mount | Incandescent |  | Standard A Lamp | 1 | 40 | 217662 | Bathroom
Wall Mount | Incandescent |  | Standard A Lamp | 1 | 60 | 217663 | Bedroom
Wall Mount | Incandescent |  | Standard A Lamp | 1 | 60 | 217664 | Bedroom
Table | Incandescent |  | Standard A Lamp | 1 | 40 | 217664 | Bedroom
Wall Mount | Incandescent |  | Standard A Lamp | 1 | 60 | 217665 | Hall
Ceiling Fixture | Incandescent |  | Standard A Lamp | 2 | 60 | 217666 | Kitchen
Table | Incandescent |  | Decorative | 1 | 60 | 217667 | Living Room
Ceiling Fixture | Incandescent |  | Standard A Lamp | 2 | 65 | 217668 | Other
Ceiling Fixture | Compact Fluorescent |  | Twist | 1 | 15 | 217741 | Bathroom
Ceiling Fixture | Compact Fluorescent |  | Twist | 1 | 13 | 217742 | Bedroom
Table | Compact Fluorescent |  | Twist | 1 | 13 | 217742 | Bedroom
Ceiling Fixture | Compact Fluorescent |  | Twist | 1 | 15 | 217743 | Hall
Ceiling Fixture | Compact Fluorescent |  | Twist | 1 | 15 | 217744 | Kitchen
Track | Halogen |  | MR | 5 | 35 | 217744 | Kitchen
Ceiling Fixture | Compact Fluorescent |  | Twist | 1 | 15 | 217745 | Laundry Room
Table | Compact Fluorescent |  | 3-Way CFL | 1 | 29 | 217746 | Living Room
Table | Compact Fluorescent |  | Straight Tube | 1 | 13 | 217746 | Living Room
Ceiling Fixture | Compact Fluorescent |  | Twist | 1 | 13 | 217747 | Bathroom
Table | Compact Fluorescent |  | Twist | 1 | 13 | 217748 | Master Bedroom
Wall Mount | Incandescent |  | Mini base | 1 | 30 | 217748 | Master Bedroom
Wall Mount | Incandescent |  | Standard A Lamp | 2 | 60 | 218191 | Bathroom
Ceiling Fixture | Incandescent |  | Standard A Lamp | 1 | 60 | 218193 | Bedroom
Ceiling Fan | Incandescent |  | Standard A Lamp | 1 | 60 | 218194 | Living Room
Ceiling Fixture | Incandescent |  | Standard A Lamp | 1 | 60 | 218194 | Living Room
Ceiling Fixture | Incandescent |  | Standard A Lamp | 1 | 75 | 218195 | Other
Ceiling Fixture | Compact Fluorescent |  | Twist | 2 | 13 | 218201 | Bathroom
Ceiling Fixture | Compact Fluorescent |  | Twist | 1 | 13 | 218202 | Bedroom
Table | Compact Fluorescent |  | Twist | 1 | 20 | 218203 | Bedroom
Other | Incandescent |  | Standard A Lamp | 1 | 100 | 218203 | Bedroom
Floor lamp | Compact Fluorescent |  | Twist | 1 | 20 | 218203 | Bedroom
Ceiling Fixture | Compact Fluorescent |  | Twist | 1 | 9 | 218204 | Bedroom
Table | Compact Fluorescent |  | Twist | 1 | 20 | 218204 | Bedroom
Floor lamp | Compact Fluorescent |  | Twist | 1 | 13 | 218205 | Family Room
Ceiling Fixture | Compact Fluorescent |  | Twist | 1 | 13 | 218206 | Laundry Room
Ceiling Fixture | Linear Fluorescent | 48 | T-12 | 2 | 40 | 218207 | Kitchen
Ceiling Fan | Compact Fluorescent |  | Twist | 1 | 13 | 218207 | Kitchen
Floor lamp | Incandescent |  | Standard A Lamp | 1 | 100 | 218461 | Dining Room
Ceiling Fixture | Incandescent |  | Globe | 1 | 100 | 218461 | Dining Room
Wall Mount | Incandescent |  | Globe | 4 | 40 | 218462 | Bathroom
Ceiling Fixture | Incandescent |  | Standard A Lamp | 1 | 60 | 218462 | Bathroom
Ceiling Fixture | Incandescent |  | Standard A Lamp | 1 | 40 | 218463 | Laundry Room
Ceiling Fixture | Incandescent |  | Standard A Lamp | 2 | 60 | 218464 | Garage
Garage door opener | Incandescent |  | Standard A Lamp | 1 | 40 | 218464 | Garage
Ceiling Fixture | Incandescent |  | Clear | 3 | 40 | 218465 | Living Room
Floor lamp | Incandescent |  | Standard A Lamp | 1 | 100 | 218465 | Living Room
Table | Incandescent |  | Decorative | 1 | 40 | 218465 | Living Room
Ceiling Fixture | Linear Fluorescent | 48 | T-12 | 1 | 40 | 218466 | Kitchen
Ceiling Fixture | Incandescent |  | Standard A Lamp | 1 | 60 | 218466 | Kitchen
Other | Halogen |  | MR | 2 | 50 | 218466 | Kitchen
Table | Incandescent |  | Standard A Lamp | 1 | 60 | 218467 | Living Room
Wall Mount | Incandescent |  | Standard A Lamp | 1 | 60 | 218467 | Living Room
Ceiling Fixture | Incandescent |  | Standard A Lamp | 1 | 60 | 218468 | Hall
Ceiling Fixture | Incandescent |  | Standard A Lamp | 1 | 60 | 218469 | Bedroom
Wall Mount | Incandescent |  | Standard A Lamp | 1 | 40 | 218469 | Bedroom
Wall Mount | Incandescent |  | Globe | 4 | 40 | 2184610 | Bathroom
Table | Incandescent |  | Standard A Lamp | 1 | 60 | 2184611 | Bedroom
Ceiling Fixture | Incandescent |  | Standard A Lamp | 1 | 60 | 2184612 | Closet
Wall Mount | Compact Fluorescent |  | Twist | 2 | 22 | 218551 | Bathroom
Wall Mount | Compact Fluorescent |  | Twist | 2 | 22 | 218552 | Bathroom
Ceiling Fixture | Incandescent |  | Standard A Lamp | 1 | 60 | 218552 | Bathroom
Table | Compact Fluorescent |  | Twist | 1 | 22 | 218553 | Bedroom
Ceiling Fixture | Incandescent |  | Standard A Lamp | 1 | 60 | 218554 | Hall
Chandelier (Hanging) | Incandescent |  | Mini base | 4 | 25 | 218555 | Kitchen
Ceiling Fixture | Incandescent |  | Standard A Lamp | 1 | 60 | 218555 | Kitchen
Ceiling Fan | Incandescent |  | Standard A Lamp | 3 | 40 | 218555 | Kitchen
Table | Incandescent |  | Standard A Lamp | 1 | 40 | 218556 | Laundry Room
Table | Compact Fluorescent |  | Twist | 1 | 22 | 218557 | Living Room
Table | Compact Fluorescent |  | Twist | 1 | 22 | 218558 | Master Bedroom
Ceiling Fixture | Incandescent |  | Standard A Lamp | 1 | 40 | 218701 | Bathroom
Floor lamp | Compact Fluorescent |  | A shape bulb | 1 | 15 | 218702 | Bedroom
Chandelier (Hanging) | Compact Fluorescent |  | A shape bulb | 3 | 15 | 218703 | Dining Room
Chandelier (Hanging) | Incandescent |  | Standard A Lamp | 1 | 40 | 218704 | Kitchen
Ceiling Fixture | Incandescent |  | Standard A Lamp | 1 | 60 | 218705 | Laundry Room
Floor lamp | Compact Fluorescent |  | Twist | 1 | 13 | 218706 | Living Room
Floor lamp | Incandescent |  | 3-Way Incandescent | 1 | 150 | 218706 | Living Room
Floor lamp | Incandescent |  | Standard A Lamp | 1 | 40 | 218706 | Living Room
Ceiling Fixture | Incandescent |  | Standard A Lamp | 1 | 60 | 218707 | Bathroom
Floor lamp | Incandescent |  | 3-Way Incandescent | 1 | 100 | 218708 | Master Bedroom
Floor lamp | Incandescent |  | Standard A Lamp | 1 | 60 | 218708 | Master Bedroom
Torchiere | Incandescent |  | Standard A Lamp | 1 | 100 | 218708 | Master Bedroom
Floor lamp | Incandescent |  | Standard A Lamp | 1 | 150 | 218709 | Office
Floor lamp | Incandescent |  | Standard A Lamp | 1 | 40 | 218709 | Office
Wall Mount | Incandescent |  | Globe | 3 | 40 | 218931 | Bathroom
Ceiling Fixture | Incandescent |  | Standard A Lamp | 1 | 60 | 218931 | Bathroom
Ceiling Fixture | Incandescent |  | Standard A Lamp | 2 | 60 | 218932 | Bedroom
Table | Incandescent |  | Decorative | 3 | 25 | 218932 | Bedroom
Ceiling Fixture | Incandescent |  | Standard A Lamp | 2 | 60 | 218933 | Bedroom
Ceiling Fixture | Incandescent |  | Decorative | 3 | 40 | 218934 | Dining Room
Ceiling Fixture | Incandescent |  | Standard A Lamp | 2 | 60 | 218935 | Hall
Ceiling Fixture | Halogen |  | PAR | 3 | 50 | 218936 | Kitchen
Ceiling Fixture | Compact Fluorescent |  | Twist | 2 | 15 | 218936 | Kitchen
Architectural | Incandescent |  | Globe | 1 | 40 | 218936 | Kitchen
Ceiling Fixture | Compact Fluorescent |  | Twist | 2 | 15 | 218937 | Laundry Room
Ceiling Fixture | Incandescent |  | Standard A Lamp | 2 | 60 | 218938 | Living Room
Table | Compact Fluorescent |  | Twist | 1 | 15 | 218938 | Living Room
Architectural | Linear Fluorescent | 24 | T-8 | 1 | 16 | 218938 | Living Room
Ceiling Fixture | Incandescent |  | Standard A Lamp | 2 | 60 | 218939 | Bathroom
Wall Mount | Incandescent |  | Globe | 3 | 40 | 218939 | Bathroom
Ceiling Fixture | Incandescent |  | Standard A Lamp | 2 | 60 | 2189310 | Master Bedroom
Floor lamp | Compact Fluorescent |  | Twist | 1 | 19 | 2189310 | Master Bedroom
Ceiling Fixture | Incandescent |  | Standard A Lamp | 1 | 60 | 2189311 | Closet
Chandelier (Hanging) | Incandescent |  | Mini base | 7 | 40 | 219131 | Dining Room
Table | Incandescent |  | Clear | 1 | 40 | 219131 | Dining Room
Ceiling Fixture | Linear Fluorescent | 48 | T-8 | 2 | 32 | 219132 | Closet
Table | Incandescent |  | Standard A Lamp | 2 | 40 | 219133 | Living Room
Chandelier (Hanging) | Incandescent |  | Standard A Lamp | 2 | 40 | 219133 | Living Room
Floor lamp | Incandescent |  | Standard A Lamp | 1 | 40 | 219133 | Living Room
Ceiling Fixture | Linear Fluorescent | 48 | T-8 | 2 | 32 | 219134 | Kitchen
Other | Halogen |  | MR | 2 | 50 | 219134 | Kitchen
Ceiling Fixture | Incandescent |  | Standard A Lamp | 2 | 40 | 219135 | Laundry Room
Ceiling Fixture | Incandescent |  | Standard A Lamp | 2 | 60 | 219136 | Hall
Ceiling Fixture | Incandescent |  | Standard A Lamp | 2 | 60 | 219137 | Bathroom
Wall Mount | Compact Fluorescent |  | Globe | 8 | 9 | 219137 | Bathroom
Ceiling Fixture | Compact Fluorescent |  | Twist | 2 | 15 | 219138 | Office
Floor lamp | Incandescent |  | Standard A Lamp | 1 | 60 | 219138 | Office
Table | Incandescent |  | Standard A Lamp | 1 | 60 | 219138 | Office
Ceiling Fixture | Incandescent |  | Standard A Lamp | 2 | 60 | 219139 | Bedroom
Table | Compact Fluorescent |  | Twist | 1 | 15 | 219139 | Bedroom
Ceiling Fixture | Incandescent |  | Standard A Lamp | 2 | 60 | 2191310 | Bathroom
Wall Mount | Halogen |  | PAR | 1 | 50 | 2191310 | Bathroom
Wall Mount | Compact Fluorescent |  | Twist | 2 | 15 | 219421 | Bathroom
Chandelier (Hanging) | Incandescent |  | Decorative | 5 | 45 | 219422 | Bedroom
Table | Compact Fluorescent |  | Twist | 1 | 15 | 219422 | Bedroom
Chandelier (Hanging) | Incandescent |  | Decorative | 5 | 25 | 219423 | Bedroom
Table | Compact Fluorescent |  | Twist | 1 | 22 | 219423 | Bedroom
Ceiling Fixture | Compact Fluorescent |  | Twist | 2 | 15 | 219424 | Other
Ceiling Fixture | Compact Fluorescent |  | Twist | 2 | 22 | 219425 | Other
Ceiling Fixture | Linear Fluorescent | 48 | T-12 | 2 | 40 | 219426 | Garage
Ceiling Fixture | Incandescent |  | Standard A Lamp | 1 | 60 | 219426 | Garage
Chandelier (Hanging) | Compact Fluorescent |  | Twist | 3 | 22 | 219427 | Kitchen
Chandelier (Hanging) | Compact Fluorescent |  | Twist | 1 | 22 | 219427 | Kitchen
Wall Mount | Incandescent |  | Standard A Lamp | 1 | 60 | 219427 | Kitchen
Chandelier (Hanging) | Incandescent |  | Decorative | 4 | 65 | 219428 | Living Room
Table | Compact Fluorescent |  | Twist | 2 | 22 | 219428 | Living Room
Ceiling Fixture | Compact Fluorescent |  | Twist | 1 | 15 | 219429 | Bathroom
Chandelier (Hanging) | Incandescent |  | Decorative | 4 | 60 | 2194210 | Bedroom
Table | Compact Fluorescent |  | Twist | 1 | 15 | 2194210 | Bedroom
Ceiling Fixture | Compact Fluorescent |  | Twist | 1 | 15 | 2194211 | Closet
Chandelier (Hanging) | Incandescent |  | Decorative | 3 | 45 | 2194212 | Office
Table | Compact Fluorescent |  | Twist | 1 | 15 | 2194212 | Office
Ceiling Fixture | Incandescent |  | Decorative | 6 | 60 | 2194213 | Living Room
Table | Compact Fluorescent |  | Twist | 1 | 22 | 2194213 | Living Room
Wall Mount | Incandescent |  | Globe | 4 | 40 | 219601 | Bathroom
Ceiling Fan | Incandescent |  | Standard A Lamp | 1 | 40 | 219601 | Bathroom
Table | Incandescent |  | Decorative | 3 | 25 | 219602 | Bedroom
Chandelier (Hanging) | Incandescent |  | Decorative | 3 | 25 | 219603 | Bedroom
Floor lamp | Incandescent |  | Globe | 3 | 40 | 219603 | Bedroom
Chandelier (Hanging) | Incandescent |  | Globe | 1 | 100 | 219604 | Dining Room
Chandelier (Hanging) | Incandescent |  | Decorative | 6 | 25 | 219604 | Dining Room
Ceiling Fan | Incandescent |  | Standard A Lamp | 4 | 60 | 219605 | Dining Room
Ceiling Fixture | Incandescent |  | Standard A Lamp | 1 | 60 | 219606 | Hall
Ceiling Fixture | Linear Fluorescent | 48 | T-12 | 2 | 32 | 219607 | Kitchen
Ceiling Fixture | Incandescent |  | Standard A Lamp | 2 | 60 | 219608 | Laundry Room
Chandelier (Hanging) | Incandescent |  | Standard A Lamp | 1 | 90 | 219609 | Living Room
Ceiling Fixture | Incandescent |  | Mini base | 5 | 25 | 219609 | Living Room
Table | Compact Fluorescent |  | Twist | 1 | 15 | 219609 | Living Room
Table | Incandescent |  | Standard A Lamp | 1 | 60 | 219609 | Living Room
Ceiling Fixture | Incandescent |  | Standard A Lamp | 2 | 25 | 2196010 | Bathroom
Ceiling Fixture | Incandescent |  | Standard A Lamp | 1 | 60 | 2196010 | Bathroom
Chandelier (Hanging) | Incandescent |  | Decorative | 6 | 25 | 2196011 | Master Bedroom
Wall Mount | Incandescent |  | Standard A Lamp | 1 | 60 | 2196012 | Bedroom
Floor lamp | Incandescent |  | Standard A Lamp | 3 | 60 | 2196012 | Bedroom
Wall Mount | Incandescent |  | Globe | 3 | 60 | 219701 | Laundry Room
Ceiling Fixture | Incandescent |  | Standard A Lamp | 1 | 60 | 219701 | Laundry Room
Table | Incandescent |  | Standard A Lamp | 1 | 60 | 219702 | Bedroom
Wall Mount | Incandescent |  | Globe | 4 | 60 | 219703 | Bedroom
Ceiling Fixture | Incandescent |  | Standard A Lamp | 2 | 60 | 219703 | Bedroom
Table | Incandescent |  | Decorative | 3 | 40 | 219703 | Bedroom
Table | Incandescent |  | Standard A Lamp | 1 | 60 | 219704 | Family Room
Ceiling Fan | Incandescent |  | Standard A Lamp | 3 | 60 | 219704 | Family Room
Chandelier (Hanging) | Incandescent |  | Decorative | 3 | 40 | 219705 | Dining Room
Ceiling Fixture | Incandescent |  | Standard A Lamp | 2 | 60 | 219711 | Bathroom
Wall Mount | Incandescent |  | Standard A Lamp | 2 | 60 | 219711 | Bathroom
Table | Compact Fluorescent |  | Twist | 1 | 22 | 219713 | Bedroom
Ceiling Fixture | Incandescent |  | Standard A Lamp | 2 | 60 | 219714 | Hall
Ceiling Fixture | Incandescent |  | Standard A Lamp | 3 | 60 | 219715 | Living Room
Table | Compact Fluorescent |  | Twist | 1 | 22 | 219715 | Living Room
Ceiling Fixture | Linear Fluorescent | 48 | T-12 | 1 | 40 | 219821 | Kitchen
Ceiling Fixture | Halogen |  | MR | 4 | 50 | 219821 | Kitchen
Wall Mount | Compact Fluorescent |  | Twist | 3 | 22 | 219822 | Bathroom
Recessed Can | Compact Fluorescent |  | Twist | 1 | 22 | 219822 | Bathroom
Ceiling Fixture | Compact Fluorescent |  | Twist | 1 | 15 | 219823 | Closet
Ceiling Fixture | Compact Fluorescent |  | Twist | 1 | 15 | 219824 | Laundry Room
Ceiling Fixture | Compact Fluorescent |  | Twist | 2 | 15 | 219825 | Bedroom
Chandelier (Hanging) | Incandescent |  | Mini base | 6 | 60 | 219826 | Dining Room
Wall Mount | Compact Fluorescent |  | Twist | 1 | 15 | 219827 | Hall
Table | Compact Fluorescent |  | Twist | 1 | 22 | 219828 | Family Room
Table | Compact Fluorescent |  | Twist | 1 | 22 | 219829 | Living Room
Ceiling Fan | Compact Fluorescent |  | Twist | 3 | 22 | 219829 | Living Room
Ceiling Fixture | Compact Fluorescent |  | Twist | 2 | 22 | 2198210 | Hall
Table | Compact Fluorescent |  | Twist | 1 | 22 | 2198211 | Bedroom
Recessed Can | Compact Fluorescent |  | Other | 1 | 22 | 2198212 | Bathroom
Wall Mount | Compact Fluorescent |  | Twist | 3 | 22 | 2198212 | Bathroom
Ceiling Fan | Compact Fluorescent |  | Twist | 2 | 22 | 2198213 | Master Bedroom
Table | Incandescent |  | Decorative | 1 | 60 | 2198213 | Master Bedroom
Wall Mount | Compact Fluorescent |  | Twist | 1 | 22 | 219841 | Bathroom
Ceiling Fixture | Compact Fluorescent |  | Twist | 1 | 22 | 219842 | Hall
Ceiling Fixture | Compact Fluorescent |  | Twist | 1 | 22 | 219843 | Kitchen
Ceiling Fixture | Incandescent |  | Standard A Lamp | 2 | 60 | 219844 | Bedroom
Ceiling Fixture | Incandescent |  | Standard A Lamp | 1 | 65 | 219845 | Bedroom
Ceiling Fixture | Compact Fluorescent |  | Twist | 2 | 15 | 219971 | Kitchen
Ceiling Fixture | Compact Fluorescent |  | Twist | 1 | 15 | 219972 | Bedroom
Ceiling Fixture | Linear Fluorescent | 18 | T-4 | 1 | 22 | 219973 | Closet
Ceiling Fixture | Compact Fluorescent |  | Twist | 1 | 16 | 219974 | Bathroom
Wall Mount | Incandescent |  | Decorative | 4 | 60 | 219974 | Bathroom
Ceiling Fixture | Compact Fluorescent |  | Twist | 2 | 15 | 219975 | Laundry Room
Ceiling Fan | Incandescent |  | Standard A Lamp | 3 | 40 | 219976 | Dining Room
Floor lamp | Compact Fluorescent |  | Twist | 1 | 15 | 219977 | Living Room
Ceiling Fixture | Compact Fluorescent |  | Twist | 1 | 15 | 219978 | Hall
Ceiling Fixture | Compact Fluorescent |  | Twist | 1 | 15 | 219979 | Bathroom
Track | Halogen |  | MR | 3 | 50 | 2199710 | Bedroom
Ceiling Fixture | Compact Fluorescent |  | Twist | 1 | 15 | 2199711 | Bedroom
Ceiling Fixture | Compact Fluorescent |  | Twist | 1 | 15 | 2199712 | Bedroom
Floor lamp | Compact Fluorescent |  | Twist | 1 | 15 | 2199712 | Bedroom
Ceiling Fixture | Compact Fluorescent |  | Twist | 1 | 13 | 220041 | Bathroom
Ceiling Fixture | Incandescent |  | Standard A Lamp | 1 | 40 | 220042 | Bedroom
Ceiling Fixture | Compact Fluorescent |  | Twist | 1 | 13 | 220043 | Hall
Ceiling Fixture | Compact Fluorescent |  | Twist | 1 | 13 | 220044 | Kitchen
Chandelier (Hanging) | Compact Fluorescent |  | Twist | 1 | 23 | 220044 | Kitchen
Floor lamp | Compact Fluorescent |  | Twist | 1 | 23 | 220045 | Living Room
Floor lamp | Compact Fluorescent |  | Twist | 1 | 13 | 220045 | Living Room
Floor lamp | Incandescent |  | Standard A Lamp | 1 | 60 | 220045 | Living Room
Ceiling Fixture | Compact Fluorescent |  | Twist | 2 | 23 | 220046 | Master Bedroom
Ceiling Fixture | Incandescent |  | Standard A Lamp | 1 | 40 | 220131 | Bathroom
Ceiling Fixture | Incandescent |  | Standard A Lamp | 1 | 60 | 220131 | Bathroom
Ceiling Fixture | Incandescent |  | Standard A Lamp | 1 | 40 | 220132 | Bedroom
Ceiling Fixture | Incandescent |  | Standard A Lamp | 1 | 60 | 220133 | Bedroom
Ceiling Fixture | Incandescent |  | Standard A Lamp | 1 | 40 | 220134 | Hall
Ceiling Fixture | Incandescent |  | Standard A Lamp | 2 | 65 | 220135 | Kitchen
Table | Incandescent |  | Standard A Lamp | 1 | 60 | 220135 | Kitchen
Floor lamp | Compact Fluorescent |  | Twist | 3 | 15 | 220136 | Living Room
Wall Mount | Linear Fluorescent | 48 | T-8 | 1 | 40 | 220136 | Living Room
Ceiling Fixture | Incandescent |  | Standard A Lamp | 1 | 60 | 220171 | Bathroom
Ceiling Fixture | Compact Fluorescent |  | Twist | 1 | 22 | 220172 | Bathroom
Wall Mount | Incandescent |  | Mini base | 6 | 25 | 220172 | Bathroom
Ceiling Fixture | Incandescent |  | Standard A Lamp | 1 | 60 | 220173 | Bedroom
Table | Incandescent |  | Standard A Lamp | 1 | 60 | 220173 | Bedroom
Table | Linear Fluorescent | 24 | T-8 | 2 | 20 | 220173 | Bedroom
Table | Incandescent |  | Mini base | 1 | 5 | 220173 | Bedroom
Ceiling Fixture | Incandescent |  | Standard A Lamp | 1 | 60 | 220174 | Bedroom
Table | Incandescent |  | Decorative | 1 | 60 | 220174 | Bedroom
Table | Incandescent |  | Standard A Lamp | 1 | 60 | 220174 | Bedroom
Ceiling Fixture | Incandescent |  | Reflector | 1 | 75 | 220175 | Garage
Garage door opener | Incandescent |  | Standard A Lamp | 1 | 60 | 220175 | Garage
Wall Mount | Incandescent |  | Reflector | 2 | 75 | 220175 | Garage
Wall Mount | Other |  | Mercury Vapor | 1 | 100 | 220175 | Garage
Ceiling Fixture | Incandescent |  | Standard A Lamp | 1 | 60 | 220176 | Hall
Chandelier (Hanging) | Incandescent |  | Decorative | 6 | 60 | 220177 | Kitchen
Ceiling Fixture | Linear Fluorescent | 48 | T-12 | 2 | 40 | 220177 | Kitchen
Ceiling Fixture | Linear Fluorescent | 24 | T-12 | 2 | 32 | 220177 | Kitchen
Chandelier (Hanging) | Incandescent |  | Decorative | 3 | 60 | 220178 | Living Room
Table | Compact Fluorescent |  | Twist | 1 | 22 | 220178 | Living Room
Table | Incandescent |  | Standard A Lamp | 1 | 150 | 220179 | Master Bedroom
Table | Incandescent |  | Decorative | 1 | 60 | 220179 | Master Bedroom
Table | Compact Fluorescent |  | Twist | 1 | 22 | 220179 | Master Bedroom
Table | Incandescent |  | Decorative | 1 | 60 | 220179 | Master Bedroom
Ceiling Fixture | Incandescent |  | Standard A Lamp | 1 | 60 | 2201710 | Laundry Room
Ceiling Fixture | Compact Fluorescent |  | Twist | 1 | 15 | 220281 | Hall
Ceiling Fan | Incandescent |  | Standard A Lamp | 1 | 45 | 220282 | Bathroom
Ceiling Fixture | Incandescent |  | Standard A Lamp | 2 | 60 | 220283 | Bedroom
Ceiling Fixture | Compact Fluorescent |  | Twist | 1 | 15 | 220284 | Dining Room
Ceiling Fixture | Compact Fluorescent |  | Twist | 1 | 15 | 220285 | Garage
Ceiling Fixture | Compact Fluorescent |  | Twist | 1 | 15 | 220286 | Kitchen
Wall Mount | Compact Fluorescent |  | Twist | 1 | 15 | 220286 | Kitchen
Table | Compact Fluorescent |  | Twist | 1 | 15 | 220287 | Living Room
Floor lamp | Incandescent |  | 3-Way Incandescent | 1 | 100 | 220287 | Living Room
Ceiling Fixture | Incandescent |  | Standard A Lamp | 2 | 60 | 220288 | Master Bedroom
Table | Compact Fluorescent |  | Twist | 1 | 15 | 220288 | Master Bedroom
Ceiling Fixture | Incandescent |  | Standard A Lamp | 1 | 60 | 220481 | Bathroom
Ceiling Fixture | Incandescent |  | Standard A Lamp | 1 | 60 | 220482 | Bedroom
Ceiling Fixture | Incandescent |  | Standard A Lamp | 1 | 60 | 220483 | Bedroom
Ceiling Fixture | Incandescent |  | Standard A Lamp | 1 | 60 | 220484 | Closet
Chandelier (Hanging) | Incandescent |  | Standard A Lamp | 1 | 60 | 220485 | Dining Room
Ceiling Fixture | Incandescent |  | Standard A Lamp | 1 | 60 | 220486 | Hall
Ceiling Fixture | Incandescent |  | Standard A Lamp | 1 | 60 | 220487 | Kitchen
Ceiling Fan | Incandescent |  | Standard A Lamp | 3 | 65 | 220488 | Living Room
Floor lamp | Compact Fluorescent |  | Twist | 1 | 22 | 220488 | Living Room
Ceiling Fan | Incandescent |  | Standard A Lamp | 3 | 60 | 220489 | Master Bedroom
Wall Mount | Incandescent |  | Standard A Lamp | 2 | 60 | 2204810 | Bathroom
Ceiling Fixture | Incandescent |  | Standard A Lamp | 1 | 65 | 2204810 | Bathroom
Ceiling Fixture | Incandescent |  | Standard A Lamp | 3 | 75 | 220561 | Kitchen
Table | Incandescent |  | Standard A Lamp | 1 | 75 | 220562 | Living Room
Ceiling Fixture | Incandescent |  | Standard A Lamp | 1 | 60 | 220563 | Bedroom
Wall Mount | Incandescent |  | Standard A Lamp | 1 | 40 | 220564 | Bathroom
Ceiling Fixture | Incandescent |  | Standard A Lamp | 2 | 60 | 220566 | Other
Ceiling Fixture | Incandescent |  | Standard A Lamp | 2 | 60 | 220671 | Bathroom
Table | Compact Fluorescent |  | Twist | 1 | 22 | 220672 | Bedroom
Chandelier (Hanging) | Incandescent |  | Standard A Lamp | 1 | 60 | 220672 | Bedroom
Table | Compact Fluorescent |  | A shape bulb | 1 | 15 | 220672 | Bedroom
Ceiling Fixture | Incandescent |  | Standard A Lamp | 1 | 60 | 220672 | Bedroom
Ceiling Fixture | Linear Fluorescent | 48 | T-8 | 2 | 60 | 220673 | Kitchen
Ceiling Fan | Compact Fluorescent |  | Twist | 3 | 22 | 220673 | Kitchen
Ceiling Fixture | Incandescent |  | Standard A Lamp | 2 | 65 | 220674 | Laundry Room
Chandelier (Hanging) | Compact Fluorescent |  | Twist | 1 | 15 | 220675 | Living Room
Table | Compact Fluorescent |  | Twist | 1 | 28 | 220675 | Living Room
Ceiling Fixture | Compact Fluorescent |  | Twist | 2 | 22 | 220676 | Bathroom
Ceiling Fixture | Incandescent |  | Standard A Lamp | 2 | 65 | 220677 | Office
Table | Linear Fluorescent | 24 | T-8 | 2 | 16 | 220677 | Office
Ceiling Fixture | Incandescent |  | Standard A Lamp | 2 | 75 | 220678 | Bedroom
Table | Incandescent |  | Standard A Lamp | 1 | 40 | 220678 | Bedroom
Ceiling Fixture | Incandescent |  | Standard A Lamp | 2 | 60 | 220731 | Bathroom
Ceiling Fixture | Incandescent |  | Standard A Lamp | 2 | 60 | 220732 | Bedroom
Table | Compact Fluorescent |  | Twist | 1 | 22 | 220732 | Bedroom
Ceiling Fixture | Incandescent |  | Decorative | 3 | 60 | 220733 | Bedroom
Table | Incandescent |  | Standard A Lamp | 1 | 60 | 220733 | Bedroom
Ceiling Fan | Compact Fluorescent |  | Twist | 3 | 22 | 220734 | Dining Room
Chandelier (Hanging) | Compact Fluorescent |  | Twist | 2 | 22 | 220735 | Family Room
Ceiling Fan | Compact Fluorescent |  | Twist | 4 | 22 | 220735 | Family Room
Table | Incandescent |  | Standard A Lamp | 1 | 95 | 220735 | Family Room
Ceiling Fixture | Linear Fluorescent | 48 | T-12 | 2 | 40 | 220736 | Garage
Garage door opener | Incandescent |  | Standard A Lamp | 1 | 60 | 220736 | Garage
Ceiling Fixture | Incandescent |  | Standard A Lamp | 2 | 100 | 220737 | Hall
Recessed - other | Linear Fluorescent | 42 | T-12 | 2 | 32 | 220738 | Kitchen
Wall Mount | Incandescent |  | Standard A Lamp | 1 | 40 | 220738 | Kitchen
Ceiling Fixture | Compact Fluorescent |  | Twist | 2 | 22 | 220738 | Kitchen
Ceiling Fixture | Incandescent |  | Mini base | 2 | 25 | 220739 | Bathroom
Wall Mount | Compact Fluorescent |  | Twist | 2 | 15 | 220739 | Bathroom
Ceiling Fixture | Incandescent |  | Standard A Lamp | 3 | 60 | 2207310 | Bedroom
Table | Compact Fluorescent |  | Twist | 1 | 22 | 2207310 | Bedroom
Ceiling Fixture | Incandescent |  | Standard A Lamp | 2 | 60 | 2207311 | Closet
Ceiling Fixture | Incandescent |  | Standard A Lamp | 2 | 60 | 2207312 | Other
Ceiling Fixture | Incandescent |  | Standard A Lamp | 3 | 60 | 221121 | Bedroom
Other | Linear Fluorescent | 18 | T-4 | 1 | 16 | 221121 | Bedroom
Ceiling Fixture | Compact Fluorescent |  | Twist | 2 | 15 | 221122 | Bedroom
Ceiling Fixture | Incandescent |  | Standard A Lamp | 1 | 60 | 221122 | Bedroom
Ceiling Fan | Incandescent |  | Standard A Lamp | 4 | 60 | 221123 | Dining Room
Ceiling Fixture | Compact Fluorescent |  | Twist | 3 | 15 | 221124 | Garage
Ceiling Fixture | Linear Fluorescent | 48 | T-12 | 2 | 32 | 221124 | Garage
Garage door opener | Incandescent |  | Standard A Lamp | 1 | 60 | 221124 | Garage
Ceiling Fixture | Incandescent |  | Standard A Lamp | 1 | 60 | 221125 | Hall
Recessed - other | Linear Fluorescent | 48 | T-12 | 2 | 32 | 221126 | Kitchen
Ceiling Fixture | Incandescent |  | Standard A Lamp | 1 | 60 | 221127 | Laundry Room
Ceiling Fan | Compact Fluorescent |  | A shape bulb | 3 | 22 | 221128 | Living Room
Ceiling Fan | Incandescent |  | Standard A Lamp | 1 | 60 | 221128 | Living Room
Wall Mount | Incandescent |  | Standard A Lamp | 2 | 60 | 221129 | Bathroom
Ceiling Fixture | Incandescent |  | Heat Lamp | 1 | 150 | 221129 | Bathroom
Wall Mount | Incandescent |  | Standard A Lamp | 2 | 60 | 2211210 | Bathroom
Ceiling Fixture | Incandescent |  | Standard A Lamp | 1 | 60 | 2211210 | Bathroom
Ceiling Fixture | Incandescent |  | Standard A Lamp | 1 | 60 | 2211211 | Master Bedroom
Table | Compact Fluorescent |  | Twist | 1 | 15 | 2211211 | Master Bedroom
Wall Mount | Incandescent |  | Globe | 3 | 40 | 221191 | Bathroom
Ceiling Fixture | Incandescent |  | Standard A Lamp | 2 | 60 | 221192 | Bedroom
Table | Incandescent |  | Standard A Lamp | 1 | 60 | 221192 | Bedroom
Chandelier (Hanging) | Incandescent |  | Decorative | 5 | 40 | 221193 | Dining Room
Wall Mount | Incandescent |  | Globe | 6 | 40 | 221194 | Bathroom
Ceiling Fixture | Incandescent |  | Standard A Lamp | 1 | 60 | 221194 | Bathroom
Ceiling Fixture | Incandescent |  | Standard A Lamp | 2 | 60 | 221195 | Bedroom
Ceiling Fixture | Incandescent |  | Standard A Lamp | 1 | 60 | 221196 | Bedroom
Ceiling Fixture | Linear Fluorescent | 48 | T-12 | 2 | 40 | 221196 | Bedroom
Recessed Can | Incandescent |  | Standard A Lamp | 1 | 60 | 221197 | Hall
Recessed Can | Incandescent |  | Reflector | 1 | 60 | 221198 | Kitchen
Wall Mount | Incandescent |  | Decorative | 1 | 25 | 221198 | Kitchen
Recessed Can | Incandescent |  | Reflector | 1 | 60 | 221199 | Living Room
Ceiling Fixture | Incandescent |  | Standard A Lamp | 1 | 60 | 2211910 | Other
Table | Compact Fluorescent |  | Twist | 1 | 22 | 2211911 | Family Room
Floor lamp | Compact Fluorescent |  | Pin base | 1 | 28 | 2211911 | Family Room
Ceiling Fixture | Incandescent |  | Standard A Lamp | 1 | 40 | 2211912 | Hall
Ceiling Fixture | Linear Fluorescent | 48 | T-12 | 2 | 32 | 2211913 | Kitchen
Wall Mount | Incandescent |  | Standard A Lamp | 1 | 40 | 2211913 | Kitchen
Ceiling Fixture | Incandescent |  | Standard A Lamp | 1 | 40 | 2211913 | Kitchen
Ceiling Fixture | Incandescent |  | Standard A Lamp | 1 | 60 | 2211914 | Laundry Room
Table | Incandescent |  | Decorative | 1 | 40 | 2211915 | Living Room
Table | Incandescent |  | Standard A Lamp | 1 | 60 | 2211915 | Living Room
Floor lamp | Incandescent |  | 3-Way Incandescent | 1 | 100 | 2211915 | Living Room
Ceiling Fixture | Incandescent |  | Standard A Lamp | 1 | 60 | 2211916 | Bathroom
Wall Mount | Incandescent |  | Globe | 3 | 40 | 2211916 | Bathroom
Ceiling Fan | Incandescent |  | Standard A Lamp | 4 | 60 | 2211917 | Master Bedroom
Table | Incandescent |  | Standard A Lamp | 1 | 100 | 2211917 | Master Bedroom
Wall Mount | Compact Fluorescent |  | Twist | 1 | 15 | 2211917 | Master Bedroom
Wall Mount | Incandescent |  | Globe | 3 | 25 | 221901 | Bathroom
Wall Mount | Incandescent |  | Standard A Lamp | 3 | 60 | 221902 | Bedroom
Table | Compact Fluorescent |  | Twist | 1 | 22 | 221902 | Bedroom
Wall Mount | Incandescent |  | Globe | 3 | 40 | 221902 | Bedroom
Wall Mount | Incandescent |  | Globe | 3 | 40 | 221903 | Bedroom
Wall Mount | Incandescent |  | Globe | 4 | 40 | 221904 | Bedroom
Chandelier (Hanging) | Incandescent |  | Globe | 5 | 60 | 221905 | Dining Room
Ceiling Fixture | Incandescent |  | Standard A Lamp | 1 | 60 | 221905 | Dining Room
Ceiling Fan | Incandescent |  | Standard A Lamp | 1 | 60 | 221906 | Family Room
Wall Mount | Compact Fluorescent |  | Twist | 1 | 22 | 221906 | Family Room
Floor lamp | Compact Fluorescent |  | Straight Tube | 1 | 15 | 221907 | Office
Wall Mount | Incandescent |  | Standard A Lamp | 1 | 60 | 221907 | Office
Wall Mount | Incandescent |  | Standard A Lamp | 3 | 60 | 221907 | Office
Floor lamp | Incandescent |  | Standard A Lamp | 1 | 60 | 221908 | Living Room
Ceiling Fixture | Incandescent |  | Standard A Lamp | 1 | 60 | 221921 | Bathroom
Ceiling Fixture | Incandescent |  | Standard A Lamp | 1 | 60 | 221922 | Bedroom
Floor lamp | Incandescent |  | Standard A Lamp | 5 | 60 | 221922 | Bedroom
Ceiling Fixture | Incandescent |  | Standard A Lamp | 1 | 60 | 221923 | Bedroom
Table | Incandescent |  | Standard A Lamp | 1 | 60 | 221923 | Bedroom
Ceiling Fan | Incandescent |  | Decorative | 3 | 40 | 221924 | Dining Room
Ceiling Fixture | Incandescent |  | Standard A Lamp | 1 | 60 | 221925 | Dining Room
Ceiling Fixture | Linear Fluorescent | 48 | T-12 | 2 | 40 | 221926 | Garage
Ceiling Fixture | Incandescent |  | Standard A Lamp | 1 | 60 | 221927 | Hall
Ceiling Fixture | Incandescent |  | Standard A Lamp | 1 | 60 | 221928 | Kitchen
Ceiling Fixture | Compact Fluorescent |  | Twist | 1 | 15 | 221928 | Kitchen
Ceiling Fixture | Incandescent |  | Standard A Lamp | 1 | 60 | 221929 | Laundry Room
Floor lamp | Incandescent |  | Standard A Lamp | 3 | 60 | 2219210 | Living Room
Ceiling Fixture | Incandescent |  | Standard A Lamp | 1 | 60 | 2219211 | Bathroom
Ceiling Fan | Incandescent |  | Decorative | 4 | 40 | 2219212 | Master Bedroom
Table | Incandescent |  | Decorative | 1 | 40 | 2219212 | Master Bedroom
Floor lamp | Incandescent |  | Standard A Lamp | 1 | 60 | 2219213 | Office
Table | Incandescent |  | Decorative | 1 | 40 | 2219213 | Office
Wall Mount | Compact Fluorescent |  | Twist | 3 | 15 | 222041 | Bathroom
Wall Mount | Compact Fluorescent |  | Twist | 2 | 15 | 222042 | Bathroom
Ceiling Fixture | Compact Fluorescent |  | Twist | 1 | 15 | 222043 | Bedroom
Ceiling Fixture | Compact Fluorescent |  | Twist | 2 | 15 | 222044 | Bedroom
Ceiling Fixture | Compact Fluorescent |  | Twist | 1 | 15 | 222045 | Kitchen
Ceiling Fixture | Compact Fluorescent |  | Twist | 2 | 15 | 222046 | Living Room
Wall Mount | Incandescent |  | Clear | 6 | 40 | 222361 | Bathroom
Wall Mount | Incandescent |  | Mini base | 6 | 25 | 222362 | Bathroom
Table | Incandescent |  | Standard A Lamp | 1 | 60 | 222363 | Bedroom
Recessed Can | Incandescent |  | Reflector | 1 | 40 | 222364 | Closet
Chandelier (Hanging) | Incandescent |  | Mini base | 7 | 25 | 222365 | Dining Room
Ceiling Fixture | Incandescent |  | Decorative | 4 | 25 | 222366 | Closet
Recessed Can | Incandescent |  | Reflector | 1 | 65 | 222367 | Family Room
Table | Incandescent |  | 3-Way Incandescent | 1 | 150 | 222367 | Family Room
Ceiling Fixture | Incandescent |  | Mini base | 4 | 25 | 222368 | Hall
Ceiling Fixture | Linear Fluorescent | 48 | T-12 | 2 | 32 | 222369 | Kitchen
Ceiling Fixture | Incandescent |  | Standard A Lamp | 1 | 60 | 2223610 | Laundry Room
Floor lamp | Compact Fluorescent |  | Twist | 1 | 22 | 2223611 | Living Room
Table | Incandescent |  | 3-Way Incandescent | 1 | 150 | 2223611 | Living Room
Table | Incandescent |  | Standard A Lamp | 1 | 60 | 2223612 | Master Bedroom
Ceiling Fixture | Incandescent |  | Standard A Lamp | 1 | 60 | 222771 | Bathroom
Wall Mount | Incandescent |  | Standard A Lamp | 3 | 60 | 222771 | Bathroom
Ceiling Fixture | Linear Fluorescent | 48 | T-12 | 2 | 40 | 222772 | Bedroom
Table | Compact Fluorescent |  | Twist | 1 | 15 | 222772 | Bedroom
Ceiling Fixture | Linear Fluorescent | 48 | T-12 | 2 | 40 | 222773 | Kitchen
Ceiling Fan | Incandescent |  | Standard A Lamp | 4 | 60 | 222773 | Kitchen
Recessed - other | Incandescent |  | Standard A Lamp | 1 | 60 | 222773 | Kitchen
Ceiling Fixture | Incandescent |  | Standard A Lamp | 2 | 60 | 222774 | Laundry Room
Table | Compact Fluorescent |  | Twist | 1 | 15 | 222775 | Living Room
Chandelier (Hanging) | Incandescent |  | Decorative | 11 | 40 | 222775 | Living Room
Ceiling Fixture | Incandescent |  | Standard A Lamp | 2 | 60 | 222775 | Living Room
Ceiling Fixture | Incandescent |  | Standard A Lamp | 1 | 60 | 222776 | Bathroom
Wall Mount | Compact Fluorescent |  | Globe | 3 | 11 | 222776 | Bathroom
Ceiling Fixture | Incandescent |  | Heat Lamp | 1 | 150 | 222776 | Bathroom
Floor lamp | Incandescent |  | Standard A Lamp | 3 | 60 | 222777 | Master Bedroom
Table | Compact Fluorescent |  | Twist | 1 | 15 | 222777 | Master Bedroom
Ceiling Fan | Incandescent |  | Standard A Lamp | 4 | 60 | 223131 | Living Room
Wall Mount | Incandescent |  | Globe | 3 | 60 | 223132 | Bathroom
Ceiling Fixture | Incandescent |  | Standard A Lamp | 1 | 60 | 223132 | Bathroom
Ceiling Fixture | Incandescent |  | Standard A Lamp | 2 | 60 | 223133 | Bedroom
Ceiling Fixture | Incandescent |  | Standard A Lamp | 2 | 60 | 223134 | Bedroom
Table | Incandescent |  | Standard A Lamp | 1 | 60 | 223134 | Bedroom
Chandelier (Hanging) | Incandescent |  | Standard A Lamp | 3 | 60 | 223135 | Dining Room
Ceiling Fixture | Linear Fluorescent | 48 | T-12 | 2 | 40 | 223136 | Garage
Garage door opener | Incandescent |  | Standard A Lamp | 1 | 40 | 223136 | Garage
Wall Mount | Compact Fluorescent |  | Twist | 1 | 15 | 223136 | Garage
Ceiling Fixture | Linear Fluorescent | 24 | Fluorescent Other | 1 | 60 | 223137 | Kitchen
Track | Halogen |  | Quartz Tube | 3 | 50 | 223137 | Kitchen
Floor lamp | Incandescent |  | Standard A Lamp | 1 | 60 | 223138 | Living Room
Ceiling Fan | Incandescent |  | Mini base | 4 | 40 | 223139 | Master Bedroom
Ceiling Fixture | Incandescent |  | Standard A Lamp | 1 | 60 | 2231310 | Closet
Ceiling Fixture | Incandescent |  | Standard A Lamp | 1 | 60 | 2231311 | Office
Wall Mount | Incandescent |  | Globe | 3 | 60 | 2231312 | Bathroom
Ceiling Fixture | Incandescent |  | Standard A Lamp | 1 | 60 | 2231313 | Laundry Room
Ceiling Fixture | Compact Fluorescent |  | Twist | 1 | 15 | 2231314 | Other
Ceiling Fixture | Incandescent |  | Globe | 4 | 40 | 223201 | Bathroom
Wall Mount | Incandescent |  | Standard A Lamp | 1 | 60 | 223202 | Bedroom
Table | Incandescent |  | Standard A Lamp | 1 | 60 | 223202 | Bedroom
Wall Mount | Incandescent |  | Standard A Lamp | 1 | 60 | 223203 | Bedroom
Table | Incandescent |  | Standard A Lamp | 1 | 60 | 223203 | Bedroom
Ceiling Fixture | Incandescent |  | Standard A Lamp | 1 | 60 | 223204 | Hall
Wall Mount | Linear Fluorescent | 48 | T-12 | 2 | 40 | 223204 | Hall
Ceiling Fixture | Linear Fluorescent | 48 | T-12 | 2 | 40 | 223205 | Kitchen
Table | Incandescent |  | Standard A Lamp | 1 | 60 | 223206 | Living Room
Floor lamp | Incandescent |  | Standard A Lamp | 2 | 60 | 223206 | Living Room
Wall Mount | Incandescent |  | Decorative | 1 | 40 | 223206 | Living Room
Wall Mount | Compact Fluorescent |  | Twist | 4 | 14 | 223421 | Bathroom
Ceiling Fixture | Incandescent |  | Heat Lamp | 2 | 250 | 223421 | Bathroom
Ceiling Fixture | Linear Fluorescent | 48 | T-12 | 2 | 40 | 223422 | Bedroom
Table | Compact Fluorescent |  | Twist | 1 | 15 | 223422 | Bedroom
Ceiling Fixture | Linear Fluorescent | 48 | T-12 | 2 | 40 | 223423 | Bedroom
Floor lamp | Compact Fluorescent |  | 3-Way CFL | 1 | 22 | 223423 | Bedroom
Chandelier (Hanging) | Incandescent |  | Decorative | 5 | 40 | 223424 | Dining Room
Table | Incandescent |  | Standard A Lamp | 1 | 75 | 223425 | Family Room
Garage door opener | Incandescent |  | Standard A Lamp | 2 | 60 | 223426 | Other
Ceiling Fixture | Linear Fluorescent | 48 | T-12 | 2 | 40 | 223426 | Other
Ceiling Fixture | Incandescent |  | Standard A Lamp | 1 | 60 | 223427 | Hall
Table | Compact Fluorescent |  | Twist | 1 | 22 | 223427 | Hall
Ceiling Fixture | Linear Fluorescent | 48 | T-12 | 2 | 40 | 223428 | Kitchen
Ceiling Fixture | Compact Fluorescent |  | Twist | 1 | 22 | 223428 | Kitchen
Ceiling Fixture | Linear Fluorescent | 48 | T-12 | 2 | 40 | 223429 | Laundry Room
Chandelier (Hanging) | Incandescent |  | Globe | 5 | 60 | 2234210 | Living Room
Ceiling Fixture | Linear Fluorescent | 48 | T-12 | 2 | 40 | 2234211 | Bathroom
Wall Mount | Compact Fluorescent |  | 3-Way CFL | 4 | 14 | 2234211 | Bathroom
Ceiling Fixture | Linear Fluorescent | 48 | T-12 | 2 | 40 | 2234212 | Master Bedroom
Wall Mount | Incandescent |  | Standard A Lamp | 1 | 60 | 223581 | Bathroom
Ceiling Fixture | Incandescent |  | Standard A Lamp | 1 | 60 | 223582 | Hall
Ceiling Fan | Incandescent |  | Standard A Lamp | 1 | 60 | 223583 | Kitchen
Chandelier (Hanging) | Incandescent |  | Decorative | 5 | 60 | 223583 | Kitchen
Ceiling Fixture | Incandescent |  | Standard A Lamp | 3 | 60 | 223583 | Kitchen
Ceiling Fixture | Incandescent |  | Standard A Lamp | 1 | 60 | 223583 | Kitchen
Table | Incandescent |  | Standard A Lamp | 1 | 150 | 223584 | Living Room
Table | Compact Fluorescent |  | Twist | 1 | 15 | 223584 | Living Room
Ceiling Fixture | Incandescent |  | Standard A Lamp | 2 | 60 | 223585 | Bedroom
Ceiling Fixture | Incandescent |  | Standard A Lamp | 1 | 60 | 223586 | Laundry Room
Ceiling Fixture | Incandescent |  | Standard A Lamp | 2 | 60 | 223587 | Master Bedroom
Chandelier (Hanging) | Incandescent |  | Standard A Lamp | 1 | 60 | 223588 | Bathroom
Ceiling Fixture | Incandescent |  | Standard A Lamp | 1 | 100 | 223589 | Garage
Floor lamp | Compact Fluorescent |  | Twist | 1 | 15 | 223589 | Garage
Garage door opener | Incandescent |  | Standard A Lamp | 1 | 60 | 223589 | Garage
Ceiling Fixture | Compact Fluorescent |  | Twist | 1 | 22 | 223701 | Bathroom
Architectural | Linear Fluorescent | 48 | T-12 | 2 | 32 | 223702 | Family Room
Torchiere | Halogen |  | Quartz Tube | 1 | 150 | 223702 | Family Room
Torchiere | Incandescent |  | 3-Way Incandescent | 1 | 75 | 223702 | Family Room
Wall Mount | Incandescent |  | Standard A Lamp | 2 | 60 | 223702 | Family Room
Table | Compact Fluorescent |  | Twist | 1 | 22 | 223702 | Family Room
Ceiling Fixture | Linear Fluorescent | 48 | Fluorescent Unknown | 2 | 32 | 223703 | Kitchen
Ceiling Fixture | Compact Fluorescent |  | Twist | 1 | 22 | 223703 | Kitchen
Ceiling Fixture | Incandescent |  | Standard A Lamp | 1 | 75 | 223704 | Laundry Room
Table | Compact Fluorescent |  | Twist | 1 | 22 | 223705 | Living Room
Torchiere | Halogen |  | Quartz Tube | 1 | 300 | 223705 | Living Room
Chandelier (Hanging) | Incandescent |  | Decorative | 4 | 40 | 223705 | Living Room
Chandelier (Hanging) | Incandescent |  | Standard A Lamp | 1 | 60 | 223705 | Living Room
Table | Incandescent |  | Decorative | 1 | 25 | 223705 | Living Room
Table | Compact Fluorescent |  | Straight Tube | 1 | 22 | 223705 | Living Room
Ceiling Fixture | Compact Fluorescent |  | Twist | 2 | 22 | 223706 | Bathroom
Architectural | Incandescent |  | Standard A Lamp | 1 | 60 | 223706 | Bathroom
Ceiling Fixture | Incandescent |  | Standard A Lamp | 1 | 60 | 223707 | Master Bedroom
Table | Incandescent |  | Standard A Lamp | 1 | 60 | 223707 | Master Bedroom
Table | Compact Fluorescent |  | Twist | 1 | 22 | 223707 | Master Bedroom
Table | Halogen |  | MR | 1 | 75 | 223707 | Master Bedroom
Ceiling Fixture | Incandescent |  | Standard A Lamp | 1 | 75 | 223708 | Closet
Ceiling Fixture | Compact Fluorescent |  | Twist | 2 | 22 | 223709 | Bedroom
Table | Incandescent |  | Standard A Lamp | 1 | 100 | 223709 | Bedroom
Ceiling Fixture | Compact Fluorescent |  | Twist | 1 | 15 | 223971 | Bathroom
Wall Mount | Compact Fluorescent |  | Twist | 3 | 15 | 223971 | Bathroom
Ceiling Fixture | Compact Fluorescent |  | Twist | 1 | 15 | 223972 | Bedroom
Ceiling Fixture | Compact Fluorescent |  | Twist | 1 | 15 | 223973 | Other
Ceiling Fixture | Linear Fluorescent | 48 | T-12 | 2 | 40 | 223973 | Other
Ceiling Fixture | Compact Fluorescent |  | Twist | 1 | 15 | 223974 | Hall
Ceiling Fan | Compact Fluorescent |  | Twist | 3 | 15 | 223975 | Kitchen
Architectural | Compact Fluorescent |  | Twist | 1 | 15 | 223975 | Kitchen
Ceiling Fixture | Compact Fluorescent |  | Twist | 1 | 15 | 223975 | Kitchen
Chandelier (Hanging) | Compact Fluorescent |  | Twist | 5 | 15 | 223976 | Living Room
Floor lamp | Compact Fluorescent |  | Twist | 2 | 15 | 223976 | Living Room
Ceiling Fixture | Incandescent |  | Standard A Lamp | 3 | 100 | 223977 | Master Bedroom
Table | Incandescent |  | Decorative | 1 | 40 | 223977 | Master Bedroom
Table | Compact Fluorescent |  | Twist | 1 | 15 | 223977 | Master Bedroom
Track | Compact Fluorescent |  | Twist | 3 | 15 | 224031 | Bathroom
Ceiling Fan | Compact Fluorescent |  | Twist | 3 | 15 | 224032 | Bedroom
Table | Incandescent |  | Clear | 1 | 60 | 224032 | Bedroom
Ceiling Fan | Compact Fluorescent |  | Twist | 3 | 22 | 224033 | Bedroom
Table | Compact Fluorescent |  | Other | 1 | 22 | 224033 | Bedroom
Ceiling Fixture | Incandescent |  | Standard A Lamp | 2 | 60 | 224034 | Closet
Ceiling Fixture | Incandescent |  | Standard A Lamp | 1 | 60 | 224035 | Closet
Ceiling Fan | Compact Fluorescent |  | Twist | 3 | 15 | 224036 | Dining Room
Ceiling Fixture | Compact Fluorescent |  | Twist | 1 | 15 | 224037 | Garage
Other | Halogen |  | PAR | 2 | 50 | 224037 | Garage
Ceiling Fixture | Compact Fluorescent |  | Twist | 2 | 15 | 224038 | Hall
Torchiere | Incandescent |  | Standard A Lamp | 1 | 100 | 224039 | Living Room
Torchiere | Compact Fluorescent |  | Twist | 1 | 15 | 224039 | Living Room
Wall Mount | Incandescent |  | Standard A Lamp | 1 | 60 | 224039 | Living Room
Table | Incandescent |  | Mini base | 1 | 5 | 224039 | Living Room
Ceiling Fan | Compact Fluorescent |  | A shape bulb | 4 | 15 | 2240310 | Master Bedroom
Table | Compact Fluorescent |  | Other | 1 | 28 | 2240310 | Master Bedroom
Wall Mount | Compact Fluorescent |  | Twist | 4 | 15 | 2240311 | Bathroom
Ceiling Fixture | Incandescent |  | Standard A Lamp | 2 | 60 | 2240311 | Bathroom
Wall Mount | Linear Fluorescent | 24 | T-8 | 1 | 20 | 2240312 | Office
Table | Compact Fluorescent |  | Other | 1 | 28 | 2240312 | Office
Ceiling Fan | Incandescent |  | Standard A Lamp | 1 | 60 | 2240312 | Office
Ceiling Fan | Compact Fluorescent |  | Twist | 3 | 15 | 2240313 | Kitchen
Ceiling Fixture | Compact Fluorescent |  | Twist | 2 | 15 | 2240313 | Kitchen
Ceiling Fixture | Compact Fluorescent |  | Twist | 2 | 15 | 2240314 | Other
Chandelier (Hanging) | Compact Fluorescent |  | Twist | 5 | 13 | 224121 | Dining Room
Ceiling Fixture | Incandescent |  | Standard A Lamp | 1 | 60 | 224122 | Hall
Ceiling Fixture | Incandescent |  | Standard A Lamp | 1 | 60 | 224123 | Bathroom
Wall Mount | Other |  | LED Interior | 1 | 1 | 224123 | Bathroom
Ceiling Fixture | Linear Fluorescent | 48 | T-12 | 2 | 40 | 224124 | Kitchen
Ceiling Fixture | Compact Fluorescent |  | Twist | 1 | 13 | 224124 | Kitchen
Other | Compact Fluorescent |  | Twist | 1 | 13 | 224124 | Kitchen
Ceiling Fixture | Incandescent |  | Standard A Lamp | 1 | 60 | 224125 | Laundry Room
Ceiling Fan | Compact Fluorescent |  | Twist | 2 | 13 | 224126 | Living Room
Ceiling Fixture | Incandescent |  | Standard A Lamp | 1 | 60 | 224127 | Bathroom
Wall Mount | Linear Fluorescent | 18 | T-8 | 1 | 15 | 224127 | Bathroom
Wall Mount | Incandescent |  | Mini base | 1 | 7 | 224127 | Bathroom
Ceiling Fixture | Compact Fluorescent |  | Twist | 2 | 13 | 224128 | Master Bedroom
Table | Compact Fluorescent |  | Twist | 1 | 13 | 224128 | Master Bedroom
Ceiling Fixture | Compact Fluorescent |  | Twist | 2 | 13 | 224129 | Office
Ceiling Fixture | Incandescent |  | Standard A Lamp | 1 | 60 | 2241210 | Garage
Table | Compact Fluorescent |  | Twist | 1 | 15 | 224181 | Bedroom
Ceiling Fan | Compact Fluorescent |  | Twist | 3 | 15 | 224182 | Kitchen
Ceiling Fixture | Compact Fluorescent |  | Twist | 3 | 15 | 224182 | Kitchen
Ceiling Fixture | Compact Fluorescent |  | Twist | 1 | 15 | 224182 | Kitchen
Floor lamp | Incandescent |  | Standard A Lamp | 1 | 60 | 224183 | Family Room
Ceiling Fixture | Compact Fluorescent |  | Twist | 3 | 15 | 224183 | Family Room
Wall Mount | Compact Fluorescent |  | Twist | 1 | 15 | 224184 | Laundry Room
Ceiling Fixture | Compact Fluorescent |  | Twist | 1 | 15 | 224184 | Laundry Room
Floor lamp | Compact Fluorescent |  | Twist | 2 | 15 | 224185 | Office
Wall Mount | Compact Fluorescent |  | Twist | 1 | 15 | 224186 | Other
Ceiling Fixture | Incandescent |  | Standard A Lamp | 1 | 75 | 224191 | Bathroom
Chandelier (Hanging) | Incandescent |  | Decorative | 5 | 25 | 224192 | Dining Room
Ceiling Fixture | Incandescent |  | Standard A Lamp | 1 | 60 | 224192 | Dining Room
Ceiling Fixture | Compact Fluorescent |  | Twist | 1 | 15 | 224193 | Hall
Architectural | Incandescent |  | Clear | 1 | 40 | 224194 | Kitchen
Ceiling Fixture | Linear Fluorescent | 48 | T-12 | 1 | 40 | 224194 | Kitchen
Ceiling Fixture | Incandescent |  | Standard A Lamp | 1 | 60 | 224194 | Kitchen
Ceiling Fixture | Incandescent |  | Standard A Lamp | 1 | 60 | 224195 | Laundry Room
Table | Compact Fluorescent |  | Twist | 1 | 15 | 224196 | Living Room
Table | Incandescent |  | Decorative | 3 | 25 | 224196 | Living Room
Ceiling Fixture | Incandescent |  | Standard A Lamp | 2 | 60 | 224197 | Master Bedroom
Ceiling Fixture | Incandescent |  | Standard A Lamp | 1 | 60 | 224198 | Bedroom
Ceiling Fixture | Incandescent |  | Standard A Lamp | 2 | 75 | 224199 | Bathroom
Ceiling Fixture | Incandescent |  | Standard A Lamp | 1 | 75 | 2241910 | Closet
Ceiling Fan | Compact Fluorescent |  | Twist | 4 | 22 | 224631 | Living Room
Other | Other |  | Other | 1 | 150 | 224631 | Living Room
Ceiling Fan | Compact Fluorescent |  | Twist | 4 | 15 | 224632 | Office
Ceiling Fixture | Incandescent |  | Standard A Lamp | 2 | 60 | 224633 | Laundry Room
Ceiling Fixture | Compact Fluorescent |  | Twist | 2 | 15 | 224633 | Laundry Room
Floor lamp | Compact Fluorescent |  | Twist | 1 | 15 | 224634 | Bedroom
Ceiling Fan | Compact Fluorescent |  | Twist | 4 | 15 | 224635 | Dining Room
Table | Compact Fluorescent |  | Straight Tube | 1 | 7 | 224635 | Dining Room
Wall Mount | Compact Fluorescent |  | Twist | 1 | 15 | 224636 | Hall
Ceiling Fixture | Compact Fluorescent |  | Twist | 1 | 15 | 224637 | Bathroom
Ceiling Fixture | Incandescent |  | Standard A Lamp | 1 | 60 | 224637 | Bathroom
Wall Mount | Incandescent |  | Standard A Lamp | 3 | 60 | 224637 | Bathroom
Track | Compact Fluorescent |  | Twist | 3 | 15 | 224638 | Kitchen
Ceiling Fixture | Linear Fluorescent | 48 | T-12 | 2 | 40 | 224638 | Kitchen
Ceiling Fixture | Linear Fluorescent | 24 | T-12 | 1 | 20 | 224638 | Kitchen
Ceiling Fixture | Compact Fluorescent |  | Twist | 3 | 22 | 224639 | Master Bedroom
Ceiling Fixture | Linear Fluorescent | 12 | T-12 | 2 | 20 | 224639 | Master Bedroom
Ceiling Fan | Incandescent |  | Standard A Lamp | 3 | 60 | 2246310 | Bathroom
Ceiling Fan | Compact Fluorescent |  | Twist | 1 | 15 | 2246310 | Bathroom
Table | Incandescent |  | Mini base | 1 | 40 | 2246310 | Bathroom
Ceiling Fan | Compact Fluorescent |  | Twist | 1 | 15 | 2246311 | Bedroom
Ceiling Fixture | Incandescent |  | Standard A Lamp | 2 | 60 | 2246312 | Bedroom
Ceiling Fixture | Incandescent |  | Standard A Lamp | 1 | 60 | 224641 | Bathroom
Ceiling Fixture | Incandescent |  | Standard A Lamp | 1 | 60 | 224642 | Bedroom
Table | Incandescent |  | Standard A Lamp | 1 | 70 | 224642 | Bedroom
Table | Compact Fluorescent |  | Twist | 1 | 15 | 224642 | Bedroom
Chandelier (Hanging) | Incandescent |  | Mini base | 6 | 25 | 224643 | Dining Room
Ceiling Fixture | Incandescent |  | Standard A Lamp | 3 | 60 | 224644 | Kitchen
Ceiling Fixture | Compact Fluorescent |  | Twist | 1 | 15 | 224644 | Kitchen
Ceiling Fan | Incandescent |  | Standard A Lamp | 1 | 60 | 224645 | Laundry Room
Floor lamp | Incandescent |  | Mini base | 4 | 40 | 224645 | Laundry Room
Table | Incandescent |  | Standard A Lamp | 3 | 40 | 224645 | Laundry Room
Wall Mount | Incandescent |  | Standard A Lamp | 1 | 75 | 224646 | Bathroom
Ceiling Fixture | Compact Fluorescent |  | Twist | 1 | 15 | 224647 | Bedroom
Table | Incandescent |  | Standard A Lamp | 1 | 60 | 224647 | Bedroom
Table | Compact Fluorescent |  | Twist | 1 | 15 | 224647 | Bedroom
Ceiling Fixture | Incandescent |  | Standard A Lamp | 1 | 60 | 224648 | Laundry Room
Ceiling Fixture | Incandescent |  | Standard A Lamp | 1 | 60 | 224649 | Bedroom
Wall Mount | Compact Fluorescent |  | Twist | 2 | 15 | 224651 | Bathroom
Table | Incandescent |  | Standard A Lamp | 1 | 60 | 224652 | Bedroom
Ceiling Fixture | Incandescent |  | Standard A Lamp | 1 | 60 | 224653 | Closet
Ceiling Fixture | Incandescent |  | Standard A Lamp | 1 | 60 | 224654 | Closet
Chandelier (Hanging) | Incandescent |  | Standard A Lamp | 5 | 40 | 224655 | Dining Room
Ceiling Fixture | Incandescent |  | Standard A Lamp | 1 | 60 | 224656 | Hall
Recessed - other | Linear Fluorescent | 48 | T-12 | 2 | 32 | 224657 | Kitchen
Ceiling Fixture | Incandescent |  | Reflector | 1 | 65 | 224657 | Kitchen
Ceiling Fixture | Incandescent |  | Standard A Lamp | 1 | 60 | 224658 | Laundry Room
Table | Incandescent |  | Standard A Lamp | 1 | 75 | 224659 | Living Room
Chandelier (Hanging) | Incandescent |  | Standard A Lamp | 1 | 60 | 224659 | Living Room
Wall Mount | Incandescent |  | Globe | 6 | 40 | 2246510 | Bathroom
Recessed - other | Incandescent |  | Heat Lamp | 1 | 250 | 2246510 | Bathroom
Ceiling Fixture | Incandescent |  | Standard A Lamp | 1 | 60 | 2246510 | Bathroom
Table | Incandescent |  | Standard A Lamp | 1 | 60 | 2246511 | Master Bedroom
Table | Incandescent |  | 3-Way Incandescent | 1 | 150 | 2246512 | Family Room
Ceiling Fixture | Incandescent |  | Standard A Lamp | 2 | 60 | 224681 | Bathroom
Ceiling Fixture | Incandescent |  | Standard A Lamp | 2 | 60 | 224682 | Bedroom
Table | Incandescent |  | Standard A Lamp | 1 | 150 | 224682 | Bedroom
Wall Mount | Incandescent |  | Standard A Lamp | 1 | 100 | 224682 | Bedroom
Chandelier (Hanging) | Incandescent |  | Decorative | 5 | 60 | 224684 | Kitchen
Ceiling Fixture | Incandescent |  | Standard A Lamp | 1 | 60 | 224684 | Kitchen
Ceiling Fixture | Incandescent |  | Standard A Lamp | 1 | 100 | 224685 | Living Room
Table | Incandescent |  | Standard A Lamp | 1 | 150 | 224685 | Living Room
Floor lamp | Compact Fluorescent |  | Pin base | 1 | 22 | 224685 | Living Room
Ceiling Fixture | Incandescent |  | Standard A Lamp | 2 | 60 | 224686 | Bedroom
Wall Mount | Incandescent |  | Standard A Lamp | 1 | 100 | 224686 | Bedroom
Ceiling Fan | Compact Fluorescent |  | Twist | 1 | 7 | 224721 | Bathroom
Wall Mount | Compact Fluorescent |  | Twist | 2 | 22 | 224721 | Bathroom
Ceiling Fixture | Compact Fluorescent |  | Twist | 1 | 22 | 224722 | Bathroom
Wall Mount | Compact Fluorescent |  | Twist | 1 | 22 | 224722 | Bathroom
Ceiling Fixture | Incandescent |  | Standard A Lamp | 1 | 75 | 224723 | Bedroom
Table | Compact Fluorescent |  | Twist | 1 | 22 | 224723 | Bedroom
Ceiling Fixture | Compact Fluorescent |  | Twist | 1 | 22 | 224724 | Bedroom
Ceiling Fixture | Compact Fluorescent |  | Twist | 1 | 22 | 224725 | Bedroom
Ceiling Fixture | Compact Fluorescent |  | Twist | 1 | 22 | 224726 | Kitchen
Ceiling Fixture | Compact Fluorescent |  | Twist | 1 | 22 | 224727 | Living Room
Ceiling Fixture | Halogen |  | MR | 6 | 20 | 224727 | Living Room
Floor lamp | Compact Fluorescent |  | Twist | 3 | 22 | 224727 | Living Room
Ceiling Fixture | Compact Fluorescent |  | Twist | 1 | 22 | 224728 | Laundry Room
Ceiling Fixture | Compact Fluorescent |  | Twist | 2 | 15 | 224841 | Bedroom
High bay | Incandescent |  | Standard A Lamp | 1 | 60 | 224842 | Master Bedroom
Ceiling Fixture | Compact Fluorescent |  | Twist | 1 | 15 | 224843 | Kitchen
Table | Compact Fluorescent |  | Twist | 1 | 15 | 224844 | Living Room
Ceiling Fan | Other |  | Other | 2 | 25 | 224845 | Family Room
Ceiling Fixture | Compact Fluorescent |  | Twist | 1 | 15 | 224846 | Hall
Ceiling Fixture | Compact Fluorescent |  | Twist | 1 | 15 | 224847 | Bathroom
Ceiling Fixture | Compact Fluorescent |  | Twist | 1 | 15 | 224848 | Bathroom
Ceiling Fixture | Compact Fluorescent |  | Twist | 2 | 15 | 224849 | Bedroom
Wall Mount | Compact Fluorescent |  | Twist | 1 | 23 | 225081 | Bathroom
Ceiling Fixture | Compact Fluorescent |  | Twist | 1 | 23 | 225082 | Bedroom
Ceiling Fixture | Incandescent |  | Standard A Lamp | 1 | 60 | 225083 | Bedroom
Floor lamp | Compact Fluorescent |  | Twist | 2 | 23 | 225084 | Family Room
Torchiere | Halogen |  | Quartz Tube | 1 | 100 | 225084 | Family Room
Ceiling Fixture | Incandescent |  | Reflector | 2 | 75 | 225084 | Family Room
Ceiling Fixture | Incandescent |  | Standard A Lamp | 1 | 60 | 225085 | Hall
Chandelier (Hanging) | Compact Fluorescent |  | Twist | 1 | 23 | 225086 | Kitchen
Ceiling Fixture | Linear Fluorescent | 48 | T-12 | 2 | 40 | 225086 | Kitchen
Chandelier (Hanging) | Incandescent |  | Decorative | 5 | 40 | 225087 | Living Room
Floor lamp | Compact Fluorescent |  | Twist | 1 | 13 | 225087 | Living Room
Floor lamp | Incandescent |  | Standard A Lamp | 1 | 60 | 225087 | Living Room
Wall Mount | Incandescent |  | Standard A Lamp | 2 | 100 | 225088 | Bathroom
Floor lamp | Compact Fluorescent |  | Twist | 1 | 13 | 225088 | Bathroom
Ceiling Fixture | Incandescent |  | Standard A Lamp | 2 | 100 | 225089 | Master Bedroom
Floor lamp | Compact Fluorescent |  | Twist | 1 | 13 | 225089 | Master Bedroom
Ceiling Fixture | Compact Fluorescent |  | Twist | 1 | 15 | 225111 | Bathroom
Ceiling Fixture | Compact Fluorescent |  | Twist | 2 | 15 | 225112 | Bathroom
Table | Compact Fluorescent |  | Twist | 1 | 15 | 225113 | Bedroom
Ceiling Fixture | Compact Fluorescent |  | Twist | 2 | 15 | 225114 | Bedroom
Ceiling Fixture | Compact Fluorescent |  | Twist | 1 | 15 | 225115 | Closet
Ceiling Fixture | Compact Fluorescent |  | Twist | 2 | 15 | 225116 | Hall
Ceiling Fixture | Compact Fluorescent |  | Twist | 2 | 15 | 225117 | Kitchen
Table | Compact Fluorescent |  | Twist | 1 | 15 | 225117 | Kitchen
Ceiling Fixture | Compact Fluorescent |  | Twist | 2 | 15 | 225118 | Laundry Room
Floor lamp | Compact Fluorescent |  | Twist | 1 | 15 | 225119 | Living Room
Ceiling Fixture | Compact Fluorescent |  | Twist | 1 | 15 | 225119 | Living Room
Ceiling Fixture | Compact Fluorescent |  | Twist | 2 | 15 | 2251110 | Master Bedroom
Table | Compact Fluorescent |  | Twist | 1 | 15 | 2251110 | Master Bedroom
Wall Mount | Incandescent |  | Globe | 3 | 60 | 225521 | Bathroom
Wall Mount | Incandescent |  | Standard A Lamp | 3 | 60 | 225522 | Bathroom
Ceiling Fixture | Incandescent |  | Standard A Lamp | 1 | 60 | 225523 | Master Bedroom
Ceiling Fixture | Incandescent |  | Standard A Lamp | 1 | 60 | 225524 | Closet
Ceiling Fixture | Incandescent |  | Standard A Lamp | 2 | 60 | 225525 | Hall
Recessed Can | Incandescent |  | Reflector | 1 | 50 | 225526 | Kitchen
Ceiling Fixture | Incandescent |  | Standard A Lamp | 2 | 60 | 225527 | Laundry Room
Ceiling Fan | Incandescent |  | Standard A Lamp | 3 | 60 | 225528 | Living Room
Floor lamp | Incandescent |  | Standard A Lamp | 1 | 60 | 225528 | Living Room
Ceiling Fixture | Incandescent |  | Standard A Lamp | 2 | 60 | 225529 | Office
Ceiling Fixture | Incandescent |  | Standard A Lamp | 2 | 60 | 2255210 | Bedroom
Ceiling Fixture | Incandescent |  | Standard A Lamp | 1 | 60 | 225651 | Bathroom
Ceiling Fixture | Compact Fluorescent |  | Twist | 2 | 22 | 225652 | Bedroom
Table | Compact Fluorescent |  | Pin base | 1 | 27 | 225652 | Bedroom
Table | Incandescent |  | Standard A Lamp | 1 | 60 | 225652 | Bedroom
Ceiling Fixture | Incandescent |  | Standard A Lamp | 2 | 60 | 225653 | Bedroom
Table | Incandescent |  | Standard A Lamp | 1 | 40 | 225653 | Bedroom
Table | Incandescent |  | Standard A Lamp | 1 | 60 | 225653 | Bedroom
Ceiling Fan | Incandescent |  | Standard A Lamp | 3 | 40 | 225654 | Bedroom
Table | Compact Fluorescent |  | Twist | 1 | 15 | 225654 | Bedroom
Table | Incandescent |  | Standard A Lamp | 1 | 60 | 225654 | Bedroom
Ceiling Fixture | Incandescent |  | Standard A Lamp | 1 | 75 | 225655 | Closet
Ceiling Fixture | Incandescent |  | Standard A Lamp | 1 | 60 | 225656 | Closet
Wall Mount | Incandescent |  | Clear | 12 | 40 | 225656 | Closet
Track | Incandescent |  | Reflector | 9 | 50 | 225657 | Dining Room
Floor lamp | Incandescent |  | Standard A Lamp | 2 | 60 | 225657 | Dining Room
Ceiling Fixture | Incandescent |  | Standard A Lamp | 2 | 60 | 225658 | Kitchen
Ceiling Fixture | Linear Fluorescent | 48 | T-12 | 1 | 25 | 225658 | Kitchen
Ceiling Fixture | Incandescent |  | Standard A Lamp | 1 | 60 | 225658 | Kitchen
Ceiling Fixture | Incandescent |  | Standard A Lamp | 1 | 60 | 225659 | Laundry Room
Ceiling Fan | Incandescent |  | Standard A Lamp | 4 | 60 | 2256510 | Living Room
Table | Compact Fluorescent |  | Twist | 1 | 15 | 2256510 | Living Room
Table | Compact Fluorescent |  | Twist | 1 | 22 | 2256510 | Living Room
Floor lamp | Compact Fluorescent |  | Twist | 1 | 22 | 2256510 | Living Room
Table | Linear Fluorescent | 48 | T-8 | 1 | 20 | 2256510 | Living Room
Ceiling Fixture | Incandescent |  | Reflector | 3 | 50 | 2256510 | Living Room
Ceiling Fixture | Incandescent |  | Standard A Lamp | 1 | 60 | 2256511 | Bathroom
Ceiling Fixture | Incandescent |  | Standard A Lamp | 3 | 50 | 2256512 | Office
Ceiling Fixture | Incandescent |  | Standard A Lamp | 1 | 75 | 226051 | Other
Wall Mount | Incandescent |  | Standard A Lamp | 1 | 60 | 226052 | Bedroom
Wall Mount | Incandescent |  | Standard A Lamp | 1 | 60 | 226053 | Kitchen
Floor lamp | Incandescent |  | Standard A Lamp | 1 | 60 | 226054 | Living Room
Floor lamp | Incandescent |  | Standard A Lamp | 1 | 60 | 226055 | Bathroom
Wall Mount | Incandescent |  | Standard A Lamp | 1 | 60 | 226301 | Bathroom
Ceiling Fixture | Incandescent |  | Standard A Lamp | 2 | 60 | 226302 | Bedroom
Ceiling Fixture | Incandescent |  | Standard A Lamp | 2 | 60 | 226303 | Bedroom
Ceiling Fan | Incandescent |  | Standard A Lamp | 1 | 60 | 226304 | Dining Room
Floor lamp | Incandescent |  | Standard A Lamp | 1 | 60 | 226304 | Dining Room
Ceiling Fixture | Incandescent |  | Standard A Lamp | 1 | 60 | 226305 | Other
Ceiling Fixture | Incandescent |  | Standard A Lamp | 3 | 60 | 226305 | Other
Ceiling Fixture | Linear Fluorescent | 48 | T-8 | 2 | 40 | 226306 | Garage
Ceiling Fixture | Incandescent |  | Standard A Lamp | 1 | 60 | 226307 | Kitchen
Floor lamp | Incandescent |  | Standard A Lamp | 1 | 60 | 226307 | Kitchen
Chandelier (Hanging) | Incandescent |  | Decorative | 4 | 60 | 226307 | Kitchen
Ceiling Fixture | Linear Fluorescent | 48 | T-8 | 2 | 40 | 226307 | Kitchen
Ceiling Fixture | Incandescent |  | Standard A Lamp | 1 | 60 | 226308 | Laundry Room
Ceiling Fan | Incandescent |  | Standard A Lamp | 4 | 60 | 226309 | Bedroom
Ceiling Fixture | Incandescent |  | Standard A Lamp | 1 | 60 | 226309 | Bedroom
Wall Mount | Incandescent |  | Globe | 3 | 60 | 226309 | Bedroom
Ceiling Fan | Incandescent |  | Standard A Lamp | 5 | 60 | 226391 | Living Room
Ceiling Fixture | Incandescent |  | Standard A Lamp | 2 | 60 | 226392 | Bedroom
Ceiling Fixture | Incandescent |  | Standard A Lamp | 2 | 60 | 226393 | Dining Room
Ceiling Fixture | Incandescent |  | Standard A Lamp | 2 | 60 | 226394 | Kitchen
Wall Mount | Incandescent |  | Standard A Lamp | 1 | 60 | 226395 | Hall
Ceiling Fixture | Incandescent |  | Standard A Lamp | 1 | 60 | 226396 | Laundry Room
Ceiling Fixture | Incandescent |  | Standard A Lamp | 2 | 60 | 226397 | Bedroom
Ceiling Fixture | Incandescent |  | Standard A Lamp | 1 | 60 | 226398 | Bathroom
Ceiling Fixture | Incandescent |  | Standard A Lamp | 2 | 60 | 226399 | Master Bedroom
Table | Incandescent |  | Standard A Lamp | 1 | 34 | 226399 | Master Bedroom
Wall Mount | Incandescent |  | Globe | 4 | 40 | 2263910 | Bathroom
Ceiling Fixture | Incandescent |  | Clear | 1 | 40 | 226431 | Bathroom
Wall Mount | Compact Fluorescent |  | Twist | 2 | 22 | 226431 | Bathroom
Ceiling Fixture | Incandescent |  | Standard A Lamp | 2 | 60 | 226432 | Bedroom
Track | Halogen |  | PAR | 5 | 50 | 226433 | Bedroom
Ceiling Fixture | Incandescent |  | Standard A Lamp | 1 | 60 | 226434 | Closet
Ceiling Fixture | Incandescent |  | Standard A Lamp | 1 | 60 | 226435 | Closet
Track | Halogen |  | PAR | 4 | 50 | 226436 | Family Room
Table | Halogen |  | Quartz Tube | 1 | 30 | 226436 | Family Room
Wall Mount | Incandescent |  | Standard A Lamp | 1 | 40 | 226437 | Hall
Ceiling Fixture | Compact Fluorescent |  | Twist | 2 | 22 | 226438 | Kitchen
Ceiling Fan | Incandescent |  | Standard A Lamp | 5 | 40 | 226439 | Living Room
Ceiling Fixture | Compact Fluorescent |  | Twist | 1 | 15 | 2264310 | Master Bedroom
Wall Mount | Incandescent |  | Standard A Lamp | 4 | 40 | 2264310 | Master Bedroom
Ceiling Fan | Incandescent |  | Standard A Lamp | 4 | 40 | 2264311 | Master Bedroom
Ceiling Fixture | Compact Fluorescent |  | Twist | 2 | 15 | 2264312 | Laundry Room
Wall Mount | Compact Fluorescent |  | Twist | 3 | 15 | 226471 | Bathroom
Ceiling Fixture | Compact Fluorescent |  | Twist | 2 | 15 | 226472 | Bedroom
Table | Incandescent |  | Standard A Lamp | 1 | 25 | 226472 | Bedroom
Ceiling Fixture | Compact Fluorescent |  | Twist | 2 | 15 | 226473 | Bedroom
Table | Compact Fluorescent |  | Twist | 1 | 15 | 226473 | Bedroom
Table | Incandescent |  | Standard A Lamp | 1 | 60 | 226473 | Bedroom
Recessed Can | Compact Fluorescent |  | Circline (Screw Base) | 1 | 22 | 226474 | Closet
Ceiling Fixture | Compact Fluorescent |  | Twist | 1 | 15 | 226474 | Closet
Chandelier (Hanging) | Compact Fluorescent |  | Twist | 3 | 15 | 226475 | Dining Room
Table | Compact Fluorescent |  | T-5 | 1 | 15 | 226475 | Dining Room
Table | Compact Fluorescent |  | Twist | 1 | 22 | 226476 | Family Room
Table | Incandescent |  | Standard A Lamp | 1 | 25 | 226476 | Family Room
Table | Compact Fluorescent |  | Twist | 1 | 15 | 226476 | Family Room
Ceiling Fan | Other |  | LED Interior | 2 | 11 | 226476 | Family Room
Ceiling Fixture | Compact Fluorescent |  | Twist | 1 | 15 | 226477 | Hall
Ceiling Fixture | Linear Fluorescent | 48 | T-12 | 2 | 40 | 226478 | Kitchen
Recessed - other | Compact Fluorescent |  | Reflector | 1 | 7 | 226478 | Kitchen
Ceiling Fan | Compact Fluorescent |  | Twist | 2 | 15 | 226479 | Living Room
Recessed - other | Compact Fluorescent |  | Flood | 1 | 15 | 226479 | Living Room
Table | Compact Fluorescent |  | Twist | 1 | 22 | 226479 | Living Room
Wall Mount | Compact Fluorescent |  | Twist | 4 | 15 | 2264710 | Bathroom
Ceiling Fixture | Compact Fluorescent |  | Twist | 1 | 15 | 2264710 | Bathroom
Ceiling Fan | Compact Fluorescent |  | Twist | 2 | 15 | 2264711 | Master Bedroom
Table | Incandescent |  | Standard A Lamp | 1 | 60 | 2264711 | Master Bedroom
Table | Compact Fluorescent |  | Twist | 1 | 15 | 2264711 | Master Bedroom
Ceiling Fixture | Linear Fluorescent | 48 | T-12 | 2 | 40 | 2264712 | Laundry Room
Ceiling Fixture | Incandescent |  | Standard A Lamp | 2 | 75 | 226571 | Bedroom
Ceiling Fixture | Incandescent |  | Standard A Lamp | 2 | 75 | 226572 | Bedroom
Table | Incandescent |  | Standard A Lamp | 1 | 75 | 226572 | Bedroom
Chandelier (Hanging) | Incandescent |  | Mini base | 5 | 60 | 226573 | Dining Room
Ceiling Fixture | Linear Fluorescent | 96 | T-12 | 2 | 60 | 226574 | Garage
Wall Mount | Incandescent |  | Standard A Lamp | 1 | 100 | 226574 | Garage
Table | Incandescent |  | Standard A Lamp | 1 | 40 | 226574 | Garage
Garage door opener | Incandescent |  | Standard A Lamp | 1 | 60 | 226574 | Garage
Ceiling Fixture | Linear Fluorescent | 48 | T-12 | 2 | 40 | 226575 | Kitchen
Ceiling Fixture | Linear Fluorescent | 48 | T-12 | 2 | 40 | 226576 | Laundry Room
Ceiling Fixture | Incandescent |  | Standard A Lamp | 1 | 100 | 226577 | Laundry Room
Wall Mount | Incandescent |  | Globe | 3 | 75 | 226577 | Laundry Room
Table | Compact Fluorescent |  | Pin base | 1 | 15 | 226578 | Living Room
Table | Linear Fluorescent | 18 | T-8 | 1 | 16 | 226578 | Living Room
Ceiling Fan | Incandescent |  | Mini base | 4 | 60 | 226578 | Living Room
Table | Incandescent |  | Standard A Lamp | 1 | 75 | 226578 | Living Room
Chandelier (Hanging) | Incandescent |  | Decorative | 1 | 60 | 226578 | Living Room
Ceiling Fixture | Incandescent |  | Standard A Lamp | 1 | 60 | 226578 | Living Room
Ceiling Fan | Incandescent |  | Mini base | 4 | 60 | 226579 | Living Room
Chandelier (Hanging) | Incandescent |  | Standard A Lamp | 1 | 60 | 226579 | Living Room
Table | Incandescent |  | Standard A Lamp | 1 | 75 | 226579 | Living Room
Floor lamp | Incandescent |  | Standard A Lamp | 3 | 75 | 226579 | Living Room
Table | Incandescent |  | Standard A Lamp | 1 | 40 | 226579 | Living Room
Ceiling Fixture | Incandescent |  | Standard A Lamp | 1 | 75 | 2265710 | Bathroom
Wall Mount | Incandescent |  | Globe | 3 | 75 | 2265710 | Bathroom
Ceiling Fan | Incandescent |  | Standard A Lamp | 1 | 75 | 2265711 | Master Bedroom
Wall Mount | Incandescent |  | Standard A Lamp | 1 | 40 | 2265711 | Master Bedroom
Table | Incandescent |  | Standard A Lamp | 1 | 75 | 2265711 | Master Bedroom
Wall Mount | Compact Fluorescent |  | Twist | 1 | 15 | 226741 | Bedroom
Ceiling Fixture | Compact Fluorescent |  | Pin base | 1 | 28 | 226742 | Kitchen
Chandelier (Hanging) | Compact Fluorescent |  | Twist | 3 | 15 | 226742 | Kitchen
Table | Compact Fluorescent |  | Twist | 1 | 15 | 226743 | Living Room
Wall Mount | Compact Fluorescent |  | Twist | 1 | 15 | 226744 | Hall
Wall Mount | Compact Fluorescent |  | Twist | 1 | 15 | 226745 | Bedroom
Wall Mount | Compact Fluorescent |  | Twist | 1 | 15 | 226746 | Master Bedroom
Table | Compact Fluorescent |  | Twist | 1 | 15 | 226746 | Master Bedroom
Wall Mount | Incandescent |  | Reflector | 1 | 40 | 226746 | Master Bedroom
Wall Mount | Compact Fluorescent |  | Twist | 2 | 15 | 226747 | Bathroom
Ceiling Fixture | Incandescent |  | Standard A Lamp | 1 | 75 | 226821 | Bathroom
Ceiling Fixture | Incandescent |  | Standard A Lamp | 1 | 75 | 226822 | Hall
Ceiling Fixture | Incandescent |  | Standard A Lamp | 1 | 75 | 226823 | Kitchen
Floor lamp | Compact Fluorescent |  | Twist | 3 | 15 | 226824 | Living Room
Floor lamp | Incandescent |  | 3-Way Incandescent | 1 | 75 | 226824 | Living Room
Wall Mount | Incandescent |  | Standard A Lamp | 1 | 75 | 226825 | Office
Wall Mount | Incandescent |  | Standard A Lamp | 1 | 75 | 226826 | Bedroom
Wall Mount | Incandescent |  | Mini base | 6 | 25 | 226901 | Bathroom
Ceiling Fixture | Incandescent |  | Standard A Lamp | 1 | 60 | 226901 | Bathroom
Ceiling Fixture | Incandescent |  | Standard A Lamp | 1 | 60 | 226902 | Laundry Room
Ceiling Fixture | Incandescent |  | Standard A Lamp | 2 | 60 | 226903 | Master Bedroom
Ceiling Fixture | Incandescent |  | Standard A Lamp | 1 | 60 | 226904 | Closet
Table | Incandescent |  | Globe | 1 | 60 | 226905 | Living Room
Floor lamp | Incandescent |  | Decorative | 1 | 40 | 226905 | Living Room
Torchiere | Incandescent |  | 3-Way Incandescent | 1 | 100 | 226905 | Living Room
Ceiling Fixture | Incandescent |  | Standard A Lamp | 1 | 60 | 226905 | Living Room
Ceiling Fan | Incandescent |  | Standard A Lamp | 3 | 60 | 226906 | Kitchen
Ceiling Fixture | Incandescent |  | Standard A Lamp | 1 | 60 | 226906 | Kitchen
Architectural | Incandescent |  | Mini base | 2 | 40 | 226906 | Kitchen
Ceiling Fixture | Incandescent |  | Standard A Lamp | 1 | 60 | 226907 | Hall
Ceiling Fixture | Incandescent |  | Standard A Lamp | 1 | 60 | 226908 | Bathroom
Ceiling Fixture | Incandescent |  | Standard A Lamp | 2 | 60 | 226909 | Bedroom
Ceiling Fixture | Incandescent |  | Standard A Lamp | 2 | 60 | 2269010 | Bedroom
Ceiling Fixture | Incandescent |  | Standard A Lamp | 1 | 60 | 227071 | Bathroom
Ceiling Fixture | Incandescent |  | Standard A Lamp | 1 | 60 | 227072 | Master Bedroom
Other | Incandescent |  | Decorative | 1 | 5 | 227073 | Bedroom
Ceiling Fixture | Incandescent |  | Standard A Lamp | 1 | 60 | 227074 | Bedroom
Ceiling Fixture | Incandescent |  | Standard A Lamp | 1 | 60 | 227075 | Kitchen
Chandelier (Hanging) | Compact Fluorescent |  | Twist | 2 | 15 | 227075 | Kitchen
Ceiling Fixture | Compact Fluorescent |  | Circline (Screw Base) | 1 | 22 | 227076 | Laundry Room
Ceiling Fixture | Compact Fluorescent |  | Twist | 3 | 15 | 227077 | Living Room
Floor lamp | Incandescent |  | Standard A Lamp | 2 | 50 | 227131 | Family Room
Floor lamp | Incandescent |  | Standard A Lamp | 1 | 60 | 227131 | Family Room
Ceiling Fixture | Compact Fluorescent |  | Twist | 2 | 15 | 227132 | Laundry Room
Ceiling Fixture | Compact Fluorescent |  | Twist | 2 | 15 | 227133 | Master Bedroom
Table | Incandescent |  | Mini base | 1 | 40 | 227133 | Master Bedroom
Wall Mount | Compact Fluorescent |  | Twist | 2 | 15 | 227134 | Bathroom
Ceiling Fixture | Incandescent |  | Standard A Lamp | 1 | 60 | 227134 | Bathroom
Table | Incandescent |  | Standard A Lamp | 2 | 40 | 227135 | Living Room
Table | Incandescent |  | Standard A Lamp | 1 | 100 | 227135 | Living Room
Ceiling Fan | Incandescent |  | Mini base | 3 | 40 | 227135 | Living Room
Ceiling Fixture | Compact Fluorescent |  | Twist | 2 | 15 | 227136 | Hall
Wall Mount | Compact Fluorescent |  | Twist | 2 | 15 | 227137 | Bathroom
Ceiling Fixture | Compact Fluorescent |  | Twist | 2 | 15 | 227137 | Bathroom
Recessed Can | Compact Fluorescent |  | Flood | 1 | 15 | 227138 | Kitchen
Ceiling Fixture | Compact Fluorescent |  | Twist | 1 | 22 | 227138 | Kitchen
Table | Incandescent |  | Standard A Lamp | 1 | 60 | 227138 | Kitchen
Architectural | Incandescent |  | Standard A Lamp | 1 | 40 | 227138 | Kitchen
Floor lamp | Compact Fluorescent |  | Twist | 2 | 15 | 227139 | Bedroom
Ceiling Fixture | Compact Fluorescent |  | Twist | 2 | 15 | 227139 | Bedroom
Ceiling Fixture | Compact Fluorescent |  | Twist | 2 | 15 | 2271310 | Bedroom
Wall Mount | Compact Fluorescent |  | Twist | 2 | 22 | 227161 | Bathroom
Ceiling Fan | Compact Fluorescent |  | Twist | 4 | 22 | 227162 | Bedroom
Table | Compact Fluorescent |  | Twist | 1 | 22 | 227162 | Bedroom
Ceiling Fixture | Compact Fluorescent |  | Twist | 2 | 22 | 227163 | Bedroom
Ceiling Fixture | Incandescent |  | Standard A Lamp | 1 | 60 | 227164 | Bedroom
Ceiling Fixture | Compact Fluorescent |  | Twist | 1 | 22 | 227165 | Master Bedroom
Ceiling Fixture | Incandescent |  | Standard A Lamp | 1 | 60 | 227166 | Other
Ceiling Fixture | Linear Fluorescent | 36 | T-12 | 2 | 40 | 227166 | Other
Ceiling Fixture | Incandescent |  | Standard A Lamp | 1 | 60 | 227167 | Other
Ceiling Fan | Compact Fluorescent |  | Twist | 4 | 28 | 227168 | Kitchen
Ceiling Fan | Compact Fluorescent |  | Twist | 4 | 28 | 227169 | Living Room
Table | Compact Fluorescent |  | Twist | 1 | 22 | 227169 | Living Room
Floor lamp | Incandescent |  | Standard A Lamp | 1 | 60 | 227169 | Living Room
Ceiling Fixture | Compact Fluorescent |  | Twist | 2 | 22 | 2271610 | Hall
Ceiling Fan | Incandescent |  | Standard A Lamp | 1 | 60 | 2271610 | Hall
Wall Mount | Incandescent |  | Standard A Lamp | 2 | 100 | 227301 | Bathroom
Ceiling Fixture | Incandescent |  | Standard A Lamp | 2 | 100 | 227302 | Bedroom
Table | Incandescent |  | 3-Way Incandescent | 1 | 75 | 227302 | Bedroom
Ceiling Fixture | Linear Fluorescent | 24 | T-8 | 2 | 20 | 227303 | Hall
Ceiling Fixture | Linear Fluorescent | 48 | T-8 | 2 | 20 | 227304 | Kitchen
Wall Mount | Incandescent |  | Standard A Lamp | 1 | 100 | 227304 | Kitchen
Wall Mount | Incandescent |  | Clear | 1 | 40 | 227304 | Kitchen
Ceiling Fixture | Linear Fluorescent | 48 | T-8 | 2 | 20 | 227305 | Laundry Room
Floor lamp | Incandescent |  | Standard A Lamp | 3 | 60 | 227306 | Living Room
Table | Incandescent |  | 3-Way Incandescent | 1 | 75 | 227306 | Living Room
Table | Incandescent |  | Clear | 1 | 40 | 227306 | Living Room
Chandelier (Hanging) | Incandescent |  | Standard A Lamp | 1 | 90 | 227307 | Master Bedroom
Table | Incandescent |  | Standard A Lamp | 1 | 100 | 227307 | Master Bedroom
Wall Mount | Compact Fluorescent |  | Twist | 1 | 13 | 227321 | Bathroom
Wall Mount | Incandescent |  | Globe | 6 | 25 | 227322 | Bathroom
Ceiling Fixture | Compact Fluorescent |  | Twist | 1 | 15 | 227322 | Bathroom
Ceiling Fixture | Compact Fluorescent |  | Twist | 2 | 15 | 227323 | Bedroom
Ceiling Fixture | Compact Fluorescent |  | Twist | 2 | 15 | 227324 | Bedroom
Ceiling Fixture | Compact Fluorescent |  | Twist | 2 | 15 | 227325 | Bedroom
Ceiling Fixture | Compact Fluorescent |  | Twist | 1 | 15 | 227326 | Closet
Ceiling Fixture | Compact Fluorescent |  | Twist | 2 | 15 | 227327 | Family Room
Ceiling Fixture | Linear Fluorescent | 24 | T-12 | 2 | 20 | 227328 | Garage
Ceiling Fixture | Compact Fluorescent |  | Twist | 1 | 23 | 227328 | Garage
Wall Mount | Compact Fluorescent |  | Twist | 1 | 13 | 227329 | Hall
Ceiling Fixture | Linear Fluorescent | 48 | T-12 | 2 | 40 | 2273210 | Kitchen
Chandelier (Hanging) | Compact Fluorescent |  | Twist | 1 | 20 | 2273210 | Kitchen
Ceiling Fixture | Compact Fluorescent |  | Twist | 1 | 14 | 2273211 | Laundry Room
Ceiling Fixture | Compact Fluorescent |  | Twist | 2 | 15 | 2273212 | Living Room
Ceiling Fixture | Compact Fluorescent |  | Twist | 2 | 15 | 2273213 | Master Bedroom
Table | Compact Fluorescent |  | Twist | 1 | 13 | 2273213 | Master Bedroom
Ceiling Fixture | Incandescent |  | Standard A Lamp | 1 | 60 | 227361 | Bathroom
Ceiling Fixture | Incandescent |  | Standard A Lamp | 1 | 60 | 227362 | Bathroom
Chandelier (Hanging) | Incandescent |  | Decorative | 1 | 60 | 227363 | Bedroom
Ceiling Fixture | Incandescent |  | Standard A Lamp | 1 | 60 | 227364 | Hall
Ceiling Fixture | Incandescent |  | Standard A Lamp | 2 | 60 | 227365 | Kitchen
Ceiling Fixture | Incandescent |  | Standard A Lamp | 1 | 60 | 227365 | Kitchen
Ceiling Fixture | Incandescent |  | Standard A Lamp | 1 | 60 | 227366 | Laundry Room
Floor lamp | Incandescent |  | Standard A Lamp | 2 | 100 | 227367 | Living Room
Table | Incandescent |  | Standard A Lamp | 1 | 60 | 227367 | Living Room
Table | Incandescent |  | Standard A Lamp | 1 | 60 | 227368 | Master Bedroom
Ceiling Fixture | Incandescent |  | Standard A Lamp | 2 | 60 | 227368 | Master Bedroom
Ceiling Fixture | Incandescent |  | Standard A Lamp | 1 | 75 | 227368 | Master Bedroom
Ceiling Fixture | Incandescent |  | Standard A Lamp | 1 | 100 | 227369 | Other
Ceiling Fixture | Incandescent |  | Standard A Lamp | 1 | 100 | 2273610 | Garage
Ceiling Fixture | Incandescent |  | Standard A Lamp | 1 | 100 | 2273611 | Other
Table | Compact Fluorescent |  | Twist | 1 | 15 | 227721 | Living Room
Ceiling Fan | Compact Fluorescent |  | Twist | 1 | 15 | 227721 | Living Room
Ceiling Fixture | Incandescent |  | Standard A Lamp | 1 | 40 | 227722 | Kitchen
Ceiling Fixture | Incandescent |  | Decorative | 3 | 40 | 227722 | Kitchen
Ceiling Fixture | Compact Fluorescent |  | Twist | 1 | 22 | 227723 | Bedroom
Ceiling Fixture | Incandescent |  | Standard A Lamp | 1 | 60 | 227724 | Bathroom
Ceiling Fixture | Incandescent |  | Standard A Lamp | 1 | 40 | 227725 | Hall
Wall Mount | Incandescent |  | Standard A Lamp | 3 | 60 | 227726 | Bathroom
Ceiling Fixture | Linear Fluorescent | 24 | T-12 | 2 | 20 | 227726 | Bathroom
Ceiling Fixture | Incandescent |  | Standard A Lamp | 1 | 100 | 227726 | Bathroom
Ceiling Fixture | Incandescent |  | Standard A Lamp | 1 | 40 | 227726 | Bathroom
Ceiling Fixture | Incandescent |  | Standard A Lamp | 1 | 60 | 227727 | Bedroom
Wall Mount | Compact Fluorescent |  | Twist | 2 | 15 | 227731 | Bathroom
Ceiling Fixture | Incandescent |  | Standard A Lamp | 1 | 60 | 227732 | Bedroom
Ceiling Fixture | Incandescent |  | Standard A Lamp | 1 | 60 | 227733 | Bedroom
Table | Compact Fluorescent |  | Twist | 1 | 15 | 227733 | Bedroom
Ceiling Fixture | Compact Fluorescent |  | Twist | 1 | 22 | 227734 | Hall
Chandelier (Hanging) | Incandescent |  | Decorative | 4 | 40 | 227735 | Kitchen
Ceiling Fixture | Incandescent |  | Standard A Lamp | 1 | 60 | 227735 | Kitchen
Ceiling Fixture | Linear Fluorescent | 48 | T-8 | 2 | 20 | 227735 | Kitchen
Floor lamp | Incandescent |  | 3-Way Incandescent | 1 | 100 | 227736 | Living Room
Floor lamp | Compact Fluorescent |  | Twist | 1 | 22 | 227736 | Living Room
Wall Mount | Incandescent |  | Globe | 4 | 40 | 227751 | Bathroom
Ceiling Fixture | Incandescent |  | Standard A Lamp | 2 | 60 | 227752 | Bedroom
Ceiling Fixture | Compact Fluorescent |  | Twist | 1 | 15 | 227753 | Bedroom
Wall Mount | Incandescent |  | Standard A Lamp | 2 | 60 | 227754 | Bathroom
Ceiling Fixture | Incandescent |  | Standard A Lamp | 2 | 60 | 227755 | Kitchen
Ceiling Fixture | Incandescent |  | Standard A Lamp | 1 | 60 | 227756 | Laundry Room
Floor lamp | Compact Fluorescent |  | Twist | 1 | 28 | 227757 | Living Room
Ceiling Fixture | Incandescent |  | Standard A Lamp | 2 | 60 | 228111 | Bathroom
Wall Mount | Incandescent |  | Globe | 2 | 40 | 228111 | Bathroom
Ceiling Fixture | Incandescent |  | Standard A Lamp | 2 | 60 | 228112 | Bathroom
Table | Incandescent |  | Standard A Lamp | 1 | 60 | 228113 | Bedroom
Table | Incandescent |  | Standard A Lamp | 1 | 40 | 228114 | Bedroom
Chandelier (Hanging) | Incandescent |  | Decorative | 4 | 60 | 228115 | Kitchen
Ceiling Fixture | Compact Fluorescent |  | Twist | 1 | 22 | 228115 | Kitchen
Ceiling Fixture | Incandescent |  | Standard A Lamp | 2 | 60 | 228115 | Kitchen
Recessed - other | Incandescent |  | Standard A Lamp | 1 | 40 | 228115 | Kitchen
Ceiling Fixture | Incandescent |  | Standard A Lamp | 1 | 60 | 228116 | Laundry Room
Chandelier (Hanging) | Incandescent |  | Standard A Lamp | 6 | 60 | 228117 | Living Room
Ceiling Fixture | Incandescent |  | Decorative | 1 | 40 | 228117 | Living Room
Table | Compact Fluorescent |  | Twist | 1 | 15 | 228117 | Living Room
Table | Compact Fluorescent |  | Twist | 1 | 15 | 228118 | Master Bedroom
Ceiling Fixture | Incandescent |  | Standard A Lamp | 1 | 60 | 228119 | Other
Ceiling Fixture | Linear Fluorescent | 48 | T-8 | 2 | 32 | 228119 | Other
Wall Mount | Compact Fluorescent |  | Straight Tube | 1 | 15 | 228211 | Bathroom
Ceiling Fixture | Compact Fluorescent |  | Twist | 2 | 15 | 228212 | Bathroom
Chandelier (Hanging) | Compact Fluorescent |  | Twist | 1 | 22 | 228213 | Bedroom
Ceiling Fixture | Compact Fluorescent |  | Twist | 1 | 15 | 228214 | Hall
Ceiling Fixture | Compact Fluorescent |  | Twist | 1 | 15 | 228215 | Hall
Ceiling Fixture | Compact Fluorescent |  | Twist | 2 | 15 | 228216 | Kitchen
Ceiling Fixture | Compact Fluorescent |  | Twist | 2 | 15 | 228216 | Kitchen
Ceiling Fan | Compact Fluorescent |  | Twist | 1 | 15 | 228217 | Living Room
Ceiling Fixture | Compact Fluorescent |  | Twist | 1 | 22 | 228217 | Living Room
Table | Incandescent |  | Standard A Lamp | 1 | 60 | 228217 | Living Room
Ceiling Fixture | Compact Fluorescent |  | Twist | 1 | 15 | 228218 | Bedroom
Exterior | Linear Fluorescent | 48 | T-12 | 2 | 40 | 228219 | Other
Ceiling Fixture | Compact Fluorescent |  | Twist | 2 | 15 | 228241 | Bathroom
Floor lamp | Incandescent |  | Standard A Lamp | 1 | 75 | 228242 | Bedroom
Floor lamp | Compact Fluorescent |  | Twist | 1 | 15 | 228243 | Bedroom
Ceiling Fixture | Compact Fluorescent |  | Twist | 1 | 15 | 228244 | Closet
Ceiling Fixture | Incandescent |  | Decorative | 2 | 40 | 228245 | Dining Room
Ceiling Fixture | Compact Fluorescent |  | Twist | 1 | 15 | 228246 | Living Room
Ceiling Fixture | Incandescent |  | Standard A Lamp | 1 | 40 | 228247 | Hall
Ceiling Fixture | Compact Fluorescent |  | Twist | 1 | 15 | 228248 | Kitchen
Table | Compact Fluorescent |  | Twist | 1 | 15 | 228249 | Living Room
Ceiling Fixture | Linear Fluorescent | 18 | T-12 | 1 | 20 | 2282410 | Bathroom
Ceiling Fixture | Compact Fluorescent |  | Twist | 1 | 15 | 2282410 | Bathroom
Table | Incandescent |  | Standard A Lamp | 1 | 60 | 2282411 | Master Bedroom
Ceiling Fixture | Incandescent |  | Standard A Lamp | 2 | 40 | 228271 | Bedroom
Table | Incandescent |  | Decorative | 1 | 40 | 228271 | Bedroom
Ceiling Fixture | Incandescent |  | Standard A Lamp | 1 | 40 | 228272 | Bathroom
Wall Mount | Incandescent |  | Globe | 6 | 60 | 228272 | Bathroom
Ceiling Fixture | Incandescent |  | Standard A Lamp | 1 | 40 | 228273 | Hall
Ceiling Fixture | Compact Fluorescent |  | Twist | 2 | 15 | 228274 | Office
Table | Incandescent |  | Decorative | 1 | 40 | 228275 | Living Room
Ceiling Fixture | Incandescent |  | Standard A Lamp | 4 | 40 | 228275 | Living Room
Ceiling Fixture | Incandescent |  | Standard A Lamp | 1 | 40 | 228276 | Hall
Chandelier (Hanging) | Incandescent |  | Mini base | 5 | 25 | 228277 | Dining Room
Ceiling Fixture | Compact Fluorescent |  | Twist | 1 | 15 | 228278 | Laundry Room
Ceiling Fixture | Incandescent |  | Standard A Lamp | 2 | 40 | 228279 | Kitchen
Ceiling Fixture | Compact Fluorescent |  | Twist | 2 | 15 | 228591 | Bedroom
Ceiling Fixture | Compact Fluorescent |  | Pin base | 1 | 20 | 228592 | Bedroom
Ceiling Fixture | Incandescent |  | Decorative | 3 | 40 | 228593 | Dining Room
Ceiling Fixture | Compact Fluorescent |  | Twist | 1 | 15 | 228594 | Family Room
Floor lamp | Compact Fluorescent |  | Twist | 2 | 15 | 228594 | Family Room
Floor lamp | Incandescent |  | Standard A Lamp | 3 | 60 | 228594 | Family Room
Ceiling Fixture | Compact Fluorescent |  | Twist | 1 | 15 | 228595 | Kitchen
Architectural | Linear Fluorescent | 48 | T-12 | 2 | 32 | 228595 | Kitchen
Ceiling Fixture | Incandescent |  | Standard A Lamp | 1 | 40 | 228596 | Laundry Room
Ceiling Fixture | Compact Fluorescent |  | Twist | 1 | 15 | 228596 | Laundry Room
Ceiling Fixture | Compact Fluorescent |  | Pin base | 1 | 20 | 228597 | Living Room
Wall Mount | Incandescent |  | Decorative | 1 | 40 | 228597 | Living Room
Ceiling Fixture | Incandescent |  | Standard A Lamp | 1 | 40 | 228598 | Bathroom
Wall Mount | Incandescent |  | Standard A Lamp | 3 | 60 | 228598 | Bathroom
Wall Mount | Incandescent |  | Standard A Lamp | 3 | 40 | 228599 | Bathroom
Ceiling Fan | Compact Fluorescent |  | Twist | 1 | 22 | 2285910 | Master Bedroom
Table | Incandescent |  | Standard A Lamp | 1 | 75 | 2285910 | Master Bedroom
Ceiling Fixture | Incandescent |  | Standard A Lamp | 1 | 60 | 228621 | Bedroom
Ceiling Fixture | Incandescent |  | Standard A Lamp | 1 | 60 | 228622 | Master Bedroom
Table | Compact Fluorescent |  | Twist | 1 | 15 | 228622 | Master Bedroom
Ceiling Fan | Incandescent |  | Standard A Lamp | 3 | 60 | 228623 | Dining Room
Ceiling Fixture | Incandescent |  | Standard A Lamp | 1 | 40 | 228624 | Hall
Track | Incandescent |  | Reflector | 1 | 65 | 228625 | Kitchen
Ceiling Fixture | Compact Fluorescent |  | Twist | 1 | 15 | 228625 | Kitchen
Ceiling Fixture | Linear Fluorescent | 48 | T-8 | 2 | 20 | 228626 | Laundry Room
Floor lamp | Compact Fluorescent |  | Twist | 1 | 15 | 228627 | Living Room
Table | Incandescent |  | Standard A Lamp | 1 | 60 | 228627 | Living Room
Table | Compact Fluorescent |  | Twist | 1 | 15 | 228627 | Living Room
Ceiling Fixture | Incandescent |  | Standard A Lamp | 1 | 60 | 228628 | Bathroom
Chandelier (Hanging) | Incandescent |  | Heat Lamp | 1 | 150 | 228628 | Bathroom
Wall Mount | Incandescent |  | Standard A Lamp | 5 | 60 | 228629 | Bathroom
Ceiling Fixture | Incandescent |  | Standard A Lamp | 1 | 60 | 228629 | Bathroom
Ceiling Fixture | Incandescent |  | Standard A Lamp | 1 | 60 | 228651 | Kitchen
Recessed - other | Linear Fluorescent | 48 | T-12 | 1 | 40 | 228651 | Kitchen
Ceiling Fixture | Compact Fluorescent |  | Twist | 2 | 15 | 228652 | Office
Table | Compact Fluorescent |  | Twist | 1 | 15 | 228652 | Office
Floor lamp | Compact Fluorescent |  | Twist | 1 | 15 | 228652 | Office
Chandelier (Hanging) | Incandescent |  | Standard A Lamp | 5 | 60 | 228653 | Dining Room
Table | Compact Fluorescent |  | Decorative | 1 | 15 | 228653 | Dining Room
Track | Incandescent |  | Standard A Lamp | 3 | 60 | 228654 | Living Room
Table | Compact Fluorescent |  | Twist | 1 | 15 | 228654 | Living Room
Floor lamp | Compact Fluorescent |  | Twist | 2 | 15 | 228654 | Living Room
Wall Mount | Compact Fluorescent |  | Globe | 4 | 15 | 228655 | Master Bedroom
Ceiling Fixture | Compact Fluorescent |  | Twist | 1 | 15 | 228655 | Master Bedroom
Ceiling Fixture | Compact Fluorescent |  | Twist | 2 | 15 | 228656 | Master Bedroom
Table | Compact Fluorescent |  | Twist | 1 | 15 | 228656 | Master Bedroom
Other | Incandescent |  | Standard A Lamp | 1 | 60 | 228656 | Master Bedroom
Table | Compact Fluorescent |  | Decorative | 1 | 15 | 228656 | Master Bedroom
Ceiling Fixture | Compact Fluorescent |  | Twist | 1 | 15 | 228657 | Closet
Ceiling Fixture | Compact Fluorescent |  | Twist | 1 | 15 | 228658 | Closet
Ceiling Fixture | Compact Fluorescent |  | Twist | 1 | 22 | 228659 | Garage
Ceiling Fixture | Incandescent |  | Standard A Lamp | 1 | 60 | 228659 | Garage
Ceiling Fixture | Halogen |  | PAR | 1 | 50 | 228659 | Garage
Garage door opener | Incandescent |  | Standard A Lamp | 1 | 60 | 228659 | Garage
Wall Mount | Incandescent |  | Standard A Lamp | 1 | 40 | 228659 | Garage
Ceiling Fixture | Incandescent |  | Standard A Lamp | 1 | 60 | 2286510 | Closet
Ceiling Fixture | Compact Fluorescent |  | Twist | 1 | 15 | 2286511 | Bedroom
Table | Compact Fluorescent |  | Twist | 1 | 15 | 2286511 | Bedroom
Ceiling Fixture | Compact Fluorescent |  | Twist | 1 | 15 | 2286512 | Closet
Ceiling Fixture | Compact Fluorescent |  | Twist | 1 | 15 | 2286513 | Hall
Ceiling Fixture | Incandescent |  | Standard A Lamp | 1 | 60 | 2286514 | Bedroom
Wall Mount | Compact Fluorescent |  | Globe | 3 | 15 | 2286514 | Bedroom
Ceiling Fixture | Incandescent |  | Standard A Lamp | 1 | 60 | 2286515 | Laundry Room
Ceiling Fixture | Incandescent |  | Standard A Lamp | 1 | 60 | 2286516 | Bathroom
Ceiling Fixture | Incandescent |  | Standard A Lamp | 1 | 60 | 2286517 | Hall
Ceiling Fixture | Incandescent |  | Standard A Lamp | 1 | 100 | 228821 | Bathroom
Ceiling Fixture | Incandescent |  | Standard A Lamp | 2 | 100 | 228822 | Bedroom
Floor lamp | Incandescent |  | Decorative | 1 | 65 | 228822 | Bedroom
Chandelier (Hanging) | Incandescent |  | Decorative | 5 | 40 | 228823 | Dining Room
Floor lamp | Incandescent |  | Standard A Lamp | 1 | 100 | 228823 | Dining Room
Torchiere | Compact Fluorescent |  | Twist | 5 | 15 | 228823 | Dining Room
Ceiling Fixture | Incandescent |  | Standard A Lamp | 1 | 100 | 228824 | Hall
Ceiling Fixture | Incandescent |  | Standard A Lamp | 1 | 60 | 228825 | Kitchen
Ceiling Fixture | Linear Fluorescent | 36 | T-12 | 2 | 40 | 228825 | Kitchen
Wall Mount | Halogen |  | PAR | 1 | 50 | 228825 | Kitchen
Wall Mount | Linear Fluorescent | 24 | T-8 | 1 | 40 | 228825 | Kitchen
Ceiling Fixture | Incandescent |  | Standard A Lamp | 1 | 100 | 228826 | Living Room
Wall Mount | Incandescent |  | Globe | 7 | 60 | 228827 | Bathroom
Wall Mount | Incandescent |  | Globe | 6 | 25 | 228827 | Bathroom
Ceiling Fixture | Compact Fluorescent |  | Twist | 1 | 15 | 228827 | Bathroom
Ceiling Fan | Compact Fluorescent |  | Twist | 1 | 15 | 228828 | Bedroom
Floor lamp | Compact Fluorescent |  | Twist | 1 | 15 | 228828 | Bedroom
Ceiling Fixture | Linear Fluorescent | 36 | T-12 | 2 | 40 | 228829 | Office
Floor lamp | Incandescent |  | Standard A Lamp | 1 | 75 | 228829 | Office
Ceiling Fixture | Incandescent |  | Standard A Lamp | 1 | 100 | 2288210 | Laundry Room
Ceiling Fixture | Incandescent |  | Standard A Lamp | 1 | 60 | 229101 | Bathroom
Ceiling Fixture | Compact Fluorescent |  | Twist | 2 | 15 | 229102 | Bedroom
Table | Incandescent |  | Standard A Lamp | 1 | 40 | 229102 | Bedroom
Table | Incandescent |  | Mini base | 1 | 25 | 229102 | Bedroom
Ceiling Fan | Incandescent |  | Standard A Lamp | 1 | 60 | 229103 | Bathroom
Wall Mount | Compact Fluorescent |  | Twist | 1 | 15 | 229104 | Hall
Garage door opener | Incandescent |  | Standard A Lamp | 2 | 60 | 229105 | Garage
Ceiling Fixture | Linear Fluorescent | 42 | T-12 | 2 | 40 | 229105 | Garage
Ceiling Fixture | Compact Fluorescent |  | Twist | 1 | 7 | 229106 | Hall
Table | Compact Fluorescent |  | Twist | 1 | 15 | 229107 | Living Room
Ceiling Fan | Incandescent |  | Standard A Lamp | 1 | 60 | 229108 | Master Bedroom
Table | Compact Fluorescent |  | Twist | 1 | 15 | 229108 | Master Bedroom
Table | Incandescent |  | Standard A Lamp | 1 | 60 | 229108 | Master Bedroom
Ceiling Fixture | Incandescent |  | Standard A Lamp | 1 | 60 | 229109 | Bathroom
Ceiling Fixture | Incandescent |  | Standard A Lamp | 1 | 60 | 2291010 | Family Room
Table | Incandescent |  | Standard A Lamp | 1 | 75 | 2291010 | Family Room
Table | Incandescent |  | Mini base | 3 | 5 | 2291010 | Family Room
Table | Compact Fluorescent |  | Twist | 1 | 15 | 2291010 | Family Room
Torchiere | Incandescent |  | Standard A Lamp | 3 | 60 | 2291010 | Family Room
Ceiling Fan | Incandescent |  | Decorative | 4 | 40 | 2291011 | Kitchen
Ceiling Fixture | Compact Fluorescent |  | Twist | 1 | 15 | 2291011 | Kitchen
Other | Incandescent |  | Standard A Lamp | 1 | 25 | 2291011 | Kitchen
Table | Incandescent |  | Mini base | 1 | 25 | 2291011 | Kitchen
Ceiling Fixture | Incandescent |  | Standard A Lamp | 1 | 60 | 2291012 | Laundry Room
Wall Mount | Incandescent |  | Standard A Lamp | 1 | 100 | 2291013 | Other
Table | Incandescent |  | Standard A Lamp | 1 | 60 | 2291013 | Other
Torchiere | Compact Fluorescent |  | Twist | 3 | 15 | 2291013 | Other
Wall Mount | Compact Fluorescent |  | Twist | 1 | 13 | 229131 | Bedroom
Ceiling Fixture | Compact Fluorescent |  | Twist | 1 | 23 | 229132 | Bathroom
Wall Mount | Compact Fluorescent |  | Twist | 1 | 13 | 229133 | Bedroom
Floor lamp | Incandescent |  | Decorative | 1 | 40 | 229133 | Bedroom
Ceiling Fixture | Compact Fluorescent |  | Twist | 2 | 23 | 229134 | Hall
Ceiling Fixture | Compact Fluorescent |  | Twist | 2 | 23 | 229135 | Kitchen
Chandelier (Hanging) | Incandescent |  | Decorative | 5 | 40 | 229135 | Kitchen
Floor lamp | Compact Fluorescent |  | Twist | 3 | 23 | 229136 | Living Room
Wall Mount | Incandescent |  | Standard A Lamp | 2 | 60 | 229161 | Bathroom
Ceiling Fixture | Incandescent |  | Standard A Lamp | 1 | 60 | 229161 | Bathroom
Ceiling Fixture | Compact Fluorescent |  | Twist | 1 | 15 | 229162 | Bedroom
Ceiling Fixture | Incandescent |  | Standard A Lamp | 1 | 60 | 229162 | Bedroom
Ceiling Fixture | Incandescent |  | Standard A Lamp | 2 | 60 | 229163 | Family Room
Ceiling Fan | Incandescent |  | Decorative | 3 | 60 | 229164 | Dining Room
Ceiling Fixture | Incandescent |  | Standard A Lamp | 1 | 60 | 229165 | Hall
Ceiling Fixture | Incandescent |  | Standard A Lamp | 1 | 60 | 229166 | Hall
Ceiling Fixture | Incandescent |  | Decorative | 1 | 60 | 229167 | Kitchen
Chandelier (Hanging) | Incandescent |  | Mini base | 3 | 40 | 229167 | Kitchen
Ceiling Fixture | Compact Fluorescent |  | Twist | 2 | 15 | 229168 | Laundry Room
Floor lamp | Incandescent |  | Standard A Lamp | 1 | 60 | 229169 | Living Room
Wall Mount | Incandescent |  | Standard A Lamp | 2 | 60 | 2291610 | Bathroom
Ceiling Fixture | Incandescent |  | Standard A Lamp | 1 | 100 | 2291610 | Bathroom
Ceiling Fixture | Incandescent |  | Standard A Lamp | 1 | 75 | 2291610 | Bathroom
Ceiling Fixture | Incandescent |  | Standard A Lamp | 2 | 75 | 2291611 | Bedroom
Ceiling Fixture | Incandescent |  | Standard A Lamp | 1 | 60 | 229271 | Bedroom
Wall Mount | Incandescent |  | Standard A Lamp | 1 | 60 | 229271 | Bedroom
Wall Mount | Compact Fluorescent |  | Twist | 3 | 15 | 229271 | Bedroom
Wall Mount | Incandescent |  | Standard A Lamp | 1 | 60 | 229272 | Bedroom
Ceiling Fixture | Incandescent |  | Standard A Lamp | 1 | 60 | 229272 | Bedroom
Table | Incandescent |  | Standard A Lamp | 1 | 60 | 229273 | Family Room
Ceiling Fixture | Compact Fluorescent |  | Twist | 1 | 15 | 229274 | Garage
Ceiling Fixture | Incandescent |  | Standard A Lamp | 1 | 60 | 229275 | Laundry Room
Wall Mount | Incandescent |  | Standard A Lamp | 1 | 60 | 229275 | Laundry Room
Ceiling Fixture | Incandescent |  | Standard A Lamp | 2 | 60 | 229276 | Kitchen
Wall Mount | Incandescent |  | Standard A Lamp | 1 | 60 | 229277 | Office
Table | Compact Fluorescent |  | Twist | 1 | 15 | 229281 | Living Room
Table | Incandescent |  | 3-Way Incandescent | 1 | 100 | 229281 | Living Room
Ceiling Fixture | Compact Fluorescent |  | Twist | 2 | 15 | 229282 | Kitchen
Wall Mount | Compact Fluorescent |  | Twist | 1 | 15 | 229283 | Dining Room
Ceiling Fixture | Incandescent |  | Standard A Lamp | 2 | 40 | 229284 | Bedroom
Ceiling Fixture | Compact Fluorescent |  | Twist | 2 | 15 | 229285 | Hall
Ceiling Fixture | Compact Fluorescent |  | Twist | 1 | 15 | 229286 | Bathroom
Ceiling Fixture | Compact Fluorescent |  | Twist | 2 | 15 | 229287 | Bedroom
Ceiling Fixture | Compact Fluorescent |  | Twist | 1 | 15 | 229288 | Bedroom
Floor lamp | Incandescent |  | Reflector | 2 | 40 | 229288 | Bedroom
Wall Mount | Incandescent |  | Globe | 4 | 60 | 229289 | Bathroom
Ceiling Fixture | Linear Fluorescent | 24 | T-12 | 2 | 20 | 229331 | Other
Ceiling Fixture | Compact Fluorescent |  | Twist | 1 | 13 | 229331 | Other
Ceiling Fixture | Compact Fluorescent |  | Twist | 1 | 13 | 229332 | Bathroom
Wall Mount | Incandescent |  | Standard A Lamp | 3 | 60 | 229332 | Bathroom
Wall Mount | Incandescent |  | Standard A Lamp | 4 | 60 | 229333 | Bathroom
Ceiling Fixture | Compact Fluorescent |  | Twist | 2 | 13 | 229334 | Bedroom
Table | Incandescent |  | Standard A Lamp | 1 | 75 | 229334 | Bedroom
Ceiling Fixture | Compact Fluorescent |  | Twist | 1 | 13 | 229335 | Bedroom
Ceiling Fixture | Linear Fluorescent | 48 | T-5 | 2 | 20 | 229335 | Bedroom
Ceiling Fixture | Incandescent |  | Standard A Lamp | 2 | 60 | 229336 | Bedroom
Chandelier (Hanging) | Incandescent |  | Standard A Lamp | 5 | 60 | 229337 | Dining Room
Table | Incandescent |  | Standard A Lamp | 1 | 60 | 229338 | Family Room
Ceiling Fixture | Compact Fluorescent |  | Twist | 1 | 13 | 229339 | Hall
Ceiling Fixture | Incandescent |  | Standard A Lamp | 1 | 60 | 2293310 | Hall
Ceiling Fixture | Linear Fluorescent | 24 | T-12 | 2 | 20 | 2293311 | Kitchen
Wall Mount | Linear Fluorescent | 18 | T-4 | 1 | 8 | 2293311 | Kitchen
Ceiling Fixture | Incandescent |  | Standard A Lamp | 1 | 60 | 2293312 | Laundry Room
Ceiling Fixture | Incandescent |  | Standard A Lamp | 1 | 40 | 229421 | Bathroom
Ceiling Fixture | Compact Fluorescent |  | Twist | 2 | 22 | 229422 | Bedroom
Ceiling Fixture | Compact Fluorescent |  | Twist | 2 | 22 | 229423 | Bedroom
Ceiling Fixture | Incandescent |  | Standard A Lamp | 1 | 40 | 229424 | Hall
Ceiling Fixture | Compact Fluorescent |  | Twist | 2 | 22 | 229425 | Kitchen
Ceiling Fan | Incandescent |  | Standard A Lamp | 1 | 60 | 229426 | Living Room
Floor lamp | Incandescent |  | Standard A Lamp | 1 | 100 | 229426 | Living Room
Other | Incandescent |  | Standard A Lamp | 1 | 40 | 229426 | Living Room
Floor lamp | Incandescent |  | Standard A Lamp | 1 | 60 | 229427 | Master Bedroom
Table | Incandescent |  | Standard A Lamp | 1 | 60 | 229427 | Master Bedroom
Ceiling Fixture | Linear Fluorescent | 48 | T-8 | 3 | 32 | 229831 | Bedroom
Wall Mount | Incandescent |  | Globe | 3 | 60 | 229832 | Bathroom
Ceiling Fixture | Incandescent |  | Standard A Lamp | 2 | 60 | 229833 | Hall
Ceiling Fixture | Incandescent |  | Standard A Lamp | 2 | 60 | 229834 | Master Bedroom
Table | Incandescent |  | Standard A Lamp | 1 | 60 | 229835 | Living Room
Ceiling Fixture | Incandescent |  | Reflector | 3 | 65 | 229836 | Kitchen
Ceiling Fixture | Incandescent |  | Standard A Lamp | 1 | 60 | 229837 | Laundry Room
Ceiling Fixture | Incandescent |  | Standard A Lamp | 1 | 75 | 230041 | Bedroom
Table | Incandescent |  | Clear | 1 | 25 | 230041 | Bedroom
Ceiling Fixture | Incandescent |  | Standard A Lamp | 1 | 75 | 230042 | Bedroom
Ceiling Fixture | Incandescent |  | Standard A Lamp | 5 | 75 | 230043 | Dining Room
Table | Compact Fluorescent |  | Twist | 1 | 26 | 230044 | Family Room
Floor lamp | Incandescent |  | Standard A Lamp | 1 | 60 | 230044 | Family Room
Ceiling Fixture | Linear Fluorescent | 48 | T-8 | 2 | 32 | 230045 | Garage
Garage door opener | Incandescent |  | Standard A Lamp | 1 | 60 | 230045 | Garage
Ceiling Fixture | Incandescent |  | Decorative | 1 | 75 | 230046 | Kitchen
Ceiling Fixture | Linear Fluorescent | 48 | T-8 | 2 | 32 | 230046 | Kitchen
Torchiere | Incandescent |  | Standard A Lamp | 1 | 100 | 230047 | Living Room
Table | Incandescent |  | Standard A Lamp | 1 | 100 | 230047 | Living Room
Ceiling Fixture | Incandescent |  | Standard A Lamp | 1 | 60 | 230048 | Bathroom
Ceiling Fixture | Incandescent |  | Standard A Lamp | 1 | 60 | 230049 | Master Bedroom
Table | Incandescent |  | Standard A Lamp | 1 | 75 | 230049 | Master Bedroom
Ceiling Fixture | Incandescent |  | Standard A Lamp | 1 | 60 | 2300410 | Closet
Wall Mount | Incandescent |  | Standard A Lamp | 1 | 75 | 2300411 | Bathroom
Ceiling Fixture | Incandescent |  | Standard A Lamp | 1 | 75 | 2300412 | Closet
Chandelier (Hanging) | Incandescent |  | Standard A Lamp | 1 | 75 | 2300413 | Laundry Room
Wall Mount | Incandescent |  | Clear | 1 | 60 | 2300414 | Bathroom
Ceiling Fixture | Compact Fluorescent |  | Twist | 6 | 15 | 230251 | Bathroom
Ceiling Fixture | Compact Fluorescent |  | Twist | 2 | 15 | 230252 | Bedroom
Table | Compact Fluorescent |  | Twist | 1 | 15 | 230252 | Bedroom
Ceiling Fixture | Linear Fluorescent | 48 | T-12 | 2 | 40 | 230253 | Hall
Chandelier (Hanging) | Compact Fluorescent |  | A shape bulb | 5 | 15 | 230254 | Kitchen
Table | Incandescent |  | Standard A Lamp | 1 | 60 | 230254 | Kitchen
Ceiling Fixture | Linear Fluorescent | 48 | T-12 | 4 | 40 | 230254 | Kitchen
Ceiling Fixture | Linear Fluorescent | 24 | T-12 | 1 | 20 | 230254 | Kitchen
Ceiling Fixture | Compact Fluorescent |  | Twist | 2 | 15 | 230254 | Kitchen
Track | Compact Fluorescent |  | Twist | 3 | 22 | 230255 | Living Room
Table | Compact Fluorescent |  | Twist | 1 | 13 | 230255 | Living Room
Table | Incandescent |  | Standard A Lamp | 2 | 60 | 230255 | Living Room
Ceiling Fixture | Compact Fluorescent |  | Twist | 6 | 15 | 230256 | Bathroom
Ceiling Fixture | Compact Fluorescent |  | Circline (Screw Base) | 1 | 22 | 230257 | Bedroom
Chandelier (Hanging) | Incandescent |  | Decorative | 5 | 40 | 230257 | Bedroom
Table | Compact Fluorescent |  | Twist | 1 | 15 | 230257 | Bedroom
Ceiling Fixture | Linear Fluorescent | 48 | T-12 | 2 | 40 | 230258 | Bedroom
Ceiling Fixture | Compact Fluorescent |  | Circline (Screw Base) | 1 | 22 | 230258 | Bedroom
Wall Mount | Compact Fluorescent |  | Globe | 4 | 9 | 230351 | Bathroom
Chandelier (Hanging) | Incandescent |  | Standard A Lamp | 5 | 60 | 230352 | Dining Room
Floor lamp | Compact Fluorescent |  | Twist | 2 | 22 | 230353 | Family Room
Table | Incandescent |  | Standard A Lamp | 1 | 100 | 230353 | Family Room
Ceiling Fixture | Incandescent |  | Standard A Lamp | 1 | 60 | 230354 | Hall
Ceiling Fixture | Linear Fluorescent | 48 | T-12 | 2 | 40 | 230355 | Kitchen
Ceiling Fan | Compact Fluorescent |  | Twist | 3 | 13 | 230355 | Kitchen
Chandelier (Hanging) | Compact Fluorescent |  | Twist | 1 | 22 | 230355 | Kitchen
Ceiling Fixture | Linear Fluorescent | 24 | T-8 | 2 | 20 | 230355 | Kitchen
Ceiling Fixture | Linear Fluorescent | 48 | T-12 | 2 | 40 | 230356 | Laundry Room
Track | Incandescent |  | Standard A Lamp | 3 | 60 | 230357 | Master Bedroom
Table | Incandescent |  | Standard A Lamp | 1 | 25 | 230357 | Master Bedroom
Table | Incandescent |  | Mini base | 3 | 40 | 230357 | Master Bedroom
Wall Mount | Compact Fluorescent |  | Twist | 6 | 9 | 230358 | Bathroom
Ceiling Fixture | Incandescent |  | Standard A Lamp | 1 | 60 | 230358 | Bathroom
Ceiling Fixture | Compact Fluorescent |  | Twist | 2 | 15 | 230359 | Office
Table | Compact Fluorescent |  | Straight Tube | 1 | 27 | 230359 | Office
Table | Incandescent |  | Standard A Lamp | 1 | 25 | 230359 | Office
Ceiling Fixture | Incandescent |  | Standard A Lamp | 2 | 60 | 2303510 | Bedroom
Table | Compact Fluorescent |  | Twist | 1 | 15 | 2303510 | Bedroom
Floor lamp | Incandescent |  | Standard A Lamp | 1 | 75 | 2303511 | Living Room
Table | Incandescent |  | Standard A Lamp | 1 | 65 | 2303511 | Living Room
Floor lamp | Incandescent |  | Standard A Lamp | 2 | 75 | 2303511 | Living Room
Wall Mount | Incandescent |  | Standard A Lamp | 3 | 60 | 230611 | Bathroom
Ceiling Fixture | Incandescent |  | Standard A Lamp | 1 | 60 | 230612 | Bedroom
Ceiling Fixture | Incandescent |  | Standard A Lamp | 1 | 60 | 230613 | Closet
Ceiling Fixture | Incandescent |  | Standard A Lamp | 1 | 60 | 230614 | Family Room
Floor lamp | Incandescent |  | Standard A Lamp | 1 | 60 | 230614 | Family Room
Ceiling Fixture | Incandescent |  | Standard A Lamp | 1 | 60 | 230615 | Bedroom
Ceiling Fixture | Incandescent |  | Standard A Lamp | 1 | 60 | 230616 | Kitchen
Ceiling Fixture | Incandescent |  | Standard A Lamp | 3 | 65 | 230616 | Kitchen
Ceiling Fixture | Incandescent |  | Standard A Lamp | 1 | 60 | 230617 | Laundry Room
Ceiling Fixture | Incandescent |  | Standard A Lamp | 2 | 60 | 230618 | Master Bedroom
Table | Incandescent |  | Standard A Lamp | 1 | 40 | 230618 | Master Bedroom
Wall Mount | Incandescent |  | Standard A Lamp | 2 | 60 | 230619 | Bathroom
High bay | Incandescent |  | Globe | 1 | 40 | 230619 | Bathroom
Table | Incandescent |  | Standard A Lamp | 1 | 60 | 2306110 | Living Room
Ceiling Fixture | Compact Fluorescent |  | Twist | 2 | 22 | 230631 | Bedroom
Ceiling Fixture | Incandescent |  | Standard A Lamp | 1 | 60 | 230632 | Hall
Wall Mount | Incandescent |  | Standard A Lamp | 2 | 75 | 230633 | Bathroom
Ceiling Fixture | Incandescent |  | Standard A Lamp | 2 | 75 | 230634 | Bedroom
Ceiling Fixture | Incandescent |  | Standard A Lamp | 2 | 60 | 230635 | Kitchen
Floor lamp | Incandescent |  | Standard A Lamp | 2 | 40 | 230636 | Living Room
Table | Incandescent |  | Standard A Lamp | 1 | 75 | 230636 | Living Room
Ceiling Fixture | Compact Fluorescent |  | Twist | 1 | 15 | 230691 | Bathroom
Ceiling Fixture | Incandescent |  | Reflector | 1 | 65 | 230692 | Bedroom
Ceiling Fixture | Compact Fluorescent |  | Twist | 1 | 15 | 230692 | Bedroom
Ceiling Fixture | Compact Fluorescent |  | Twist | 2 | 15 | 230693 | Bedroom
Wall Mount | Compact Fluorescent |  | Twist | 1 | 15 | 230693 | Bedroom
Ceiling Fixture | Incandescent |  | Standard A Lamp | 1 | 60 | 230694 | Hall
Ceiling Fixture | Compact Fluorescent |  | Twist | 1 | 13 | 230695 | Kitchen
Architectural | Compact Fluorescent |  | Twist | 1 | 15 | 230695 | Kitchen
Table | Compact Fluorescent |  | Twist | 1 | 15 | 230696 | Living Room
Ceiling Fixture | Incandescent |  | Standard A Lamp | 2 | 60 | 230721 | Bathroom
Ceiling Fixture | Incandescent |  | Standard A Lamp | 2 | 60 | 230722 | Bedroom
Ceiling Fixture | Incandescent |  | Standard A Lamp | 2 | 60 | 230723 | Bedroom
Chandelier (Hanging) | Incandescent |  | Standard A Lamp | 1 | 60 | 230724 | Kitchen
Ceiling Fixture | Compact Fluorescent |  | Twist | 2 | 15 | 230724 | Kitchen
Ceiling Fixture | Incandescent |  | Standard A Lamp | 2 | 60 | 230724 | Kitchen
Ceiling Fixture | Incandescent |  | Standard A Lamp | 2 | 60 | 230725 | Laundry Room
Ceiling Fan | Incandescent |  | Decorative | 3 | 60 | 230726 | Living Room
Table | Compact Fluorescent |  | Twist | 1 | 22 | 230726 | Living Room
Ceiling Fixture | Incandescent |  | Standard A Lamp | 2 | 60 | 230727 | Bathroom
Wall Mount | Compact Fluorescent |  | Twist | 1 | 15 | 230727 | Bathroom
Ceiling Fixture | Incandescent |  | Standard A Lamp | 2 | 60 | 230728 | Master Bedroom
Ceiling Fan | Incandescent |  | Decorative | 3 | 60 | 230728 | Master Bedroom
Table | Incandescent |  | Standard A Lamp | 2 | 60 | 230728 | Master Bedroom
Table | Incandescent |  | Standard A Lamp | 1 | 60 | 231671 | Other
Ceiling Fixture | Linear Fluorescent | 48 | T-8 | 2 | 40 | 231671 | Other
Ceiling Fixture | Incandescent |  | Standard A Lamp | 1 | 60 | 231672 | Bathroom
Ceiling Fixture | Incandescent |  | Standard A Lamp | 2 | 60 | 231673 | Bedroom
Table | Incandescent |  | Standard A Lamp | 1 | 60 | 231674 | Bedroom
Ceiling Fixture | Incandescent |  | Standard A Lamp | 2 | 60 | 231674 | Bedroom
Table | Incandescent |  | Standard A Lamp | 1 | 60 | 231675 | Bedroom
Ceiling Fixture | Incandescent |  | Decorative | 3 | 40 | 231675 | Bedroom
Ceiling Fan | Compact Fluorescent |  | Twist | 3 | 15 | 231676 | Dining Room
Table | Incandescent |  | Standard A Lamp | 1 | 60 | 231676 | Dining Room
Ceiling Fixture | Linear Fluorescent | 60 | T-8 | 2 | 60 | 231677 | Garage
Ceiling Fixture | Compact Fluorescent |  | Twist | 2 | 15 | 231678 | Kitchen
Ceiling Fixture | Linear Fluorescent | 48 | T-8 | 2 | 40 | 231678 | Kitchen
Ceiling Fixture | Incandescent |  | Standard A Lamp | 1 | 60 | 231691 | Bathroom
Wall Mount | Linear Fluorescent | 12 | T-8 | 1 | 20 | 231691 | Bathroom
Ceiling Fan | Incandescent |  | Mini base | 2 | 60 | 231692 | Bedroom
Ceiling Fixture | Incandescent |  | Standard A Lamp | 2 | 60 | 231693 | Bedroom
Table | Incandescent |  | Mini base | 2 | 40 | 231693 | Bedroom
Ceiling Fan | Incandescent |  | Mini base | 3 | 40 | 231694 | Dining Room
Ceiling Fixture | Compact Fluorescent |  | Twist | 1 | 15 | 231695 | Kitchen
Ceiling Fixture | Incandescent |  | Standard A Lamp | 1 | 60 | 231696 | Laundry Room
Torchiere | Compact Fluorescent |  | Twist | 3 | 15 | 231697 | Living Room
Table | Compact Fluorescent |  | Twist | 1 | 15 | 231697 | Living Room
Ceiling Fixture | Incandescent |  | Mini base | 2 | 60 | 231698 | Master Bedroom
Table | Incandescent |  | Standard A Lamp | 1 | 60 | 231698 | Master Bedroom
Wall Mount | Incandescent |  | Mini base | 5 | 40 | 231699 | Bathroom
Ceiling Fixture | Incandescent |  | Standard A Lamp | 1 | 60 | 2316910 | Garage
Other | Halogen |  | Quartz Tube | 1 | 500 | 2316910 | Garage
Ceiling Fixture | Linear Fluorescent | 48 | T-12 | 2 | 40 | 2316910 | Garage
Chandelier (Hanging) | Incandescent |  | Mini base | 3 | 40 | 2316911 | Dining Room
Ceiling Fixture | Compact Fluorescent |  | Twist | 2 | 15 | 231821 | Kitchen
Table | Incandescent |  | Standard A Lamp | 1 | 100 | 231822 | Living Room
Floor lamp | Incandescent |  | Standard A Lamp | 2 | 60 | 231823 | Bedroom
Wall Mount | Compact Fluorescent |  | Twist | 1 | 15 | 231824 | Bathroom
Wall Mount | Compact Fluorescent |  | Twist | 1 | 15 | 231825 | Bedroom
Table | Compact Fluorescent |  | Twist | 1 | 15 | 231826 | Bedroom
Ceiling Fixture | Incandescent |  | Standard A Lamp | 2 | 60 | 231981 | Bedroom
Ceiling Fixture | Incandescent |  | Standard A Lamp | 1 | 60 | 231982 | Dining Room
Ceiling Fixture | Incandescent |  | Standard A Lamp | 1 | 60 | 231983 | Hall
Ceiling Fixture | Compact Fluorescent |  | Twist | 2 | 15 | 231984 | Kitchen
Table | Incandescent |  | 3-Way Incandescent | 1 | 100 | 231985 | Living Room
Table | Compact Fluorescent |  | Twist | 1 | 22 | 231986 | Bedroom
Ceiling Fixture | Incandescent |  | Standard A Lamp | 2 | 60 | 231986 | Bedroom
Ceiling Fixture | Incandescent |  | Standard A Lamp | 1 | 60 | 231987 | Bathroom
Ceiling Fixture | Incandescent |  | Standard A Lamp | 1 | 40 | 232011 | Bathroom
Wall Mount | Incandescent |  | Standard A Lamp | 2 | 65 | 232011 | Bathroom
Wall Mount | Compact Fluorescent |  | Twist | 3 | 15 | 232012 | Bathroom
Ceiling Fixture | Incandescent |  | Reflector | 1 | 75 | 232012 | Bathroom
Floor lamp | Incandescent |  | Mini base | 5 | 25 | 232013 | Bedroom
Table | Incandescent |  | Standard A Lamp | 1 | 60 | 232013 | Bedroom
Ceiling Fixture | Incandescent |  | Standard A Lamp | 1 | 60 | 232014 | Hall
Ceiling Fixture | Incandescent |  | Standard A Lamp | 1 | 60 | 232015 | Kitchen
Chandelier (Hanging) | Incandescent |  | Globe | 2 | 60 | 232015 | Kitchen
Ceiling Fixture | Incandescent |  | Reflector | 3 | 65 | 232016 | Living Room
Floor lamp | Incandescent |  | Standard A Lamp | 2 | 60 | 232016 | Living Room
Ceiling Fan | Incandescent |  | Standard A Lamp | 4 | 60 | 232017 | Master Bedroom
Ceiling Fixture | Incandescent |  | Standard A Lamp | 4 | 40 | 232101 | Bathroom
Ceiling Fixture | Compact Fluorescent |  | A shape bulb | 2 | 22 | 232101 | Bathroom
Ceiling Fixture | Incandescent |  | Standard A Lamp | 2 | 40 | 232102 | Bathroom
Ceiling Fixture | Compact Fluorescent |  | A shape bulb | 4 | 22 | 232102 | Bathroom
Ceiling Fixture | Linear Fluorescent | 42 | T-12 | 2 | 20 | 232103 | Other
Ceiling Fan | Incandescent |  | Standard A Lamp | 2 | 40 | 232104 | Family Room
Ceiling Fan | Compact Fluorescent |  | A shape bulb | 1 | 22 | 232104 | Family Room
Table | Compact Fluorescent |  | Twist | 1 | 15 | 232104 | Family Room
Ceiling Fixture | Incandescent |  | Standard A Lamp | 1 | 40 | 232105 | Hall
Chandelier (Hanging) | Compact Fluorescent |  | Twist | 5 | 15 | 232106 | Kitchen
Ceiling Fixture | Compact Fluorescent |  | Circline (Screw Base) | 1 | 22 | 232106 | Kitchen
Ceiling Fan | Incandescent |  | Clear | 1 | 25 | 232106 | Kitchen
Ceiling Fixture | Compact Fluorescent |  | A shape bulb | 3 | 22 | 232107 | Laundry Room
Table | Incandescent |  | Standard A Lamp | 1 | 40 | 232108 | Master Bedroom
Ceiling Fan | Incandescent |  | Decorative | 1 | 40 | 232108 | Master Bedroom
Table | Incandescent |  | Standard A Lamp | 1 | 40 | 232109 | Living Room
Table | Compact Fluorescent |  | Twist | 1 | 15 | 232109 | Living Room
Table | Incandescent |  | Mini base | 3 | 5 | 232109 | Living Room
Ceiling Fixture | Incandescent |  | Standard A Lamp | 1 | 60 | 232151 | Bedroom
Table | Incandescent |  | Standard A Lamp | 1 | 40 | 232151 | Bedroom
Table | Incandescent |  | Decorative | 1 | 25 | 232151 | Bedroom
Ceiling Fixture | Incandescent |  | Globe | 4 | 40 | 232152 | Dining Room
Ceiling Fixture | Incandescent |  | Standard A Lamp | 1 | 60 | 232153 | Closet
Recessed - other | Linear Fluorescent | 60 | T-12 | 2 | 40 | 232154 | Kitchen
Chandelier (Hanging) | Incandescent |  | Standard A Lamp | 1 | 100 | 232154 | Kitchen
Ceiling Fixture | Incandescent |  | Standard A Lamp | 1 | 60 | 232155 | Laundry Room
Table | Incandescent |  | Standard A Lamp | 1 | 40 | 232155 | Laundry Room
Table | Incandescent |  | Standard A Lamp | 1 | 60 | 232156 | Living Room
Table | Incandescent |  | Standard A Lamp | 3 | 40 | 232156 | Living Room
Floor lamp | Incandescent |  | Standard A Lamp | 1 | 90 | 232156 | Living Room
Ceiling Fan | Incandescent |  | Standard A Lamp | 4 | 60 | 232156 | Living Room
Ceiling Fixture | Incandescent |  | Mini base | 4 | 25 | 232157 | Bathroom
Ceiling Fixture | Incandescent |  | Standard A Lamp | 1 | 60 | 232157 | Bathroom
Ceiling Fixture | Incandescent |  | Standard A Lamp | 1 | 60 | 232158 | Bathroom
Wall Mount | Incandescent |  | Mini base | 4 | 25 | 232158 | Bathroom
Table | Incandescent |  | Standard A Lamp | 1 | 100 | 232159 | Master Bedroom
Table | Incandescent |  | Standard A Lamp | 1 | 40 | 232159 | Master Bedroom
Ceiling Fixture | Incandescent |  | Standard A Lamp | 1 | 60 | 2321510 | Closet
Ceiling Fixture | Incandescent |  | Standard A Lamp | 1 | 75 | 2321511 | Office
Table | Incandescent |  | Standard A Lamp | 1 | 60 | 2321511 | Office
Table | Incandescent |  | 3-Way Incandescent | 1 | 100 | 2321511 | Office
Low bay | Linear Fluorescent | 48 | T-12 | 2 | 25 | 2321512 | Garage
Ceiling Fixture | Incandescent |  | Globe | 1 | 75 | 232551 | Master Bedroom
Table | Compact Fluorescent |  | Twist | 1 | 15 | 232551 | Master Bedroom
Table | Incandescent |  | Standard A Lamp | 1 | 40 | 232551 | Master Bedroom
Wall Mount | Incandescent |  | Standard A Lamp | 5 | 40 | 232552 | Bathroom
Ceiling Fan | Compact Fluorescent |  | Twist | 3 | 15 | 232553 | Living Room
Wall Mount | Incandescent |  | Standard A Lamp | 5 | 40 | 232554 | Bathroom
Ceiling Fixture | Compact Fluorescent |  | Twist | 1 | 15 | 232555 | Laundry Room
Ceiling Fixture | Incandescent |  | Globe | 1 | 75 | 232556 | Bedroom
Table | Compact Fluorescent |  | Twist | 1 | 22 | 232556 | Bedroom
Ceiling Fixture | Incandescent |  | Globe | 1 | 75 | 232557 | Bedroom
Ceiling Fixture | Linear Fluorescent | 48 | T-12 | 2 | 40 | 232558 | Kitchen
Track | Incandescent |  | Reflector | 4 | 65 | 233251 | Bathroom
Ceiling Fixture | Incandescent |  | Standard A Lamp | 2 | 60 | 233251 | Bathroom
Track | Incandescent |  | Reflector | 3 | 60 | 233252 | Bathroom
Ceiling Fixture | Incandescent |  | Standard A Lamp | 2 | 60 | 233253 | Bedroom
Ceiling Fixture | Incandescent |  | Standard A Lamp | 2 | 60 | 233254 | Bedroom
Chandelier (Hanging) | Incandescent |  | Standard A Lamp | 2 | 60 | 233255 | Dining Room
Ceiling Fixture | Compact Fluorescent |  | Twist | 1 | 15 | 233255 | Dining Room
Ceiling Fixture | Incandescent |  | Standard A Lamp | 1 | 60 | 233256 | Hall
Ceiling Fixture | Incandescent |  | Standard A Lamp | 2 | 60 | 233257 | Bedroom
Table | Incandescent |  | Standard A Lamp | 1 | 60 | 233257 | Bedroom
Ceiling Fixture | Linear Fluorescent | 42 | T-12 | 2 | 32 | 233258 | Kitchen
Ceiling Fixture | Linear Fluorescent | 24 | T-8 | 2 | 20 | 233258 | Kitchen
Ceiling Fixture | Incandescent |  | Heat Lamp | 1 | 150 | 233259 | Other
Table | Compact Fluorescent |  | Straight Tube | 1 | 15 | 2332510 | Living Room
Ceiling Fixture | Incandescent |  | Standard A Lamp | 1 | 60 | 2332510 | Living Room
Ceiling Fixture | Incandescent |  | Standard A Lamp | 1 | 60 | 2332511 | Closet
Ceiling Fixture | Linear Fluorescent | 42 | T-12 | 2 | 32 | 2332512 | Other
Ceiling Fixture | Linear Fluorescent | 96 | T-12 | 2 | 100 | 2332512 | Other
Ceiling Fixture | Incandescent |  | Twist | 2 | 40 | 233321 | Bathroom
Ceiling Fixture | Incandescent |  | Standard A Lamp | 2 | 40 | 233322 | Bedroom
Table | Incandescent |  | Standard A Lamp | 1 | 60 | 233322 | Bedroom
Floor lamp | Compact Fluorescent |  | Twist | 1 | 13 | 233323 | Family Room
Table | Incandescent |  | Decorative | 1 | 40 | 233323 | Family Room
Ceiling Fixture | Incandescent |  | Standard A Lamp | 2 | 40 | 233324 | Hall
Ceiling Fixture | Compact Fluorescent |  | Twist | 2 | 13 | 233325 | Kitchen
Wall Mount | Incandescent |  | Globe | 4 | 40 | 233401 | Bathroom
Chandelier (Hanging) | Incandescent |  | Decorative | 5 | 40 | 233402 | Dining Room
Ceiling Fixture | Compact Fluorescent |  | Twist | 1 | 22 | 233403 | Hall
Ceiling Fixture | Incandescent |  | Standard A Lamp | 1 | 60 | 233404 | Kitchen
Ceiling Fixture | Incandescent |  | Standard A Lamp | 1 | 60 | 233405 | Laundry Room
Table | Compact Fluorescent |  | Twist | 1 | 15 | 233406 | Living Room
Floor lamp | Compact Fluorescent |  | Twist | 1 | 28 | 233406 | Living Room
Ceiling Fixture | Incandescent |  | Standard A Lamp | 1 | 60 | 233406 | Living Room
Table | Compact Fluorescent |  | Twist | 1 | 15 | 233407 | Master Bedroom
Wall Mount | Incandescent |  | Globe | 4 | 40 | 233408 | Bathroom
Table | Compact Fluorescent |  | Twist | 1 | 15 | 233409 | Office
Table | Incandescent |  | Mini base | 1 | 25 | 233409 | Office
Table | Incandescent |  | Standard A Lamp | 1 | 100 | 2334010 | Bedroom
Floor lamp | Incandescent |  | Standard A Lamp | 1 | 100 | 2334010 | Bedroom
Ceiling Fixture | Incandescent |  | Standard A Lamp | 2 | 60 | 233411 | Bedroom
Ceiling Fixture | Linear Fluorescent | 48 | T-12 | 2 | 40 | 233412 | Garage
Ceiling Fixture | Incandescent |  | Standard A Lamp | 2 | 60 | 233412 | Garage
Ceiling Fixture | Incandescent |  | Standard A Lamp | 2 | 60 | 233413 | Laundry Room
Ceiling Fixture | Incandescent |  | Standard A Lamp | 2 | 60 | 233414 | Master Bedroom
Table | Incandescent |  | Standard A Lamp | 1 | 60 | 233415 | Living Room
Table | Incandescent |  | Standard A Lamp | 1 | 60 | 233415 | Living Room
Ceiling Fixture | Incandescent |  | Standard A Lamp | 2 | 60 | 233415 | Living Room
Chandelier (Hanging) | Incandescent |  | Decorative | 1 | 60 | 233415 | Living Room
Ceiling Fixture | Incandescent |  | Standard A Lamp | 1 | 60 | 233416 | Bathroom
Wall Mount | Incandescent |  | Decorative | 6 | 40 | 233416 | Bathroom
Ceiling Fixture | Incandescent |  | Standard A Lamp | 2 | 60 | 233417 | Kitchen
Ceiling Fixture | Incandescent |  | Standard A Lamp | 1 | 60 | 233417 | Kitchen
Ceiling Fixture | Incandescent |  | Standard A Lamp | 1 | 60 | 233418 | Bathroom
Wall Mount | Incandescent |  | Globe | 4 | 40 | 233418 | Bathroom
Wall Mount | Incandescent |  | Globe | 4 | 40 | 233419 | Bathroom
Ceiling Fixture | Incandescent |  | Standard A Lamp | 2 | 60 | 2334110 | Bedroom
Ceiling Fixture | Incandescent |  | Standard A Lamp | 1 | 60 | 233621 | Bathroom
Ceiling Fixture | Incandescent |  | Standard A Lamp | 1 | 60 | 233622 | Bedroom
Ceiling Fixture | Incandescent |  | Standard A Lamp | 2 | 60 | 233623 | Closet
Ceiling Fixture | Incandescent |  | Standard A Lamp | 2 | 60 | 233624 | Dining Room
Ceiling Fixture | Incandescent |  | Standard A Lamp | 1 | 75 | 233625 | Hall
Ceiling Fixture | Incandescent |  | Standard A Lamp | 3 | 60 | 233626 | Kitchen
Ceiling Fixture | Compact Fluorescent |  | Twist | 1 | 15 | 233626 | Kitchen
Architectural | Incandescent |  | Decorative | 1 | 25 | 233626 | Kitchen
Ceiling Fixture | Incandescent |  | Standard A Lamp | 1 | 60 | 233627 | Laundry Room
Floor lamp | Incandescent |  | Standard A Lamp | 1 | 75 | 233628 | Living Room
Table | Incandescent |  | Standard A Lamp | 1 | 75 | 233629 | Bedroom
Table | Incandescent |  | Standard A Lamp | 1 | 100 | 233629 | Bedroom
Ceiling Fixture | Incandescent |  | Standard A Lamp | 2 | 60 | 2336210 | Bathroom
Ceiling Fan | Incandescent |  | Standard A Lamp | 3 | 40 | 2336211 | Bedroom
Chandelier (Hanging) | Incandescent |  | Standard A Lamp | 2 | 60 | 233971 | Bathroom
Ceiling Fixture | Incandescent |  | Standard A Lamp | 1 | 60 | 233971 | Bathroom
Wall Mount | Incandescent |  | Standard A Lamp | 2 | 60 | 233972 | Bathroom
Ceiling Fixture | Incandescent |  | Standard A Lamp | 2 | 60 | 233973 | Bedroom
Table | Incandescent |  | Standard A Lamp | 1 | 40 | 233973 | Bedroom
Wall Mount | Incandescent |  | Standard A Lamp | 1 | 40 | 233974 | Hall
Wall Mount | Incandescent |  | Standard A Lamp | 1 | 60 | 233975 | Kitchen
Chandelier (Hanging) | Incandescent |  | Decorative | 4 | 40 | 233975 | Kitchen
Ceiling Fixture | Linear Fluorescent | 24 | T-8 | 1 | 32 | 233976 | Laundry Room
Floor lamp | Incandescent |  | Standard A Lamp | 2 | 60 | 233977 | Living Room
Table | Compact Fluorescent |  | Twist | 1 | 22 | 233977 | Living Room
Wall Mount | Incandescent |  | Decorative | 1 | 60 | 233978 | Master Bedroom
Table | Compact Fluorescent |  | Twist | 1 | 15 | 233978 | Master Bedroom
Ceiling Fixture | Incandescent |  | Standard A Lamp | 1 | 40 | 234571 | Bathroom
Wall Mount | Incandescent |  | Clear | 6 | 40 | 234572 | Bathroom
Floor lamp | Linear Fluorescent | 72 | Fluorescent Unknown | 1 | 20 | 234572 | Bathroom
Wall Mount | Incandescent |  | Standard A Lamp | 2 | 40 | 234572 | Bathroom
Ceiling Fixture | Incandescent |  | Standard A Lamp | 1 | 40 | 234572 | Bathroom
Ceiling Fixture | Incandescent |  | Standard A Lamp | 2 | 40 | 234573 | Bedroom
Ceiling Fixture | Incandescent |  | Standard A Lamp | 2 | 40 | 234574 | Bedroom
Ceiling Fan | Incandescent |  | Standard A Lamp | 4 | 40 | 234575 | Family Room
Ceiling Fixture | Incandescent |  | Standard A Lamp | 2 | 40 | 234575 | Family Room
Ceiling Fixture | Incandescent |  | Standard A Lamp | 2 | 40 | 234576 | Kitchen
Ceiling Fixture | Incandescent |  | Standard A Lamp | 2 | 40 | 234577 | Laundry Room
Ceiling Fixture | Incandescent |  | Standard A Lamp | 2 | 40 | 234711 | Bathroom
Ceiling Fixture | Incandescent |  | Standard A Lamp | 2 | 40 | 234712 | Bedroom
Chandelier (Hanging) | Compact Fluorescent |  | Twist | 5 | 15 | 234713 | Dining Room
Ceiling Fixture | Incandescent |  | Standard A Lamp | 1 | 40 | 234714 | Hall
Wall Mount | Incandescent |  | Standard A Lamp | 1 | 25 | 234715 | Hall
Ceiling Fixture | Incandescent |  | Standard A Lamp | 1 | 40 | 234715 | Hall
Table | Incandescent |  | 3-Way Incandescent | 1 | 100 | 234716 | Living Room
Ceiling Fan | Incandescent |  | Clear | 3 | 40 | 234716 | Living Room
Wall Mount | Incandescent |  | Clear | 4 | 40 | 234717 | Bathroom
Ceiling Fixture | Incandescent |  | 3-Way Incandescent | 3 | 40 | 234718 | Master Bedroom
Table | Incandescent |  | Standard A Lamp | 1 | 25 | 234718 | Master Bedroom
Ceiling Fixture | Incandescent |  | Standard A Lamp | 1 | 60 | 234719 | Closet
Ceiling Fixture | Incandescent |  | Standard A Lamp | 1 | 40 | 2347110 | Other
Ceiling Fixture | Incandescent |  | Standard A Lamp | 1 | 40 | 234721 | Bedroom
Table | Incandescent |  | Standard A Lamp | 1 | 60 | 234721 | Bedroom
Table | Incandescent |  | Mini base | 1 | 25 | 234721 | Bedroom
Ceiling Fixture | Incandescent |  | Standard A Lamp | 1 | 60 | 234722 | Bedroom
Track | Incandescent |  | Standard A Lamp | 3 | 75 | 234723 | Bathroom
Ceiling Fixture | Incandescent |  | Standard A Lamp | 2 | 60 | 234723 | Bathroom
Other | Incandescent |  | Mini base | 1 | 5 | 234723 | Bathroom
Ceiling Fixture | Incandescent |  | Standard A Lamp | 2 | 60 | 234724 | Garage
Garage door opener | Incandescent |  | Standard A Lamp | 1 | 60 | 234724 | Garage
Ceiling Fixture | Incandescent |  | Standard A Lamp | 1 | 60 | 234725 | Hall
Ceiling Fixture | Linear Fluorescent | 24 | T-8 | 2 | 20 | 234726 | Kitchen
Chandelier (Hanging) | Incandescent |  | Standard A Lamp | 1 | 90 | 234726 | Kitchen
Ceiling Fixture | Incandescent |  | Standard A Lamp | 1 | 60 | 234726 | Kitchen
Other | Incandescent |  | Standard A Lamp | 1 | 60 | 234726 | Kitchen
Ceiling Fan | Incandescent |  | Standard A Lamp | 5 | 60 | 234727 | Living Room
Torchiere | Halogen |  | Quartz Tube | 1 | 75 | 234727 | Living Room
Ceiling Fixture | Incandescent |  | Standard A Lamp | 1 | 60 | 234728 | Master Bedroom
Table | Incandescent |  | Standard A Lamp | 1 | 40 | 234728 | Master Bedroom
Ceiling Fixture | Linear Fluorescent | 48 | T-12 | 2 | 32 | 234729 | Bathroom
Wall Mount | Incandescent |  | Standard A Lamp | 1 | 40 | 2347210 | Closet
Ceiling Fixture | Linear Fluorescent | 48 | T-12 | 2 | 40 | 2347211 | Other
Ceiling Fixture | Incandescent |  | Standard A Lamp | 2 | 60 | 234811 | Bedroom
Torchiere | Incandescent |  | Standard A Lamp | 1 | 60 | 234811 | Bedroom
Table | Compact Fluorescent |  | Twist | 1 | 15 | 234811 | Bedroom
Wall Mount | Incandescent |  | Clear | 4 | 40 | 234812 | Bathroom
Ceiling Fixture | Incandescent |  | Standard A Lamp | 1 | 60 | 234813 | Closet
Ceiling Fixture | Incandescent |  | Standard A Lamp | 4 | 60 | 234814 | Dining Room
Ceiling Fixture | Linear Fluorescent | 42 | T-12 | 2 | 20 | 234815 | Garage
Torchiere | Incandescent |  | Standard A Lamp | 1 | 150 | 234815 | Garage
Torchiere | Compact Fluorescent |  | Twist | 1 | 15 | 234815 | Garage
Ceiling Fixture | Incandescent |  | Standard A Lamp | 1 | 60 | 234816 | Hall
Ceiling Fixture | Incandescent |  | Standard A Lamp | 1 | 60 | 234817 | Kitchen
Ceiling Fixture | Linear Fluorescent | 42 | T-12 | 2 | 32 | 234817 | Kitchen
Recessed Can | Incandescent |  | Reflector | 1 | 40 | 234817 | Kitchen
Ceiling Fixture | Incandescent |  | Standard A Lamp | 1 | 60 | 234818 | Laundry Room
Wall Mount | Linear Fluorescent | 18 | T-8 | 3 | 16 | 234818 | Laundry Room
Table | Incandescent |  | Standard A Lamp | 1 | 150 | 234819 | Living Room
Table | Compact Fluorescent |  | Twist | 1 | 15 | 234819 | Living Room
Ceiling Fixture | Incandescent |  | Standard A Lamp | 1 | 60 | 234819 | Living Room
Torchiere | Incandescent |  | Decorative | 1 | 40 | 234819 | Living Room
Table | Incandescent |  | Standard A Lamp | 2 | 60 | 234819 | Living Room
Table | Incandescent |  | Standard A Lamp | 1 | 60 | 2348110 | Master Bedroom
Torchiere | Incandescent |  | Standard A Lamp | 1 | 100 | 2348110 | Master Bedroom
Wall Mount | Incandescent |  | Clear | 8 | 40 | 2348111 | Bathroom
Ceiling Fixture | Incandescent |  | Standard A Lamp | 1 | 60 | 2348111 | Bathroom
Ceiling Fixture | Incandescent |  | Standard A Lamp | 1 | 60 | 2348112 | Closet
Table | Incandescent |  | Standard A Lamp | 1 | 100 | 2348113 | Office
Table | Incandescent |  | Decorative | 2 | 60 | 2348113 | Office
Torchiere | Compact Fluorescent |  | Twist | 1 | 15 | 2348113 | Office
Ceiling Fixture | Incandescent |  | Standard A Lamp | 2 | 60 | 2348113 | Office
Wall Mount | Incandescent |  | Globe | 3 | 40 | 234901 | Bathroom
Wall Mount | Incandescent |  | Mini base | 4 | 25 | 234901 | Bathroom
Ceiling Fixture | Compact Fluorescent |  | Twist | 1 | 15 | 234901 | Bathroom
Wall Mount | Incandescent |  | Standard A Lamp | 1 | 60 | 234902 | Master Bedroom
Table | Incandescent |  | Decorative | 1 | 25 | 234902 | Master Bedroom
Wall Mount | Incandescent |  | Standard A Lamp | 3 | 60 | 234903 | Master Bedroom
Wall Mount | Incandescent |  | Standard A Lamp | 3 | 60 | 234904 | Bedroom
Wall Mount | Compact Fluorescent |  | Twist | 2 | 15 | 234905 | Hall
Ceiling Fixture | Incandescent |  | Standard A Lamp | 3 | 60 | 234906 | Kitchen
Architectural | Linear Fluorescent | 12 | T-4 | 1 | 16 | 234906 | Kitchen
Table | Incandescent |  | 3-Way Incandescent | 1 | 100 | 234907 | Living Room
Table | Incandescent |  | Standard A Lamp | 1 | 60 | 234907 | Living Room
Ceiling Fan | Incandescent |  | Standard A Lamp | 3 | 60 | 234907 | Living Room
Wall Mount | Incandescent |  | Globe | 3 | 40 | 234908 | Bathroom
Table | Incandescent |  | Standard A Lamp | 1 | 40 | 234909 | Office
Table | Halogen |  | PAR | 1 | 50 | 234909 | Office
Ceiling Fixture | Incandescent |  | Standard A Lamp | 2 | 60 | 234971 | Bathroom
Wall Mount | Incandescent |  | Standard A Lamp | 3 | 60 | 234972 | Bathroom
Wall Mount | Incandescent |  | Standard A Lamp | 1 | 40 | 234973 | Bedroom
Ceiling Fixture | Incandescent |  | Standard A Lamp | 1 | 60 | 234974 | Hall
Ceiling Fixture | Incandescent |  | Standard A Lamp | 1 | 60 | 234975 | Kitchen
Floor lamp | Incandescent |  | Standard A Lamp | 2 | 40 | 234976 | Living Room
Table | Incandescent |  | Standard A Lamp | 1 | 60 | 234976 | Living Room
Wall Mount | Incandescent |  | Standard A Lamp | 1 | 40 | 234976 | Living Room
Wall Mount | Incandescent |  | Standard A Lamp | 1 | 60 | 234977 | Office
Table | Incandescent |  | Standard A Lamp | 1 | 60 | 234977 | Office
Wall Mount | Incandescent |  | Standard A Lamp | 4 | 40 | 235251 | Bathroom
Wall Mount | Incandescent |  | Standard A Lamp | 1 | 60 | 235252 | Bedroom
Table | Incandescent |  | Decorative | 1 | 25 | 235252 | Bedroom
Ceiling Fixture | Compact Fluorescent |  | Twist | 2 | 15 | 235254 | Kitchen
Ceiling Fixture | Incandescent |  | Standard A Lamp | 2 | 60 | 235254 | Kitchen
Wall Mount | Incandescent |  | Standard A Lamp | 1 | 25 | 235254 | Kitchen
Wall Mount | Compact Fluorescent |  | Twist | 1 | 15 | 235255 | Laundry Room
Table | Incandescent |  | Standard A Lamp | 1 | 60 | 235255 | Laundry Room
Table | Incandescent |  | 3-Way Incandescent | 1 | 75 | 235256 | Living Room
Table | Incandescent |  | Standard A Lamp | 1 | 100 | 235256 | Living Room
Floor lamp | Incandescent |  | Standard A Lamp | 3 | 60 | 235256 | Living Room
Wall Mount | Incandescent |  | Standard A Lamp | 1 | 60 | 235256 | Living Room
Table | Incandescent |  | Clear | 1 | 40 | 235256 | Living Room
Wall Mount | Incandescent |  | Globe | 3 | 60 | 235601 | Bathroom
Ceiling Fan | Compact Fluorescent |  | Twist | 3 | 15 | 235602 | Bedroom
Chandelier (Hanging) | Compact Fluorescent |  | Twist | 6 | 15 | 235603 | Dining Room
Ceiling Fixture | Incandescent |  | Decorative | 1 | 60 | 235604 | Hall
Ceiling Fixture | Compact Fluorescent |  | Twist | 1 | 15 | 235605 | Kitchen
Torchiere | Compact Fluorescent |  | Twist | 1 | 15 | 235606 | Living Room
Wall Mount | Compact Fluorescent |  | Globe | 6 | 28 | 235607 | Bathroom
Ceiling Fan | Compact Fluorescent |  | Twist | 3 | 15 | 235608 | Master Bedroom
Ceiling Fan | Compact Fluorescent |  | Twist | 3 | 15 | 235609 | Bedroom
Ceiling Fixture | Incandescent |  | Standard A Lamp | 1 | 60 | 236131 | Bathroom
Ceiling Fixture | Compact Fluorescent |  | Twist | 2 | 22 | 236132 | Bedroom
Chandelier (Hanging) | Incandescent |  | Globe | 5 | 40 | 236133 | Dining Room
Ceiling Fixture | Incandescent |  | Standard A Lamp | 1 | 40 | 236134 | Hall
Ceiling Fixture | Compact Fluorescent |  | Twist | 3 | 22 | 236135 | Kitchen
Ceiling Fixture | Incandescent |  | Standard A Lamp | 1 | 60 | 236135 | Kitchen
Ceiling Fixture | Incandescent |  | Standard A Lamp | 1 | 40 | 236136 | Laundry Room
Wall Mount | Incandescent |  | Globe | 6 | 60 | 236137 | Bathroom
Ceiling Fixture | Incandescent |  | Standard A Lamp | 2 | 40 | 236138 | Bedroom
Table | Incandescent |  | Decorative | 3 | 60 | 236138 | Bedroom
Table | Incandescent |  | Decorative | 3 | 60 | 236139 | Living Room
Table | Incandescent |  | Standard A Lamp | 1 | 150 | 236139 | Living Room
Ceiling Fixture | Incandescent |  | Standard A Lamp | 2 | 40 | 236139 | Living Room
Ceiling Fixture | Incandescent |  | Standard A Lamp | 2 | 100 | 2361310 | Bedroom
Ceiling Fan | Incandescent |  | Globe | 4 | 40 | 236141 | Living Room
Ceiling Fixture | Incandescent |  | Standard A Lamp | 2 | 60 | 236141 | Living Room
Table | Incandescent |  | Decorative | 1 | 40 | 236141 | Living Room
Table | Incandescent |  | Clear | 1 | 100 | 236141 | Living Room
Ceiling Fixture | Incandescent |  | Standard A Lamp | 2 | 60 | 236142 | Master Bedroom
Table | Incandescent |  | Standard A Lamp | 1 | 25 | 236142 | Master Bedroom
Ceiling Fixture | Linear Fluorescent | 48 | T-12 | 2 | 40 | 236143 | Other
Wall Mount | Incandescent |  | Clear | 1 | 60 | 236144 | Bedroom
Wall Mount | Incandescent |  | Clear | 2 | 60 | 236145 | Bathroom
Table | Incandescent |  | Standard A Lamp | 1 | 25 | 236146 | Office
Wall Mount | Incandescent |  | Clear | 1 | 60 | 236146 | Office
Chandelier (Hanging) | Incandescent |  | Clear | 2 | 60 | 236147 | Kitchen
Floor lamp | Incandescent |  | Mini base | 1 | 25 | 236147 | Kitchen
Recessed Can | Incandescent |  | Clear | 1 | 60 | 236147 | Kitchen
Architectural | Linear Fluorescent | 24 | T-8 | 1 | 16 | 236147 | Kitchen
Ceiling Fixture | Incandescent |  | Standard A Lamp | 2 | 100 | 236411 | Bedroom
Table | Incandescent |  | Standard A Lamp | 1 | 100 | 236411 | Bedroom
Ceiling Fixture | Incandescent |  | Standard A Lamp | 2 | 100 | 236412 | Bedroom
Ceiling Fixture | Incandescent |  | Standard A Lamp | 2 | 100 | 236413 | Bathroom
Table | Incandescent |  | Standard A Lamp | 1 | 100 | 236414 | Family Room
Ceiling Fixture | Incandescent |  | Standard A Lamp | 2 | 100 | 236415 | Other
Ceiling Fixture | Incandescent |  | Standard A Lamp | 2 | 100 | 236416 | Laundry Room
Ceiling Fixture | Incandescent |  | Standard A Lamp | 2 | 100 | 236417 | Kitchen
Chandelier (Hanging) | Incandescent |  | Standard A Lamp | 1 | 100 | 236417 | Kitchen
Ceiling Fixture | Incandescent |  | Standard A Lamp | 2 | 100 | 236418 | Master Bedroom
Table | Incandescent |  | Standard A Lamp | 1 | 100 | 236418 | Master Bedroom
Ceiling Fixture | Incandescent |  | Standard A Lamp | 2 | 100 | 236419 | Bathroom
Table | Incandescent |  | Standard A Lamp | 1 | 100 | 2364110 | Living Room
Ceiling Fan | Incandescent |  | Standard A Lamp | 2 | 100 | 2364110 | Living Room
Ceiling Fixture | Incandescent |  | Standard A Lamp | 1 | 100 | 2364110 | Living Room
Chandelier (Hanging) | Incandescent |  | Decorative | 5 | 60 | 2364111 | Dining Room
Ceiling Fixture | Incandescent |  | Standard A Lamp | 2 | 100 | 2364112 | Bathroom
Table | Incandescent |  | Standard A Lamp | 1 | 100 | 2364112 | Bathroom
Wall Mount | Incandescent |  | Standard A Lamp | 2 | 15 | 236501 | Bathroom
Ceiling Fixture | Incandescent |  | Standard A Lamp | 1 | 75 | 236502 | Bathroom
Ceiling Fixture | Incandescent |  | Standard A Lamp | 1 | 75 | 236503 | Bedroom
Ceiling Fixture | Incandescent |  | Standard A Lamp | 2 | 60 | 236504 | Bedroom
Ceiling Fixture | Incandescent |  | Standard A Lamp | 1 | 100 | 236506 | Hall
Ceiling Fixture | Incandescent |  | Standard A Lamp | 1 | 60 | 236507 | Hall
Ceiling Fixture | Incandescent |  | Standard A Lamp | 3 | 60 | 236508 | Kitchen
Ceiling Fan | Incandescent |  | Standard A Lamp | 2 | 60 | 236508 | Kitchen
Ceiling Fixture | Incandescent |  | Standard A Lamp | 1 | 60 | 236509 | Laundry Room
Ceiling Fixture | Incandescent |  | Standard A Lamp | 1 | 60 | 2365010 | Living Room
Ceiling Fixture | Incandescent |  | Standard A Lamp | 1 | 60 | 2365011 | Office
Wall Mount | Incandescent |  | Clear | 3 | 40 | 236581 | Bathroom
Wall Mount | Incandescent |  | Standard A Lamp | 1 | 60 | 236582 | Bedroom
Wall Mount | Compact Fluorescent |  | Twist | 3 | 15 | 236582 | Bedroom
Ceiling Fixture | Incandescent |  | Standard A Lamp | 1 | 60 | 236583 | Bedroom
Floor lamp | Incandescent |  | Clear | 5 | 40 | 236584 | Family Room
Chandelier (Hanging) | Incandescent |  | Decorative | 5 | 40 | 236584 | Family Room
Ceiling Fixture | Compact Fluorescent |  | Twist | 5 | 22 | 236584 | Family Room
Ceiling Fixture | Incandescent |  | Standard A Lamp | 1 | 60 | 236585 | Other
Ceiling Fixture | Incandescent |  | Standard A Lamp | 1 | 60 | 236586 | Laundry Room
Ceiling Fixture | Incandescent |  | Standard A Lamp | 1 | 60 | 236587 | Bedroom
Floor lamp | Incandescent |  | Standard A Lamp | 1 | 60 | 236587 | Bedroom
Ceiling Fixture | Incandescent |  | Standard A Lamp | 1 | 60 | 236731 | Bedroom
Floor lamp | Incandescent |  | Standard A Lamp | 2 | 100 | 236732 | Living Room
Floor lamp | Incandescent |  | Standard A Lamp | 2 | 75 | 236732 | Living Room
Ceiling Fixture | Incandescent |  | Standard A Lamp | 1 | 75 | 236733 | Kitchen
Ceiling Fan | Compact Fluorescent |  | Twist | 3 | 15 | 236733 | Kitchen
Ceiling Fixture | Incandescent |  | Standard A Lamp | 1 | 60 | 236734 | Hall
Wall Mount | Incandescent |  | Standard A Lamp | 3 | 60 | 236735 | Bathroom
Ceiling Fixture | Incandescent |  | Standard A Lamp | 1 | 75 | 236736 | Bedroom
Table | Compact Fluorescent |  | Straight Tube | 1 | 28 | 236736 | Bedroom
Ceiling Fixture | Compact Fluorescent |  | Twist | 1 | 15 | 237261 | Bathroom
Wall Mount | Compact Fluorescent |  | Twist | 2 | 15 | 237261 | Bathroom
Wall Mount | Compact Fluorescent |  | Twist | 2 | 15 | 237262 | Bathroom
Ceiling Fixture | Compact Fluorescent |  | Twist | 2 | 15 | 237263 | Bedroom
Floor lamp | Compact Fluorescent |  | 3-Way CFL | 1 | 22 | 237263 | Bedroom
Ceiling Fixture | Compact Fluorescent |  | Twist | 1 | 15 | 237264 | Closet
Chandelier (Hanging) | Compact Fluorescent |  | Twist | 3 | 15 | 237265 | Dining Room
Ceiling Fixture | Compact Fluorescent |  | Twist | 1 | 15 | 237266 | Hall
Ceiling Fixture | Compact Fluorescent |  | Twist | 2 | 15 | 237267 | Kitchen
Floor lamp | Incandescent |  | Standard A Lamp | 1 | 100 | 237268 | Living Room
Ceiling Fixture | Compact Fluorescent |  | Twist | 2 | 15 | 237269 | Office
Floor lamp | Incandescent |  | Standard A Lamp | 1 | 60 | 2372610 | Other
Ceiling Fixture | Incandescent |  | Standard A Lamp | 2 | 60 | 2372611 | Bedroom
Ceiling Fixture | Incandescent |  | Standard A Lamp | 2 | 60 | 2372612 | Other
Ceiling Fixture | Compact Fluorescent |  | Twist | 1 | 15 | 2372613 | Laundry Room
Chandelier (Hanging) | Compact Fluorescent |  | Straight Tube | 1 | 28 | 237571 | Bedroom
Table | Incandescent |  | Standard A Lamp | 1 | 60 | 237571 | Bedroom
Table | Incandescent |  | Standard A Lamp | 1 | 60 | 237572 | Bedroom
Ceiling Fixture | Incandescent |  | Standard A Lamp | 1 | 60 | 237573 | Bathroom
Low bay | Linear Fluorescent | 42 | T-12 | 2 | 32 | 237573 | Bathroom
Ceiling Fixture | Incandescent |  | Standard A Lamp | 1 | 60 | 237574 | Closet
Ceiling Fixture | Incandescent |  | Standard A Lamp | 3 | 60 | 237575 | Dining Room
Ceiling Fixture | Incandescent |  | Standard A Lamp | 1 | 60 | 237576 | Family Room
Torchiere | Incandescent |  | Standard A Lamp | 2 | 60 | 237576 | Family Room
Torchiere | Compact Fluorescent |  | Twist | 1 | 15 | 237576 | Family Room
Ceiling Fixture | Incandescent |  | Standard A Lamp | 1 | 60 | 237577 | Hall
Ceiling Fixture | Linear Fluorescent | 42 | T-12 | 2 | 32 | 237578 | Kitchen
Other | Incandescent |  | Clear | 1 | 25 | 237578 | Kitchen
Ceiling Fixture | Incandescent |  | Standard A Lamp | 1 | 60 | 237579 | Laundry Room
Table | Incandescent |  | Standard A Lamp | 1 | 100 | 2375710 | Living Room
Torchiere | Incandescent |  | Standard A Lamp | 1 | 60 | 2375710 | Living Room
Chandelier (Hanging) | Incandescent |  | Standard A Lamp | 1 | 100 | 2375710 | Living Room
Ceiling Fixture | Compact Fluorescent |  | Twist | 1 | 15 | 2375711 | Bathroom
Table | Incandescent |  | Standard A Lamp | 1 | 60 | 2375712 | Bedroom
Chandelier (Hanging) | Incandescent |  | Standard A Lamp | 1 | 60 | 2375712 | Bedroom
Wall Mount | Incandescent |  | Standard A Lamp | 2 | 60 | 237671 | Bathroom
Ceiling Fixture | Incandescent |  | Standard A Lamp | 1 | 100 | 237671 | Bathroom
Wall Mount | Incandescent |  | Standard A Lamp | 1 | 75 | 237672 | Bathroom
Ceiling Fixture | Incandescent |  | Standard A Lamp | 2 | 60 | 237673 | Bedroom
Floor lamp | Incandescent |  | Standard A Lamp | 1 | 75 | 237674 | Living Room
Chandelier (Hanging) | Compact Fluorescent |  | Twist | 5 | 22 | 237675 | Kitchen
Ceiling Fixture | Incandescent |  | Standard A Lamp | 2 | 60 | 237675 | Kitchen
Table | Incandescent |  | Standard A Lamp | 1 | 75 | 237675 | Kitchen
Ceiling Fixture | Incandescent |  | Standard A Lamp | 1 | 60 | 237676 | Laundry Room
Ceiling Fan | Incandescent |  | Decorative | 3 | 60 | 237677 | Master Bedroom
Ceiling Fixture | Incandescent |  | Standard A Lamp | 1 | 60 | 237731 | Bathroom
Ceiling Fixture | Incandescent |  | Standard A Lamp | 1 | 60 | 237732 | Bedroom
Ceiling Fixture | Incandescent |  | Standard A Lamp | 1 | 75 | 237733 | Bedroom
Chandelier (Hanging) | Incandescent |  | Decorative | 5 | 60 | 237734 | Dining Room
Ceiling Fixture | Incandescent |  | Standard A Lamp | 1 | 75 | 237735 | Hall
Ceiling Fixture | Linear Fluorescent | 48 | T-12 | 2 | 32 | 237736 | Kitchen
Ceiling Fixture | Incandescent |  | Standard A Lamp | 2 | 60 | 237736 | Kitchen
Table | Incandescent |  | 3-Way Incandescent | 1 | 75 | 237737 | Living Room
Floor lamp | Compact Fluorescent |  | Pin base | 1 | 27 | 237737 | Living Room
Ceiling Fixture | Incandescent |  | Standard A Lamp | 1 | 75 | 237738 | Bathroom
Wall Mount | Incandescent |  | Standard A Lamp | 3 | 40 | 237738 | Bathroom
Ceiling Fixture | Incandescent |  | Standard A Lamp | 1 | 60 | 237739 | Master Bedroom
Table | Incandescent |  | Decorative | 3 | 25 | 237739 | Master Bedroom
Table | Incandescent |  | Standard A Lamp | 1 | 60 | 237739 | Master Bedroom
Wall Mount | Incandescent |  | Standard A Lamp | 1 | 40 | 237739 | Master Bedroom
Ceiling Fixture | Incandescent |  | Standard A Lamp | 1 | 60 | 2377310 | Other
Table | Incandescent |  | Standard A Lamp | 1 | 40 | 237791 | Master Bedroom
Table | Incandescent |  | Standard A Lamp | 1 | 60 | 237791 | Master Bedroom
Table | Incandescent |  | 3-Way Incandescent | 1 | 100 | 237791 | Master Bedroom
Ceiling Fixture | Incandescent |  | Standard A Lamp | 1 | 60 | 237791 | Master Bedroom
Ceiling Fixture | Incandescent |  | Standard A Lamp | 1 | 65 | 237792 | Laundry Room
Ceiling Fixture | Compact Fluorescent |  | A shape bulb | 2 | 22 | 237793 | Office
Wall Mount | Incandescent |  | Globe | 6 | 60 | 237794 | Bathroom
Ceiling Fixture | Incandescent |  | Standard A Lamp | 2 | 60 | 237795 | Hall
Ceiling Fan | Incandescent |  | Decorative | 4 | 40 | 237796 | Living Room
Table | Compact Fluorescent |  | Twist | 1 | 18 | 237796 | Living Room
Chandelier (Hanging) | Incandescent |  | Decorative | 4 | 40 | 237797 | Dining Room
Ceiling Fixture | Incandescent |  | Standard A Lamp | 2 | 65 | 237798 | Kitchen
Ceiling Fixture | Compact Fluorescent |  | Twist | 2 | 18 | 237798 | Kitchen
Wall Mount | Incandescent |  | Globe | 4 | 60 | 237799 | Bathroom
Ceiling Fixture | Incandescent |  | Standard A Lamp | 1 | 60 | 2377910 | Bedroom
Table | Compact Fluorescent |  | Twist | 1 | 22 | 2377910 | Bedroom
Table | Incandescent |  | Standard A Lamp | 1 | 75 | 2377910 | Bedroom
Ceiling Fixture | Incandescent |  | Standard A Lamp | 1 | 60 | 2377911 | Garage
Wall Mount | Compact Fluorescent |  | Twist | 1 | 15 | 2377911 | Garage
Ceiling Fixture | Compact Fluorescent |  | Twist | 1 | 15 | 237861 | Kitchen
Track | Compact Fluorescent |  | Twist | 1 | 15 | 237862 | Living Room
Floor lamp | Compact Fluorescent |  | Twist | 1 | 22 | 237862 | Living Room
Ceiling Fixture | Incandescent |  | Standard A Lamp | 1 | 60 | 237863 | Hall
Ceiling Fixture | Compact Fluorescent |  | Twist | 2 | 22 | 237864 | Bedroom
Ceiling Fixture | Linear Fluorescent | 48 | T-12 | 2 | 40 | 237865 | Bathroom
Ceiling Fixture | Compact Fluorescent |  | Twist | 2 | 15 | 237866 | Master Bedroom
Table | Compact Fluorescent |  | Twist | 1 | 15 | 237866 | Master Bedroom
Ceiling Fixture | Compact Fluorescent |  | Twist | 1 | 15 | 238031 | Bathroom
Table | Incandescent |  | Standard A Lamp | 1 | 60 | 238033 | Bedroom
Ceiling Fixture | Compact Fluorescent |  | Twist | 1 | 15 | 238034 | Kitchen
Ceiling Fan | Compact Fluorescent |  | Twist | 1 | 22 | 238034 | Kitchen
Ceiling Fixture | Incandescent |  | Standard A Lamp | 1 | 60 | 238035 | Laundry Room
Table | Incandescent |  | Standard A Lamp | 1 | 60 | 238036 | Living Room
Floor lamp | Incandescent |  | Standard A Lamp | 1 | 40 | 238036 | Living Room
Ceiling Fixture | Compact Fluorescent |  | Twist | 2 | 15 | 238037 | Bathroom
Table | Compact Fluorescent |  | Twist | 1 | 22 | 238038 | Bedroom
Ceiling Fixture | Incandescent |  | Standard A Lamp | 1 | 40 | 238051 | Bathroom
Wall Mount | Incandescent |  | Globe | 8 | 60 | 238051 | Bathroom
Chandelier (Hanging) | Compact Fluorescent |  | Twist | 1 | 28 | 238052 | Bedroom
Ceiling Fan | Incandescent |  | Decorative | 4 | 40 | 238053 | Dining Room
Ceiling Fixture | Compact Fluorescent |  | Twist | 2 | 15 | 238054 | Hall
Ceiling Fixture | Linear Fluorescent | 36 | T-12 | 2 | 40 | 238055 | Kitchen
Ceiling Fixture | Linear Fluorescent | 24 | T-12 | 2 | 40 | 238055 | Kitchen
Ceiling Fixture | Incandescent |  | Decorative | 1 | 40 | 238056 | Living Room
Floor lamp | Incandescent |  | Standard A Lamp | 1 | 150 | 238056 | Living Room
Wall Mount | Incandescent |  | Globe | 5 | 60 | 238057 | Bathroom
Ceiling Fixture | Incandescent |  | Standard A Lamp | 1 | 40 | 238057 | Bathroom
Ceiling Fixture | Compact Fluorescent |  | Twist | 2 | 15 | 238058 | Master Bedroom
Floor lamp | Compact Fluorescent |  | Twist | 1 | 15 | 238058 | Master Bedroom
Floor lamp | Compact Fluorescent |  | Pin base | 1 | 28 | 238059 | Office
Ceiling Fixture | Compact Fluorescent |  | Twist | 2 | 15 | 2380510 | Laundry Room
Wall Mount | Incandescent |  | Globe | 4 | 40 | 238631 | Bathroom
Ceiling Fixture | Incandescent |  | Standard A Lamp | 2 | 100 | 238632 | Bedroom
Chandelier (Hanging) | Incandescent |  | Globe | 9 | 60 | 238633 | Dining Room
Ceiling Fixture | Incandescent |  | Reflector | 2 | 50 | 238634 | Family Room
Ceiling Fan | Incandescent |  | Standard A Lamp | 5 | 60 | 238634 | Family Room
Floor lamp | Incandescent |  | Standard A Lamp | 3 | 60 | 238634 | Family Room
Torchiere | Halogen |  | Quartz Tube | 1 | 150 | 238634 | Family Room
Ceiling Fixture | Incandescent |  | Standard A Lamp | 2 | 60 | 238635 | Bedroom
Chandelier (Hanging) | Incandescent |  | Standard A Lamp | 1 | 100 | 238635 | Bedroom
Ceiling Fixture | Incandescent |  | Standard A Lamp | 1 | 60 | 238636 | Hall
Ceiling Fixture | Linear Fluorescent | 48 | T-12 | 2 | 32 | 238637 | Kitchen
Wall Mount | Incandescent |  | Standard A Lamp | 1 | 60 | 238637 | Kitchen
Recessed Can | Incandescent |  | Reflector | 1 | 50 | 238637 | Kitchen
Ceiling Fixture | Linear Fluorescent | 48 | T-12 | 2 | 32 | 238638 | Laundry Room
Floor lamp | Incandescent |  | 3-Way Incandescent | 1 | 150 | 238639 | Living Room
Ceiling Fixture | Incandescent |  | Standard A Lamp | 1 | 60 | 238639 | Living Room
Wall Mount | Incandescent |  | Globe | 3 | 40 | 2386310 | Bathroom
Chandelier (Hanging) | Incandescent |  | Standard A Lamp | 1 | 100 | 2386311 | Master Bedroom
Floor lamp | Incandescent |  | 3-Way Incandescent | 1 | 150 | 2386311 | Master Bedroom
Track | Incandescent |  | Reflector | 2 | 50 | 2386311 | Master Bedroom
Wall Mount | Incandescent |  | Standard A Lamp | 2 | 60 | 239001 | Bathroom
Ceiling Fixture | Incandescent |  | Standard A Lamp | 2 | 60 | 239002 | Bedroom
Table | Incandescent |  | Standard A Lamp | 1 | 100 | 239002 | Bedroom
Table | Incandescent |  | Mini base | 1 | 25 | 239002 | Bedroom
Wall Mount | Incandescent |  | Clear | 4 | 40 | 239003 | Bathroom
Chandelier (Hanging) | Incandescent |  | Decorative | 4 | 40 | 239004 | Family Room
Ceiling Fan | Compact Fluorescent |  | Twist | 4 | 15 | 239004 | Family Room
Table | Incandescent |  | Standard A Lamp | 1 | 100 | 239004 | Family Room
Ceiling Fixture | Incandescent |  | Standard A Lamp | 2 | 60 | 239005 | Kitchen
Other | Incandescent |  | Clear | 1 | 25 | 239005 | Kitchen
Ceiling Fixture | Incandescent |  | Standard A Lamp | 2 | 60 | 239006 | Laundry Room
Torchiere | Compact Fluorescent |  | Twist | 1 | 15 | 239007 | Living Room
Floor lamp | Compact Fluorescent |  | A shape bulb | 2 | 15 | 239007 | Living Room
Ceiling Fixture | Incandescent |  | Standard A Lamp | 2 | 60 | 239007 | Living Room
Ceiling Fixture | Incandescent |  | Standard A Lamp | 2 | 60 | 239008 | Master Bedroom
Table | Incandescent |  | Standard A Lamp | 1 | 60 | 239008 | Master Bedroom
Ceiling Fixture | Incandescent |  | Standard A Lamp | 1 | 60 | 239541 | Bathroom
Exterior | Incandescent |  | Mini base | 1 | 5 | 239541 | Bathroom
Ceiling Fixture | Incandescent |  | Standard A Lamp | 2 | 60 | 239542 | Bedroom
Table | Incandescent |  | Standard A Lamp | 1 | 60 | 239542 | Bedroom
Chandelier (Hanging) | Incandescent |  | Standard A Lamp | 1 | 60 | 239543 | Kitchen
Ceiling Fixture | Incandescent |  | Standard A Lamp | 1 | 60 | 239543 | Kitchen
Ceiling Fixture | Incandescent |  | Standard A Lamp | 1 | 60 | 239544 | Laundry Room
Ceiling Fan | Incandescent |  | Standard A Lamp | 5 | 60 | 239545 | Living Room
Table | Incandescent |  | Standard A Lamp | 1 | 150 | 239545 | Living Room
Ceiling Fixture | Incandescent |  | Standard A Lamp | 1 | 60 | 239546 | Bathroom
Ceiling Fixture | Incandescent |  | Standard A Lamp | 1 | 60 | 239547 | Master Bedroom
Table | Incandescent |  | Standard A Lamp | 1 | 150 | 239547 | Master Bedroom
Table | Incandescent |  | Standard A Lamp | 1 | 60 | 239547 | Master Bedroom
Chandelier (Hanging) | Incandescent |  | Standard A Lamp | 5 | 60 | 239548 | Bedroom
Ceiling Fixture | Incandescent |  | Standard A Lamp | 2 | 60 | 239581 | Bathroom
Wall Mount | Incandescent |  | Standard A Lamp | 2 | 60 | 239581 | Bathroom
Ceiling Fixture | Compact Fluorescent |  | Twist | 2 | 22 | 239582 | Bedroom
Ceiling Fixture | Incandescent |  | Standard A Lamp | 2 | 90 | 239583 | Bedroom
Ceiling Fixture | Linear Fluorescent | 36 | T-12 | 3 | 100 | 239584 | Closet
Ceiling Fixture | Compact Fluorescent |  | Twist | 1 | 22 | 239585 | Hall
Ceiling Fixture | Linear Fluorescent | 48 | T-8 | 1 | 40 | 239586 | Kitchen
Ceiling Fixture | Compact Fluorescent |  | Twist | 1 | 22 | 239586 | Kitchen
Ceiling Fixture | Incandescent |  | Standard A Lamp | 1 | 60 | 239587 | Master Bedroom
Wall Mount | Compact Fluorescent |  | Twist | 3 | 7 | 239681 | Bathroom
Ceiling Fixture | Compact Fluorescent |  | Twist | 1 | 15 | 239682 | Bathroom
Wall Mount | Compact Fluorescent |  | Twist | 2 | 7 | 239682 | Bathroom
Ceiling Fixture | Incandescent |  | Standard A Lamp | 1 | 60 | 239683 | Bedroom
Table | Compact Fluorescent |  | Twist | 1 | 22 | 239683 | Bedroom
Ceiling Fixture | Incandescent |  | Standard A Lamp | 1 | 60 | 239684 | Bedroom
Ceiling Fixture | Compact Fluorescent |  | Twist | 1 | 7 | 239685 | Hall
Ceiling Fixture | Compact Fluorescent |  | Twist | 1 | 22 | 239686 | Hall
Ceiling Fan | Incandescent |  | Globe | 1 | 60 | 239687 | Living Room
Ceiling Fixture | Incandescent |  | Standard A Lamp | 1 | 60 | 239687 | Living Room
Table | Compact Fluorescent |  | Twist | 1 | 22 | 239687 | Living Room
Ceiling Fan | Compact Fluorescent |  | Twist | 1 | 15 | 239688 | Master Bedroom
Table | Compact Fluorescent |  | Twist | 1 | 15 | 239688 | Master Bedroom
Ceiling Fixture | Compact Fluorescent |  | Twist | 1 | 13 | 239771 | Bathroom
Wall Mount | Incandescent |  | Globe | 4 | 60 | 239771 | Bathroom
Wall Mount | Incandescent |  | Globe | 4 | 60 | 239772 | Bathroom
Table | Incandescent |  | 3-Way Incandescent | 1 | 100 | 239773 | Bedroom
Ceiling Fixture | Incandescent |  | Standard A Lamp | 2 | 60 | 239774 | Bedroom
Table | Compact Fluorescent |  | Twist | 1 | 11 | 239774 | Bedroom
Ceiling Fixture | Incandescent |  | Standard A Lamp | 1 | 60 | 239775 | Closet
Chandelier (Hanging) | Incandescent |  | Standard A Lamp | 5 | 60 | 239776 | Dining Room
Ceiling Fixture | Linear Fluorescent | 48 | T-12 | 2 | 40 | 239776 | Dining Room
Table | Incandescent |  | 3-Way Incandescent | 1 | 100 | 239777 | Family Room
Ceiling Fixture | Linear Fluorescent | 96 | T-12 | 2 | 60 | 239778 | Garage
Garage door opener | Incandescent |  | Standard A Lamp | 2 | 60 | 239778 | Garage
Ceiling Fixture | Incandescent |  | Standard A Lamp | 1 | 60 | 239779 | Hall
Ceiling Fixture | Linear Fluorescent | 48 | T-12 | 2 | 40 | 2397710 | Kitchen
Ceiling Fixture | Compact Fluorescent |  | Twist | 1 | 13 | 2397710 | Kitchen
Other | Compact Fluorescent |  | Twist | 1 | 13 | 2397710 | Kitchen
Ceiling Fixture | Incandescent |  | Standard A Lamp | 1 | 60 | 2397710 | Kitchen
Ceiling Fixture | Compact Fluorescent |  | Twist | 1 | 13 | 2397711 | Laundry Room
Table | Incandescent |  | 3-Way Incandescent | 1 | 100 | 2397712 | Living Room
Table | Incandescent |  | Standard A Lamp | 1 | 60 | 2397712 | Living Room
Table | Incandescent |  | 3-Way Incandescent | 1 | 100 | 2397713 | Master Bedroom
Table | Incandescent |  | Standard A Lamp | 1 | 15 | 2397713 | Master Bedroom
Ceiling Fixture | Incandescent |  | Standard A Lamp | 2 | 60 | 239931 | Bedroom
Table | Incandescent |  | Standard A Lamp | 1 | 60 | 239931 | Bedroom
Ceiling Fixture | Incandescent |  | Standard A Lamp | 1 | 60 | 239932 | Bathroom
Ceiling Fixture | Incandescent |  | Standard A Lamp | 2 | 60 | 239932 | Bathroom
Ceiling Fixture | Incandescent |  | Standard A Lamp | 2 | 60 | 239933 | Bathroom
Ceiling Fixture | Incandescent |  | Standard A Lamp | 1 | 60 | 239934 | Closet
Ceiling Fan | Incandescent |  | Standard A Lamp | 5 | 60 | 239935 | Dining Room
Ceiling Fixture | Linear Fluorescent | 48 | T-12 | 2 | 40 | 239936 | Garage
Ceiling Fan | Incandescent |  | Standard A Lamp | 2 | 60 | 239937 | Hall
Ceiling Fixture | Incandescent |  | Standard A Lamp | 1 | 60 | 239938 | Kitchen
Ceiling Fixture | Incandescent |  | Standard A Lamp | 1 | 60 | 239939 | Laundry Room
Floor lamp | Incandescent |  | Standard A Lamp | 1 | 60 | 2399310 | Living Room
Table | Incandescent |  | Standard A Lamp | 1 | 60 | 2399310 | Living Room
Ceiling Fixture | Incandescent |  | Standard A Lamp | 1 | 60 | 2399311 | Master Bedroom
Table | Incandescent |  | Standard A Lamp | 1 | 40 | 2399311 | Master Bedroom
Ceiling Fixture | Incandescent |  | Standard A Lamp | 1 | 60 | 2399312 | Office
Table | Incandescent |  | Standard A Lamp | 1 | 60 | 2399312 | Office
Ceiling Fixture | Incandescent |  | Standard A Lamp | 1 | 60 | 2399313 | Closet
Wall Mount | Compact Fluorescent |  | Globe | 1 | 15 | 240631 | Bathroom
Ceiling Fixture | Incandescent |  | Standard A Lamp | 2 | 60 | 240632 | Bathroom
Table | Incandescent |  | Standard A Lamp | 1 | 60 | 240633 | Bedroom
Ceiling Fixture | Incandescent |  | Standard A Lamp | 2 | 60 | 240633 | Bedroom
Ceiling Fixture | Linear Fluorescent | 48 | T-8 | 2 | 32 | 240634 | Bedroom
Table | Incandescent |  | Standard A Lamp | 1 | 60 | 240634 | Bedroom
Ceiling Fixture | Compact Fluorescent |  | Twist | 1 | 15 | 240635 | Closet
Table | Compact Fluorescent |  | Twist | 1 | 22 | 240636 | Other
Table | Incandescent |  | Standard A Lamp | 1 | 60 | 240637 | Family Room
Garage door opener | Incandescent |  | Standard A Lamp | 2 | 60 | 240638 | Garage
Ceiling Fixture | Compact Fluorescent |  | Reflector | 1 | 22 | 240638 | Garage
Recessed Can | Compact Fluorescent |  | Twist | 1 | 15 | 240639 | Hall
Ceiling Fixture | Incandescent |  | Standard A Lamp | 1 | 60 | 2406310 | Kitchen
Chandelier (Hanging) | Incandescent |  | Standard A Lamp | 4 | 60 | 2406310 | Kitchen
Recessed Can | Compact Fluorescent |  | Reflector | 1 | 22 | 2406310 | Kitchen
Ceiling Fixture | Incandescent |  | Standard A Lamp | 2 | 60 | 2406310 | Kitchen
Wall Mount | Compact Fluorescent |  | Globe | 1 | 15 | 2406310 | Kitchen
Ceiling Fixture | Incandescent |  | Standard A Lamp | 2 | 60 | 2406311 | Laundry Room
Table | Incandescent |  | Standard A Lamp | 1 | 60 | 2406312 | Living Room
Chandelier (Hanging) | Incandescent |  | Standard A Lamp | 9 | 60 | 2406312 | Living Room
Wall Mount | Incandescent |  | Standard A Lamp | 1 | 60 | 2406312 | Living Room
Ceiling Fixture | Compact Fluorescent |  | Twist | 2 | 15 | 2406313 | Bathroom
Wall Mount | Compact Fluorescent |  | Globe | 1 | 15 | 2406313 | Bathroom
Table | Compact Fluorescent |  | Twist | 1 | 22 | 2406314 | Master Bedroom
Ceiling Fixture | Incandescent |  | Standard A Lamp | 2 | 60 | 2406315 | Other
Table | Compact Fluorescent |  | Twist | 1 | 22 | 240741 | Family Room
Ceiling Fixture | Compact Fluorescent |  | Decorative | 4 | 7 | 240741 | Family Room
Table | Compact Fluorescent |  | Twist | 1 | 22 | 240742 | Living Room
Floor lamp | Compact Fluorescent |  | Twist | 1 | 15 | 240742 | Living Room
Ceiling Fixture | Linear Fluorescent | 96 | T-12 | 2 | 40 | 240743 | Kitchen
Ceiling Fixture | Linear Fluorescent | 48 | T-12 | 2 | 40 | 240743 | Kitchen
Ceiling Fixture | Compact Fluorescent |  | Twist | 1 | 22 | 240744 | Hall
Ceiling Fixture | Linear Fluorescent | 48 | T-12 | 1 | 40 | 240745 | Living Room
Ceiling Fixture | Compact Fluorescent |  | Twist | 1 | 15 | 240746 | Bathroom
Wall Mount | Compact Fluorescent |  | Twist | 2 | 15 | 240746 | Bathroom
Table | Compact Fluorescent |  | Twist | 1 | 15 | 240747 | Bedroom
Wall Mount | Compact Fluorescent |  | Twist | 3 | 15 | 240748 | Bathroom
Ceiling Fixture | Compact Fluorescent |  | Twist | 1 | 15 | 240748 | Bathroom
Ceiling Fixture | Compact Fluorescent |  | Twist | 1 | 15 | 240748 | Bathroom
Table | Compact Fluorescent |  | Twist | 1 | 15 | 240749 | Master Bedroom
Ceiling Fixture | Incandescent |  | Standard A Lamp | 1 | 60 | 241131 | Bathroom
Wall Mount | Incandescent |  | Standard A Lamp | 2 | 75 | 241131 | Bathroom
Ceiling Fixture | Incandescent |  | Standard A Lamp | 2 | 75 | 241132 | Bathroom
Wall Mount | Incandescent |  | Standard A Lamp | 2 | 75 | 241132 | Bathroom
Ceiling Fixture | Incandescent |  | Standard A Lamp | 2 | 65 | 241133 | Bedroom
Table | Incandescent |  | Standard A Lamp | 1 | 60 | 241133 | Bedroom
Ceiling Fixture | Linear Fluorescent | 48 | T-12 | 2 | 40 | 241134 | Garage
Garage door opener | Incandescent |  | Standard A Lamp | 1 | 75 | 241134 | Garage
Ceiling Fixture | Incandescent |  | Standard A Lamp | 2 | 75 | 241135 | Hall
Ceiling Fan | Incandescent |  | Standard A Lamp | 4 | 60 | 241136 | Living Room
Ceiling Fixture | Incandescent |  | Standard A Lamp | 2 | 60 | 241136 | Living Room
Ceiling Fixture | Linear Fluorescent | 36 | T-12 | 2 | 40 | 241136 | Living Room
Chandelier (Hanging) | Incandescent |  | Standard A Lamp | 1 | 75 | 241136 | Living Room
Ceiling Fixture | Incandescent |  | Standard A Lamp | 2 | 60 | 241137 | Laundry Room
Ceiling Fixture | Incandescent |  | Standard A Lamp | 2 | 65 | 241138 | Master Bedroom
Table | Incandescent |  | Standard A Lamp | 1 | 60 | 241138 | Master Bedroom
Ceiling Fixture | Incandescent |  | Standard A Lamp | 1 | 75 | 241139 | Office
Floor lamp | Incandescent |  | 3-Way Incandescent | 1 | 65 | 241139 | Office
Table | Halogen |  | Quartz Tube | 1 | 30 | 241139 | Office
Ceiling Fixture | Compact Fluorescent |  | Twist | 2 | 13 | 241301 | Bathroom
Ceiling Fixture | Compact Fluorescent |  | Twist | 2 | 13 | 241302 | Bedroom
Table | Incandescent |  | Standard A Lamp | 1 | 40 | 241302 | Bedroom
Ceiling Fixture | Compact Fluorescent |  | Twist | 1 | 13 | 241303 | Bedroom
Table | Compact Fluorescent |  | Twist | 1 | 13 | 241303 | Bedroom
Ceiling Fixture | Compact Fluorescent |  | Twist | 2 | 13 | 241304 | Bathroom
Ceiling Fixture | Incandescent |  | Standard A Lamp | 1 | 60 | 241305 | Closet
Chandelier (Hanging) | Incandescent |  | Clear | 5 | 60 | 241306 | Dining Room
Wall Mount | Incandescent |  | Standard A Lamp | 1 | 60 | 241307 | Hall
Ceiling Fixture | Compact Fluorescent |  | Twist | 2 | 13 | 241308 | Kitchen
Ceiling Fixture | Linear Fluorescent | 24 | T-12 | 1 | 16 | 241308 | Kitchen
Ceiling Fixture | Compact Fluorescent |  | Twist | 2 | 13 | 241309 | Laundry Room
Floor lamp | Incandescent |  | 3-Way Incandescent | 1 | 100 | 2413010 | Living Room
Ceiling Fan | Compact Fluorescent |  | Twist | 1 | 13 | 2413010 | Living Room
Table | Compact Fluorescent |  | Twist | 1 | 32 | 2413010 | Living Room
Ceiling Fixture | Compact Fluorescent |  | Twist | 2 | 13 | 2413011 | Office
Ceiling Fixture | Incandescent |  | Standard A Lamp | 2 | 60 | 241571 | Bathroom
Ceiling Fixture | Compact Fluorescent |  | Twist | 2 | 22 | 241572 | Bathroom
Wall Mount | Incandescent |  | Standard A Lamp | 2 | 75 | 241572 | Bathroom
Ceiling Fixture | Compact Fluorescent |  | Twist | 2 | 15 | 241573 | Bedroom
Table | Compact Fluorescent |  | Twist | 1 | 22 | 241573 | Bedroom
Ceiling Fixture | Incandescent |  | Standard A Lamp | 2 | 60 | 241574 | Bedroom
Ceiling Fixture | Incandescent |  | Standard A Lamp | 2 | 60 | 241575 | Hall
Ceiling Fixture | Compact Fluorescent |  | Twist | 2 | 15 | 241576 | Kitchen
Recessed - other | Incandescent |  | Standard A Lamp | 1 | 60 | 241576 | Kitchen
Ceiling Fixture | Incandescent |  | Standard A Lamp | 2 | 60 | 241577 | Laundry Room
Ceiling Fixture | Compact Fluorescent |  | Twist | 1 | 22 | 241578 | Living Room
Floor lamp | Incandescent |  | Standard A Lamp | 3 | 100 | 241578 | Living Room
Floor lamp | Linear Fluorescent | 96 | Fluorescent Unknown | 1 | 27 | 241578 | Living Room
Ceiling Fixture | Compact Fluorescent |  | Twist | 2 | 22 | 241579 | Master Bedroom
Ceiling Fixture | Incandescent |  | Standard A Lamp | 1 | 60 | 241579 | Master Bedroom
Ceiling Fixture | Incandescent |  | Standard A Lamp | 1 | 75 | 2415710 | Closet
Ceiling Fixture | Incandescent |  | Standard A Lamp | 1 | 60 | 241671 | Bathroom
Ceiling Fixture | Incandescent |  | Standard A Lamp | 1 | 75 | 241672 | Bathroom
Ceiling Fixture | Incandescent |  | Standard A Lamp | 2 | 75 | 241673 | Bedroom
Table | Incandescent |  | Standard A Lamp | 1 | 100 | 241673 | Bedroom
Ceiling Fan | Incandescent |  | Standard A Lamp | 4 | 40 | 241674 | Family Room
Ceiling Fixture | Compact Fluorescent |  | Flood | 1 | 28 | 241674 | Family Room
Table | Incandescent |  | Standard A Lamp | 1 | 23 | 241674 | Family Room
Ceiling Fixture | Incandescent |  | Standard A Lamp | 1 | 60 | 241675 | Hall
Ceiling Fixture | Linear Fluorescent | 48 | T-12 | 2 | 40 | 241676 | Kitchen
Ceiling Fixture | Incandescent |  | Standard A Lamp | 1 | 60 | 241677 | Laundry Room
Table | Compact Fluorescent |  | Twist | 1 | 13 | 241678 | Master Bedroom
Table | Compact Fluorescent |  | Twist | 1 | 15 | 241678 | Master Bedroom
Table | Incandescent |  | Standard A Lamp | 1 | 100 | 241678 | Master Bedroom
Ceiling Fixture | Incandescent |  | Standard A Lamp | 2 | 60 | 241679 | Office
Other | Linear Fluorescent |  | Fluorescent Other | 1 | 22 | 241679 | Office
Wall Mount | Compact Fluorescent |  | Twist | 2 | 15 | 241741 | Bathroom
Chandelier (Hanging) | Compact Fluorescent |  | Twist | 3 | 15 | 241742 | Bedroom
Table | Compact Fluorescent |  | Twist | 1 | 15 | 241742 | Bedroom
Ceiling Fixture | Compact Fluorescent |  | Twist | 1 | 22 | 241743 | Hall
Ceiling Fixture | Linear Fluorescent | 48 | T-12 | 2 | 40 | 241744 | Kitchen
Ceiling Fan | Compact Fluorescent |  | Twist | 4 | 15 | 241745 | Living Room
Table | Compact Fluorescent |  | Twist | 1 | 15 | 241745 | Living Room
Ceiling Fan | Compact Fluorescent |  | Twist | 3 | 15 | 241746 | Master Bedroom
Table | Incandescent |  | Reflector | 1 | 40 | 241746 | Master Bedroom
Ceiling Fixture | Compact Fluorescent |  | Twist | 1 | 15 | 241747 | Closet
Ceiling Fan | Compact Fluorescent |  | Twist | 3 | 22 | 241748 | Office
Ceiling Fixture | Compact Fluorescent |  | Twist | 1 | 22 | 241749 | Bathroom
Wall Mount | Compact Fluorescent |  | Twist | 1 | 15 | 241749 | Bathroom
Ceiling Fixture | Compact Fluorescent |  | Twist | 1 | 15 | 2417410 | Laundry Room
Ceiling Fixture | Incandescent |  | Standard A Lamp | 1 | 60 | 241761 | Bathroom
Ceiling Fixture | Compact Fluorescent |  | Twist | 1 | 15 | 241761 | Bathroom
Ceiling Fixture | Incandescent |  | Standard A Lamp | 2 | 60 | 241762 | Bedroom
Ceiling Fixture | Incandescent |  | Standard A Lamp | 2 | 60 | 241763 | Master Bedroom
Ceiling Fixture | Incandescent |  | Standard A Lamp | 1 | 60 | 241764 | Hall
Wall Mount | Linear Fluorescent | 24 | T-12 | 1 | 20 | 241765 | Kitchen
Ceiling Fixture | Incandescent |  | Standard A Lamp | 1 | 40 | 241765 | Kitchen
Ceiling Fixture | Compact Fluorescent |  | Twist | 1 | 15 | 241765 | Kitchen
Table | Incandescent |  | Clear | 1 | 70 | 241766 | Living Room
Ceiling Fixture | Incandescent |  | Standard A Lamp | 1 | 60 | 241811 | Bathroom
Ceiling Fixture | Incandescent |  | Standard A Lamp | 2 | 40 | 241812 | Bathroom
Ceiling Fixture | Incandescent |  | Standard A Lamp | 2 | 60 | 241813 | Bedroom
Ceiling Fixture | Incandescent |  | Standard A Lamp | 2 | 60 | 241814 | Bedroom
Ceiling Fixture | Incandescent |  | Standard A Lamp | 1 | 100 | 241815 | Garage
Ceiling Fixture | Incandescent |  | Standard A Lamp | 2 | 75 | 241815 | Garage
Chandelier (Hanging) | Incandescent |  | Standard A Lamp | 1 | 60 | 241816 | Hall
Ceiling Fixture | Incandescent |  | Standard A Lamp | 1 | 65 | 241817 | Laundry Room
Ceiling Fan | Incandescent |  | Standard A Lamp | 3 | 60 | 241818 | Living Room
Chandelier (Hanging) | Incandescent |  | Standard A Lamp | 3 | 40 | 241818 | Living Room
Chandelier (Hanging) | Incandescent |  | Standard A Lamp | 1 | 60 | 241818 | Living Room
Floor lamp | Incandescent |  | Standard A Lamp | 3 | 60 | 241818 | Living Room
Chandelier (Hanging) | Incandescent |  | Standard A Lamp | 1 | 100 | 241819 | Bathroom
Ceiling Fixture | Incandescent |  | Standard A Lamp | 1 | 60 | 241819 | Bathroom
Ceiling Fixture | Incandescent |  | Standard A Lamp | 2 | 60 | 2418110 | Master Bedroom
Ceiling Fixture | Incandescent |  | Standard A Lamp | 1 | 40 | 2418111 | Closet
Chandelier (Hanging) | Incandescent |  | Standard A Lamp | 1 | 65 | 2418112 | Office
Table | Compact Fluorescent |  | Twist | 1 | 15 | 2418112 | Office
Table | Halogen |  | MR | 1 | 20 | 2418112 | Office
Ceiling Fan | Incandescent |  | Standard A Lamp | 1 | 60 | 2418113 | Other
Ceiling Fixture | Incandescent |  | Standard A Lamp | 1 | 60 | 2418113 | Other
Table | Incandescent |  | Standard A Lamp | 1 | 40 | 2418113 | Other
Ceiling Fixture | Compact Fluorescent |  | Twist | 2 | 15 | 241921 | Bathroom
Wall Mount | Compact Fluorescent |  | Twist | 2 | 15 | 241922 | Bathroom
Table | Incandescent |  | Standard A Lamp | 1 | 150 | 241923 | Bedroom
Chandelier (Hanging) | Incandescent |  | Standard A Lamp | 5 | 40 | 241924 | Bedroom
Table | Incandescent |  | Standard A Lamp | 1 | 40 | 241925 | Bedroom
Ceiling Fixture | Linear Fluorescent | 48 | T-12 | 2 | 40 | 241926 | Kitchen
Ceiling Fixture | Compact Fluorescent |  | Twist | 2 | 22 | 241926 | Kitchen
Table | Incandescent |  | Standard A Lamp | 1 | 75 | 241926 | Kitchen
Ceiling Fixture | Compact Fluorescent |  | Twist | 2 | 22 | 241927 | Laundry Room
Ceiling Fixture | Compact Fluorescent |  | Twist | 1 | 22 | 241927 | Laundry Room
Table | Compact Fluorescent |  | Twist | 1 | 22 | 241928 | Living Room
Table | Compact Fluorescent |  | Twist | 1 | 22 | 241929 | Bedroom
Ceiling Fixture | Incandescent |  | Standard A Lamp | 1 | 60 | 242201 | Bathroom
Track | Incandescent |  | Globe | 4 | 40 | 242201 | Bathroom
Ceiling Fixture | Incandescent |  | Standard A Lamp | 1 | 60 | 242202 | Bathroom
Table | Incandescent |  | Standard A Lamp | 1 | 60 | 242203 | Bedroom
Ceiling Fixture | Compact Fluorescent |  | Circline (Screw Base) | 1 | 28 | 242203 | Bedroom
Ceiling Fixture | Compact Fluorescent |  | Circline (Screw Base) | 1 | 28 | 242204 | Bedroom
Table | Incandescent |  | Standard A Lamp | 1 | 60 | 242205 | Family Room
Ceiling Fixture | Incandescent |  | Standard A Lamp | 1 | 60 | 242206 | Hall
Ceiling Fixture | Compact Fluorescent |  | Twist | 1 | 22 | 242207 | Hall
Ceiling Fixture | Linear Fluorescent | 48 | T-8 | 2 | 32 | 242208 | Kitchen
Ceiling Fixture | Incandescent |  | Standard A Lamp | 1 | 65 | 242208 | Kitchen
Chandelier (Hanging) | Incandescent |  | Decorative | 3 | 40 | 242208 | Kitchen
Ceiling Fan | Incandescent |  | Standard A Lamp | 5 | 40 | 242209 | Living Room
Table | Incandescent |  | Decorative | 3 | 40 | 242209 | Living Room
Ceiling Fan | Compact Fluorescent |  | Twist | 3 | 22 | 2422010 | Master Bedroom
Floor lamp | Incandescent |  | Standard A Lamp | 1 | 60 | 2422010 | Master Bedroom
Ceiling Fixture | Compact Fluorescent |  | Twist | 1 | 15 | 242801 | Bathroom
Wall Mount | Linear Fluorescent | 24 | T-8 | 2 | 40 | 242801 | Bathroom
Ceiling Fixture | Compact Fluorescent |  | Twist | 2 | 15 | 242802 | Bedroom
Ceiling Fixture | Compact Fluorescent |  | Twist | 1 | 15 | 242803 | Bathroom
Ceiling Fixture | Compact Fluorescent |  | Twist | 1 | 15 | 242804 | Hall
Chandelier (Hanging) | Compact Fluorescent |  | Twist | 3 | 22 | 242805 | Kitchen
Recessed - other | Compact Fluorescent |  | Twist | 1 | 15 | 242805 | Kitchen
Chandelier (Hanging) | Compact Fluorescent |  | Twist | 1 | 15 | 242806 | Living Room
Floor lamp | Incandescent |  | Standard A Lamp | 1 | 150 | 242806 | Living Room
Ceiling Fixture | Incandescent |  | Standard A Lamp | 2 | 60 | 242807 | Office
Chandelier (Hanging) | Compact Fluorescent |  | Twist | 1 | 15 | 242807 | Office
Ceiling Fixture | Incandescent |  | Standard A Lamp | 2 | 60 | 242808 | Bedroom
Wall Mount | Linear Fluorescent | 24 | T-8 | 2 | 40 | 242808 | Bedroom
Floor lamp | Incandescent |  | Standard A Lamp | 1 | 150 | 242808 | Bedroom
Wall Mount | Incandescent |  | Standard A Lamp | 2 | 60 | 243001 | Bathroom
Ceiling Fixture | Compact Fluorescent |  | Twist | 2 | 15 | 243002 | Bedroom
Ceiling Fixture | Incandescent |  | Standard A Lamp | 2 | 60 | 243003 | Bedroom
Ceiling Fixture | Incandescent |  | Standard A Lamp | 1 | 75 | 243004 | Closet
Chandelier (Hanging) | Incandescent |  | Mini base | 4 | 40 | 243005 | Dining Room
Ceiling Fixture | Incandescent |  | Standard A Lamp | 1 | 100 | 243006 | Kitchen
Ceiling Fixture | Incandescent |  | Standard A Lamp | 1 | 100 | 243007 | Laundry Room
Table | Incandescent |  | Standard A Lamp | 1 | 60 | 243008 | Living Room
Ceiling Fixture | Incandescent |  | Standard A Lamp | 2 | 60 | 243009 | Master Bedroom
Wall Mount | Incandescent |  | Standard A Lamp | 2 | 60 | 2430010 | Bathroom
Ceiling Fixture | Compact Fluorescent |  | Twist | 1 | 22 | 243261 | Bathroom
Ceiling Fixture | Compact Fluorescent |  | Twist | 1 | 22 | 243262 | Other
Ceiling Fixture | Compact Fluorescent |  | Twist | 1 | 22 | 243263 | Hall
Ceiling Fixture | Compact Fluorescent |  | Twist | 1 | 22 | 243264 | Hall
Ceiling Fixture | Linear Fluorescent | 48 | T-8 | 2 | 32 | 243265 | Laundry Room
Ceiling Fan | Compact Fluorescent |  | Circline (Screw Base) | 1 | 28 | 243266 | Living Room
Ceiling Fixture | Linear Fluorescent | 48 | T-8 | 2 | 32 | 243266 | Living Room
Ceiling Fixture | Incandescent |  | Globe | 5 | 40 | 243267 | Bathroom
Ceiling Fixture | Compact Fluorescent |  | Circline (Screw Base) | 1 | 28 | 243268 | Master Bedroom
Ceiling Fixture | Compact Fluorescent |  | Twist | 1 | 22 | 243269 | Office
Floor lamp | Compact Fluorescent |  | Twist | 3 | 15 | 243269 | Office
Table | Compact Fluorescent |  | Straight Tube | 1 | 22 | 243269 | Office
Ceiling Fixture | Compact Fluorescent |  | Twist | 1 | 13 | 243282 | Bathroom
Floor lamp | Compact Fluorescent |  | Twist | 1 | 23 | 243283 | Bedroom
Ceiling Fixture | Compact Fluorescent |  | Twist | 2 | 23 | 243283 | Bedroom
Floor lamp | Compact Fluorescent |  | Twist | 2 | 13 | 243284 | Bedroom
Table | Compact Fluorescent |  | Twist | 1 | 13 | 243285 | Family Room
Table | Incandescent |  | Standard A Lamp | 1 | 60 | 243285 | Family Room
Ceiling Fixture | Compact Fluorescent |  | Twist | 1 | 13 | 243286 | Hall
Ceiling Fixture | Incandescent |  | Standard A Lamp | 2 | 60 | 243287 | Kitchen
Ceiling Fixture | Linear Fluorescent | 48 | T-12 | 2 | 40 | 243287 | Kitchen
Ceiling Fixture | Compact Fluorescent |  | Twist | 1 | 13 | 243287 | Kitchen
Ceiling Fixture | Incandescent |  | Standard A Lamp | 2 | 60 | 243391 | Bathroom
Ceiling Fixture | Incandescent |  | Standard A Lamp | 2 | 60 | 243392 | Bathroom
Chandelier (Hanging) | Incandescent |  | Decorative | 3 | 40 | 243393 | Bedroom
Table | Incandescent |  | Standard A Lamp | 1 | 60 | 243394 | Bedroom
Chandelier (Hanging) | Incandescent |  | Standard A Lamp | 3 | 60 | 243394 | Bedroom
Ceiling Fixture | Incandescent |  | Standard A Lamp | 2 | 60 | 243395 | Closet
Chandelier (Hanging) | Incandescent |  | Standard A Lamp | 5 | 60 | 243396 | Dining Room
Ceiling Fixture | Linear Fluorescent | 48 | T-8 | 4 | 32 | 243397 | Kitchen
Ceiling Fan | Incandescent |  | Standard A Lamp | 4 | 60 | 243398 | Living Room
Table | Incandescent |  | Standard A Lamp | 1 | 60 | 243398 | Living Room
Table | Incandescent |  | Standard A Lamp | 1 | 100 | 243398 | Living Room
Table | Compact Fluorescent |  | Straight Tube | 1 | 22 | 243398 | Living Room
Floor lamp | Incandescent |  | Standard A Lamp | 1 | 200 | 243398 | Living Room
Table | Incandescent |  | Standard A Lamp | 1 | 60 | 243398 | Living Room
Chandelier (Hanging) | Incandescent |  | Decorative | 3 | 40 | 243399 | Closet
Table | Compact Fluorescent |  | Straight Tube | 1 | 28 | 243399 | Closet
Table | Compact Fluorescent |  | Pin base | 1 | 27 | 243399 | Closet
Ceiling Fixture | Incandescent |  | Standard A Lamp | 2 | 60 | 2433910 | Laundry Room
Wall Mount | Incandescent |  | Mini base | 8 | 25 | 243861 | Bathroom
Ceiling Fixture | Incandescent |  | Standard A Lamp | 1 | 60 | 243862 | Bedroom
Ceiling Fixture | Compact Fluorescent |  | Twist | 1 | 15 | 243862 | Bedroom
Table | Compact Fluorescent |  | Other | 1 | 28 | 243862 | Bedroom
Table | Incandescent |  | Standard A Lamp | 1 | 40 | 243863 | Bedroom
Ceiling Fixture | Incandescent |  | Standard A Lamp | 2 | 60 | 243863 | Bedroom
Chandelier (Hanging) | Incandescent |  | Decorative | 9 | 25 | 243864 | Dining Room
Ceiling Fixture | Incandescent |  | Standard A Lamp | 1 | 60 | 243865 | Kitchen
Ceiling Fixture | Linear Fluorescent | 42 | T-12 | 2 | 40 | 243866 | Kitchen
Ceiling Fixture | Incandescent |  | Standard A Lamp | 1 | 60 | 243866 | Kitchen
Ceiling Fixture | Incandescent |  | Standard A Lamp | 1 | 25 | 243866 | Kitchen
Ceiling Fixture | Incandescent |  | Standard A Lamp | 1 | 60 | 243867 | Laundry Room
Torchiere | Incandescent |  | Standard A Lamp | 1 | 100 | 243868 | Living Room
Table | Incandescent |  | Standard A Lamp | 1 | 100 | 243868 | Living Room
Wall Mount | Incandescent |  | Mini base | 4 | 25 | 243869 | Bathroom
Ceiling Fixture | Incandescent |  | Standard A Lamp | 1 | 60 | 243869 | Bathroom
Ceiling Fan | Incandescent |  | Decorative | 3 | 40 | 2438610 | Master Bedroom
Table | Incandescent |  | Standard A Lamp | 1 | 75 | 2438610 | Master Bedroom
Table | Compact Fluorescent |  | Twist | 1 | 15 | 243931 | Other
Wall Mount | Incandescent |  | Standard A Lamp | 2 | 60 | 243932 | Bathroom
Wall Mount | Incandescent |  | Standard A Lamp | 2 | 40 | 243933 | Bathroom
Table | Incandescent |  | Standard A Lamp | 1 | 60 | 243934 | Master Bedroom
Table | Compact Fluorescent |  | Straight Tube | 1 | 15 | 243935 | Bedroom
Ceiling Fixture | Incandescent |  | Standard A Lamp | 1 | 60 | 243936 | Hall
Recessed Can | Incandescent |  | Reflector | 1 | 65 | 243937 | Kitchen
Ceiling Fixture | Incandescent |  | Standard A Lamp | 1 | 60 | 243938 | Laundry Room
Floor lamp | Incandescent |  | Standard A Lamp | 1 | 40 | 243939 | Living Room
Wall Mount | Incandescent |  | Standard A Lamp | 3 | 60 | 243961 | Bathroom
Ceiling Fixture | Compact Fluorescent |  | Twist | 1 | 23 | 243962 | Bedroom
Ceiling Fixture | Incandescent |  | Standard A Lamp | 2 | 60 | 243963 | Bedroom
Ceiling Fixture | Incandescent |  | Standard A Lamp | 1 | 60 | 243964 | Hall
Ceiling Fixture | Compact Fluorescent |  | Twist | 2 | 23 | 243965 | Kitchen
Chandelier (Hanging) | Compact Fluorescent |  | Decorative | 3 | 3 | 243965 | Kitchen
Chandelier (Hanging) | Compact Fluorescent |  | Twist | 2 | 23 | 243965 | Kitchen
Ceiling Fixture | Incandescent |  | Standard A Lamp | 2 | 60 | 243965 | Kitchen
Ceiling Fixture | Compact Fluorescent |  | Twist | 1 | 23 | 243966 | Living Room
Floor lamp | Compact Fluorescent |  | Twist | 3 | 13 | 243966 | Living Room
Floor lamp | Incandescent |  | 3-Way Incandescent | 1 | 150 | 243966 | Living Room
Floor lamp | Compact Fluorescent |  | Twist | 1 | 23 | 243966 | Living Room
Wall Mount | Incandescent |  | Standard A Lamp | 3 | 60 | 243967 | Bathroom
Ceiling Fixture | Incandescent |  | Standard A Lamp | 2 | 40 | 243968 | Master Bedroom
Ceiling Fixture | Incandescent |  | Standard A Lamp | 1 | 60 | 244141 | Bathroom
Ceiling Fixture | Incandescent |  | Standard A Lamp | 1 | 60 | 244142 | Bedroom
Ceiling Fixture | Incandescent |  | Standard A Lamp | 1 | 60 | 244143 | Dining Room
Chandelier (Hanging) | Incandescent |  | Standard A Lamp | 4 | 60 | 244143 | Dining Room
Ceiling Fixture | Linear Fluorescent | 48 | T-12 | 2 | 40 | 244144 | Kitchen
Ceiling Fixture | Incandescent |  | Standard A Lamp | 1 | 60 | 244145 | Laundry Room
Chandelier (Hanging) | Incandescent |  | Standard A Lamp | 1 | 60 | 244146 | Family Room
Floor lamp | Compact Fluorescent |  | Twist | 3 | 13 | 244146 | Family Room
Ceiling Fixture | Incandescent |  | Standard A Lamp | 1 | 60 | 244147 | Bathroom
Ceiling Fixture | Incandescent |  | Standard A Lamp | 2 | 60 | 244148 | Master Bedroom
Ceiling Fixture | Incandescent |  | Standard A Lamp | 2 | 60 | 244149 | Bedroom
Ceiling Fixture | Incandescent |  | Standard A Lamp | 1 | 300 | 2441410 | Other
Ceiling Fixture | Compact Fluorescent |  | Twist | 1 | 15 | 244201 | Bathroom
Ceiling Fixture | Compact Fluorescent |  | Twist | 1 | 15 | 244202 | Hall
Ceiling Fixture | Compact Fluorescent |  | Twist | 1 | 15 | 244203 | Bedroom
Ceiling Fixture | Compact Fluorescent |  | Twist | 1 | 15 | 244204 | Kitchen
Chandelier (Hanging) | Compact Fluorescent |  | Twist | 1 | 22 | 244204 | Kitchen
Table | Compact Fluorescent |  | Twist | 2 | 15 | 244206 | Master Bedroom
Ceiling Fixture | Compact Fluorescent |  | Twist | 1 | 15 | 244207 | Bathroom
Ceiling Fixture | Incandescent |  | Standard A Lamp | 1 | 60 | 244211 | Bathroom
Wall Mount | Incandescent |  | Standard A Lamp | 1 | 100 | 244211 | Bathroom
Ceiling Fixture | Incandescent |  | Standard A Lamp | 2 | 100 | 244212 | Bedroom
Ceiling Fixture | Incandescent |  | Standard A Lamp | 1 | 100 | 244213 | Laundry Room
Wall Mount | Incandescent |  | Standard A Lamp | 1 | 65 | 244214 | Living Room
Ceiling Fixture | Linear Fluorescent | 48 | T-8 | 2 | 32 | 244214 | Living Room
Ceiling Fixture | Linear Fluorescent | 48 | T-8 | 2 | 32 | 244215 | Other
Wall Mount | Incandescent |  | Standard A Lamp | 1 | 40 | 244281 | Bathroom
Ceiling Fixture | Incandescent |  | Reflector | 1 | 65 | 244282 | Bedroom
Table | Compact Fluorescent |  | Twist | 1 | 15 | 244282 | Bedroom
Table | Incandescent |  | Standard A Lamp | 1 | 100 | 244282 | Bedroom
Ceiling Fixture | Incandescent |  | Reflector | 1 | 65 | 244283 | Bedroom
Table | Incandescent |  | Standard A Lamp | 1 | 100 | 244283 | Bedroom
Table | Incandescent |  | Standard A Lamp | 1 | 60 | 244283 | Bedroom
Ceiling Fixture | Incandescent |  | Standard A Lamp | 1 | 60 | 244284 | Closet
Ceiling Fixture | Incandescent |  | Standard A Lamp | 1 | 65 | 244285 | Closet
Recessed Can | Incandescent |  | Reflector | 1 | 65 | 244286 | Dining Room
Chandelier (Hanging) | Incandescent |  | Globe | 1 | 60 | 244286 | Dining Room
Ceiling Fan | Incandescent |  | Standard A Lamp | 2 | 60 | 244287 | Family Room
Floor lamp | Incandescent |  | Standard A Lamp | 1 | 60 | 244287 | Family Room
Table | Compact Fluorescent |  | Twist | 2 | 15 | 244287 | Family Room
Ceiling Fixture | Linear Fluorescent | 48 | T-8 | 2 | 32 | 244288 | Garage
Garage door opener | Incandescent |  | Standard A Lamp | 1 | 40 | 244288 | Garage
Recessed Can | Incandescent |  | Reflector | 1 | 65 | 244289 | Hall
Recessed Can | Incandescent |  | Reflector | 1 | 65 | 2442810 | Kitchen
Ceiling Fixture | Linear Fluorescent | 48 | T-8 | 2 | 32 | 2442810 | Kitchen
Wall Mount | Linear Fluorescent | 12 | T-8 | 1 | 16 | 2442810 | Kitchen
Recessed Can | Incandescent |  | Reflector | 1 | 75 | 2442811 | Laundry Room
Ceiling Fan | Incandescent |  | Standard A Lamp | 1 | 60 | 2442812 | Living Room
Floor lamp | Compact Fluorescent |  | A shape bulb | 2 | 7 | 2442812 | Living Room
Table | Compact Fluorescent |  | Straight Tube | 1 | 15 | 2442812 | Living Room
Floor lamp | Incandescent |  | Globe | 1 | 40 | 2442812 | Living Room
Floor lamp | Compact Fluorescent |  | Straight Tube | 1 | 22 | 2442812 | Living Room
Recessed Can | Incandescent |  | Reflector | 1 | 42 | 2442813 | Bathroom
Recessed Can | Incandescent |  | Reflector | 1 | 65 | 2442813 | Bathroom
Recessed Can | Incandescent |  | Reflector | 1 | 65 | 2442814 | Master Bedroom
Table | Incandescent |  | Standard A Lamp | 1 | 40 | 2442814 | Master Bedroom
Table | Incandescent |  | Mini base | 1 | 25 | 2442814 | Master Bedroom
Ceiling Fixture | Incandescent |  | Standard A Lamp | 1 | 60 | 2442815 | Closet
Wall Mount | Linear Fluorescent | 12 | T-8 | 1 | 15 | 2442816 | Office
Recessed Can | Incandescent |  | Reflector | 1 | 65 | 2442816 | Office
Wall Mount | Incandescent |  | Standard A Lamp | 1 | 40 | 2442816 | Office
Ceiling Fixture | Compact Fluorescent |  | Twist | 1 | 19 | 244501 | Bathroom
Wall Mount | Compact Fluorescent |  | Twist | 1 | 12 | 244501 | Bathroom
Wall Mount | Incandescent |  | Standard A Lamp | 2 | 40 | 244502 | Bedroom
Ceiling Fixture | Compact Fluorescent |  | Twist | 1 | 19 | 244503 | Hall
Ceiling Fan | Compact Fluorescent |  | Twist | 1 | 22 | 244504 | Kitchen
Ceiling Fixture | Compact Fluorescent |  | Twist | 3 | 22 | 244504 | Kitchen
Wall Mount | Incandescent |  | Clear | 1 | 25 | 244504 | Kitchen
Table | Incandescent |  | Standard A Lamp | 1 | 100 | 244505 | Living Room
Wall Mount | Incandescent |  | Decorative | 1 | 40 | 244505 | Living Room
Table | Incandescent |  | Decorative | 3 | 25 | 244505 | Living Room
Wall Mount | Compact Fluorescent |  | Twist | 1 | 12 | 244506 | Master Bedroom
Wall Mount | Incandescent |  | Standard A Lamp | 1 | 40 | 244506 | Master Bedroom
Chandelier (Hanging) | Incandescent |  | Standard A Lamp | 1 | 60 | 244731 | Bathroom
Chandelier (Hanging) | Incandescent |  | Standard A Lamp | 1 | 60 | 244732 | Bathroom
Ceiling Fixture | Linear Fluorescent | 48 | T-12 | 2 | 40 | 244733 | Bedroom
Table | Incandescent |  | Standard A Lamp | 1 | 60 | 244734 | Bedroom
Ceiling Fixture | Incandescent |  | Standard A Lamp | 1 | 60 | 244735 | Closet
Ceiling Fixture | Incandescent |  | Standard A Lamp | 1 | 60 | 244736 | Closet
Ceiling Fixture | Linear Fluorescent | 48 | T-12 | 2 | 40 | 244737 | Garage
Ceiling Fixture | Incandescent |  | Standard A Lamp | 1 | 60 | 244738 | Hall
Ceiling Fixture | Linear Fluorescent | 48 | T-8 | 2 | 32 | 244739 | Kitchen
Chandelier (Hanging) | Incandescent |  | Globe | 5 | 60 | 244739 | Kitchen
Ceiling Fixture | Compact Fluorescent |  | Twist | 3 | 22 | 244739 | Kitchen
Ceiling Fixture | Incandescent |  | Mini base | 3 | 25 | 244739 | Kitchen
Recessed - other | Incandescent |  | Standard A Lamp | 1 | 60 | 244739 | Kitchen
Table | Incandescent |  | Standard A Lamp | 1 | 60 | 2447310 | Living Room
Ceiling Fixture | Incandescent |  | Standard A Lamp | 2 | 60 | 2447310 | Living Room
Table | Compact Fluorescent |  | Twist | 1 | 22 | 2447311 | Master Bedroom
Ceiling Fixture | Incandescent |  | Standard A Lamp | 1 | 60 | 244761 | Bedroom
Table | Incandescent |  | Mini base | 1 | 7 | 244761 | Bedroom
Ceiling Fixture | Incandescent |  | Standard A Lamp | 1 | 60 | 244762 | Dining Room
Ceiling Fixture | Incandescent |  | Standard A Lamp | 1 | 60 | 244764 | Kitchen
Ceiling Fixture | Incandescent |  | Standard A Lamp | 1 | 60 | 244764 | Kitchen
Ceiling Fixture | Incandescent |  | Standard A Lamp | 1 | 60 | 244766 | Master Bedroom
Table | Incandescent |  | Mini base | 1 | 25 | 244766 | Master Bedroom
Wall Mount | Compact Fluorescent |  | Twist | 1 | 15 | 244766 | Master Bedroom
Ceiling Fixture | Incandescent |  | Standard A Lamp | 1 | 60 | 244767 | Bathroom
Table | Incandescent |  | Clear | 1 | 40 | 245071 | Bedroom
Wall Mount | Incandescent |  | Standard A Lamp | 1 | 40 | 245071 | Bedroom
Table | Incandescent |  | Standard A Lamp | 1 | 60 | 245072 | Bedroom
Table | Compact Fluorescent |  | Twist | 1 | 15 | 245072 | Bedroom
Ceiling Fixture | Incandescent |  | Standard A Lamp | 1 | 60 | 245073 | Bathroom
Ceiling Fan | Incandescent |  | Clear | 3 | 40 | 245074 | Dining Room
Table | Incandescent |  | Clear | 1 | 40 | 245074 | Dining Room
Table | Incandescent |  | Mini base | 1 | 25 | 245075 | Family Room
Chandelier (Hanging) | Incandescent |  | Mini base | 3 | 25 | 245075 | Family Room
Ceiling Fixture | Incandescent |  | Standard A Lamp | 1 | 60 | 245076 | Hall
Ceiling Fixture | Incandescent |  | Standard A Lamp | 2 | 40 | 245077 | Kitchen
Other | Incandescent |  | Clear | 1 | 25 | 245077 | Kitchen
Ceiling Fixture | Incandescent |  | Standard A Lamp | 1 | 60 | 245078 | Laundry Room
Table | Compact Fluorescent |  | Twist | 1 | 15 | 245079 | Living Room
Floor lamp | Incandescent |  | Standard A Lamp | 1 | 60 | 245079 | Living Room
Torchiere | Incandescent |  | Standard A Lamp | 2 | 60 | 245079 | Living Room
Torchiere | Compact Fluorescent |  | Twist | 1 | 15 | 245079 | Living Room
Floor lamp | Incandescent |  | Standard A Lamp | 1 | 40 | 2450710 | Master Bedroom
Table | Incandescent |  | Mini base | 1 | 25 | 2450710 | Master Bedroom
Ceiling Fixture | Incandescent |  | Standard A Lamp | 1 | 60 | 2450711 | Bathroom
Track | Incandescent |  | Standard A Lamp | 2 | 60 | 2450711 | Bathroom
Other | Incandescent |  | Mini base | 1 | 5 | 2450711 | Bathroom
Wall Mount | Compact Fluorescent |  | Twist | 1 | 15 | 245091 | Bathroom
Wall Mount | Compact Fluorescent |  | Straight Tube | 1 | 36 | 245092 | Bedroom
Ceiling Fixture | Compact Fluorescent |  | Twist | 3 | 15 | 245093 | Hall
Wall Mount | Compact Fluorescent |  | Twist | 1 | 22 | 245093 | Hall
Ceiling Fixture | Compact Fluorescent |  | Twist | 1 | 22 | 245094 | Kitchen
Ceiling Fan | Compact Fluorescent |  | Twist | 3 | 22 | 245094 | Kitchen
Floor lamp | Compact Fluorescent |  | Twist | 1 | 28 | 245095 | Living Room
Floor lamp | Compact Fluorescent |  | Straight Tube | 1 | 22 | 245096 | Master Bedroom
Ceiling Fixture | Incandescent |  | Standard A Lamp | 1 | 60 | 245821 | Bathroom
Wall Mount | Incandescent |  | Standard A Lamp | 2 | 60 | 245822 | Bathroom
Ceiling Fixture | Compact Fluorescent |  | Twist | 1 | 15 | 245822 | Bathroom
Ceiling Fixture | Incandescent |  | Decorative | 1 | 40 | 245822 | Bathroom
Ceiling Fan | Incandescent |  | Clear | 2 | 40 | 245823 | Bedroom
Ceiling Fan | Compact Fluorescent |  | Twist | 3 | 23 | 245824 | Bedroom
Table | Compact Fluorescent |  | Twist | 1 | 7 | 245824 | Bedroom
Ceiling Fixture | Compact Fluorescent |  | A shape bulb | 1 | 15 | 245825 | Closet
Ceiling Fixture | Incandescent |  | Standard A Lamp | 1 | 40 | 245826 | Closet
Ceiling Fixture | Compact Fluorescent |  | Twist | 1 | 15 | 245827 | Closet
Chandelier (Hanging) | Incandescent |  | Mini base | 6 | 40 | 245828 | Dining Room
Ceiling Fixture | Compact Fluorescent |  | Twist | 1 | 15 | 245828 | Dining Room
Ceiling Fixture | Incandescent |  | Standard A Lamp | 2 | 60 | 245829 | Other
Ceiling Fan | Compact Fluorescent |  | Twist | 1 | 15 | 2458210 | Family Room
Recessed Can | Incandescent |  | Reflector | 1 | 65 | 2458211 | Kitchen
Ceiling Fixture | Compact Fluorescent |  | Twist | 1 | 15 | 2458211 | Kitchen
Other | Incandescent |  | Clear | 1 | 40 | 2458211 | Kitchen
Table | Compact Fluorescent |  | Twist | 1 | 23 | 2458212 | Living Room
Ceiling Fan | Compact Fluorescent |  | Twist | 2 | 23 | 2458212 | Living Room
Ceiling Fixture | Incandescent |  | Standard A Lamp | 2 | 60 | 245911 | Bedroom
Floor lamp | Incandescent |  | Standard A Lamp | 1 | 65 | 245912 | Family Room
Wall Mount | Incandescent |  | Standard A Lamp | 2 | 60 | 245913 | Bathroom
Ceiling Fixture | Incandescent |  | Standard A Lamp | 1 | 60 | 245913 | Bathroom
Ceiling Fixture | Incandescent |  | Standard A Lamp | 1 | 60 | 245914 | Kitchen
Wall Mount | Incandescent |  | Standard A Lamp | 2 | 60 | 245951 | Bathroom
Wall Mount | Compact Fluorescent |  | Twist | 1 | 13 | 245952 | Hall
Floor lamp | Compact Fluorescent |  | Twist | 1 | 15 | 245954 | Living Room
Ceiling Fixture | Linear Fluorescent | 48 | T-12 | 2 | 40 | 245954 | Living Room
Ceiling Fixture | Compact Fluorescent |  | Twist | 3 | 15 | 245954 | Living Room
Ceiling Fixture | Linear Fluorescent | 24 | T-8 | 1 | 20 | 245954 | Living Room
Wall Mount | Compact Fluorescent |  | Twist | 3 | 15 | 245955 | Bathroom
Wall Mount | Compact Fluorescent |  | Twist | 1 | 13 | 245955 | Bathroom
Table | Incandescent |  | Standard A Lamp | 1 | 60 | 245956 | Master Bedroom
Wall Mount | Compact Fluorescent |  | Twist | 1 | 13 | 245956 | Master Bedroom
Floor lamp | Incandescent |  | Standard A Lamp | 1 | 100 | 245957 | Office
Ceiling Fixture | Compact Fluorescent |  | Twist | 2 | 13 | 245957 | Office
Ceiling Fixture | Linear Fluorescent | 48 | T-12 | 3 | 40 | 245958 | Bedroom
Wall Mount | Incandescent |  | Standard A Lamp | 1 | 60 | 245958 | Bedroom
Ceiling Fixture | Linear Fluorescent | 48 | T-8 | 2 | 40 | 245991 | Kitchen
Ceiling Fan | Incandescent |  | Standard A Lamp | 1 | 100 | 245991 | Kitchen
Table | Incandescent |  | Standard A Lamp | 1 | 75 | 245992 | Living Room
Ceiling Fixture | Incandescent |  | Standard A Lamp | 2 | 60 | 245993 | Laundry Room
Ceiling Fixture | Incandescent |  | Standard A Lamp | 2 | 60 | 245994 | Bedroom
Table | Incandescent |  | Standard A Lamp | 1 | 60 | 245994 | Bedroom
Ceiling Fixture | Incandescent |  | Standard A Lamp | 2 | 60 | 245995 | Bedroom
Table | Incandescent |  | Standard A Lamp | 1 | 60 | 245995 | Bedroom
Ceiling Fixture | Incandescent |  | Standard A Lamp | 2 | 60 | 245996 | Bathroom
Wall Mount | Incandescent |  | Standard A Lamp | 2 | 60 | 245996 | Bathroom
Wall Mount | Compact Fluorescent |  | Twist | 4 | 15 | 246041 | Bathroom
Wall Mount | Compact Fluorescent |  | Twist | 3 | 15 | 246042 | Bathroom
Ceiling Fixture | Compact Fluorescent |  | Twist | 2 | 15 | 246043 | Bedroom
Ceiling Fixture | Compact Fluorescent |  | Twist | 2 | 15 | 246044 | Kitchen
Chandelier (Hanging) | Compact Fluorescent |  | Twist | 5 | 15 | 246044 | Kitchen
Ceiling Fixture | Compact Fluorescent |  | Twist | 1 | 15 | 246045 | Laundry Room
Table | Compact Fluorescent |  | Twist | 1 | 15 | 246046 | Living Room
Table | Compact Fluorescent |  | Twist | 1 | 22 | 246046 | Living Room
Floor lamp | Compact Fluorescent |  | Twist | 2 | 15 | 246046 | Living Room
Floor lamp | Compact Fluorescent |  | Twist | 1 | 22 | 246046 | Living Room
Ceiling Fixture | Linear Fluorescent | 48 | T-12 | 2 | 40 | 246047 | Other
Ceiling Fixture | Compact Fluorescent |  | Twist | 2 | 15 | 246048 | Bedroom
Table | Incandescent |  | Clear | 1 | 40 | 246048 | Bedroom
Floor lamp | Compact Fluorescent |  | Pin base | 4 | 40 | 246048 | Bedroom
Ceiling Fixture | Linear Fluorescent | 48 | T-12 | 2 | 20 | 246061 | Bathroom
Ceiling Fixture | Incandescent |  | Standard A Lamp | 2 | 60 | 246062 | Master Bedroom
Table | Compact Fluorescent |  | Twist | 1 | 15 | 246062 | Master Bedroom
Ceiling Fixture | Incandescent |  | Standard A Lamp | 2 | 60 | 246063 | Bedroom
Ceiling Fixture | Incandescent |  | Standard A Lamp | 5 | 60 | 246064 | Dining Room
Ceiling Fixture | Incandescent |  | Standard A Lamp | 1 | 60 | 246065 | Other
Wall Mount | Incandescent |  | Standard A Lamp | 1 | 60 | 246066 | Hall
Ceiling Fixture | Compact Fluorescent |  | Twist | 2 | 15 | 246067 | Kitchen
Wall Mount | Incandescent |  | Standard A Lamp | 1 | 40 | 246067 | Kitchen
Wall Mount | Linear Fluorescent | 48 | T-12 | 2 | 20 | 246067 | Kitchen
Ceiling Fixture | Incandescent |  | Standard A Lamp | 1 | 60 | 246068 | Laundry Room
Table | Compact Fluorescent |  | Twist | 1 | 23 | 246069 | Bedroom
Floor lamp | Compact Fluorescent |  | Twist | 2 | 22 | 246069 | Bedroom
Ceiling Fixture | Incandescent |  | Standard A Lamp | 2 | 60 | 246131 | Kitchen
Wall Mount | Compact Fluorescent |  | Twist | 1 | 15 | 246131 | Kitchen
Wall Mount | Incandescent |  | Standard A Lamp | 1 | 60 | 246131 | Kitchen
Ceiling Fixture | Incandescent |  | Standard A Lamp | 2 | 60 | 246132 | Living Room
Floor lamp | Compact Fluorescent |  | Twist | 1 | 15 | 246132 | Living Room
Table | Compact Fluorescent |  | Twist | 1 | 15 | 246132 | Living Room
Wall Mount | Incandescent |  | Clear | 3 | 40 | 246133 | Bathroom
Ceiling Fixture | Incandescent |  | Standard A Lamp | 1 | 60 | 246134 | Hall
Ceiling Fixture | Incandescent |  | Standard A Lamp | 2 | 60 | 246135 | Bedroom
Wall Mount | Incandescent |  | Standard A Lamp | 2 | 60 | 246135 | Bedroom
Ceiling Fixture | Incandescent |  | Standard A Lamp | 1 | 60 | 246136 | Hall
Ceiling Fixture | Incandescent |  | Standard A Lamp | 1 | 100 | 246136 | Hall
Wall Mount | Incandescent |  | Standard A Lamp | 1 | 60 | 246591 | Bathroom
Wall Mount | Incandescent |  | Decorative | 1 | 100 | 246592 | Bathroom
Ceiling Fan | Incandescent |  | Standard A Lamp | 1 | 60 | 246592 | Bathroom
Wall Mount | Incandescent |  | Decorative | 1 | 5 | 246592 | Bathroom
Chandelier (Hanging) | Incandescent |  | Decorative | 3 | 25 | 246593 | Dining Room
Other | Linear Fluorescent | 42 | T-12 | 1 | 32 | 246593 | Dining Room
Ceiling Fixture | Linear Fluorescent | 42 | T-12 | 2 | 32 | 246594 | Kitchen
Ceiling Fixture | Linear Fluorescent | 42 | T-12 | 1 | 32 | 246594 | Kitchen
Ceiling Fixture | Incandescent |  | Standard A Lamp | 1 | 60 | 246595 | Laundry Room
Table | Incandescent |  | Standard A Lamp | 1 | 100 | 246596 | Living Room
Torchiere | Incandescent |  | Standard A Lamp | 1 | 60 | 246596 | Living Room
Ceiling Fan | Incandescent |  | Standard A Lamp | 4 | 75 | 246596 | Living Room
Ceiling Fixture | Incandescent |  | Standard A Lamp | 2 | 60 | 246597 | Master Bedroom
Table | Incandescent |  | Standard A Lamp | 1 | 100 | 246597 | Master Bedroom
Ceiling Fixture | Incandescent |  | Standard A Lamp | 2 | 60 | 246598 | Bedroom
Ceiling Fixture | Incandescent |  | Standard A Lamp | 2 | 60 | 246599 | Office
Ceiling Fixture | Compact Fluorescent |  | Twist | 2 | 22 | 246691 | Bathroom
Ceiling Fixture | Incandescent |  | Standard A Lamp | 2 | 60 | 246692 | Bathroom
Ceiling Fixture | Incandescent |  | Standard A Lamp | 2 | 60 | 246693 | Bedroom
Ceiling Fixture | Incandescent |  | Standard A Lamp | 2 | 60 | 246694 | Bedroom
Ceiling Fixture | Incandescent |  | Standard A Lamp | 2 | 60 | 246695 | Bedroom
Ceiling Fixture | Incandescent |  | Standard A Lamp | 2 | 60 | 246696 | Bedroom
Ceiling Fixture | Incandescent |  | Standard A Lamp | 2 | 60 | 246697 | Closet
Ceiling Fixture | Incandescent |  | Decorative | 4 | 40 | 246698 | Family Room
Ceiling Fixture | Compact Fluorescent |  | Twist | 3 | 28 | 246698 | Family Room
Ceiling Fixture | Compact Fluorescent |  | Twist | 2 | 22 | 246699 | Hall
Ceiling Fixture | Incandescent |  | Standard A Lamp | 2 | 60 | 2466910 | Kitchen
Ceiling Fixture | Incandescent |  | Standard A Lamp | 1 | 60 | 2466911 | Laundry Room
Ceiling Fan | Incandescent |  | Decorative | 4 | 40 | 2466912 | Living Room
Table | Incandescent |  | Mini base | 4 | 60 | 2466912 | Living Room
Ceiling Fan | Incandescent |  | Standard A Lamp | 2 | 60 | 2466913 | Master Bedroom
Floor lamp | Incandescent |  | Standard A Lamp | 1 | 60 | 246921 | Living Room
Ceiling Fixture | Incandescent |  | Standard A Lamp | 2 | 60 | 246921 | Living Room
Ceiling Fixture | Incandescent |  | Standard A Lamp | 2 | 60 | 246922 | Bathroom
Ceiling Fixture | Incandescent |  | Standard A Lamp | 1 | 60 | 246923 | Bedroom
Ceiling Fixture | Incandescent |  | Standard A Lamp | 2 | 60 | 246924 | Bedroom
Other | Incandescent |  | Mini base | 1 | 5 | 246924 | Bedroom
Ceiling Fixture | Incandescent |  | Standard A Lamp | 2 | 60 | 246925 | Kitchen
Ceiling Fixture | Incandescent |  | Standard A Lamp | 2 | 60 | 246926 | Master Bedroom
Ceiling Fixture | Incandescent |  | Standard A Lamp | 2 | 60 | 246927 | Bathroom
Wall Mount | Compact Fluorescent |  | Twist | 4 | 40 | 247081 | Bathroom
Ceiling Fixture | Compact Fluorescent |  | Twist | 1 | 15 | 247082 | Bathroom
Wall Mount | Compact Fluorescent |  | Twist | 2 | 15 | 247082 | Bathroom
Ceiling Fixture | Compact Fluorescent |  | Twist | 1 | 15 | 247083 | Bedroom
Floor lamp | Incandescent |  | Decorative | 3 | 40 | 247083 | Bedroom
Table | Incandescent |  | Standard A Lamp | 3 | 100 | 247084 | Family Room
Floor lamp | Compact Fluorescent |  | Twist | 1 | 15 | 247084 | Family Room
Table | Incandescent |  | Standard A Lamp | 1 | 100 | 247084 | Family Room
Chandelier (Hanging) | Compact Fluorescent |  | Twist | 3 | 15 | 247085 | Kitchen
Chandelier (Hanging) | Incandescent |  | Standard A Lamp | 2 | 100 | 247085 | Kitchen
Ceiling Fixture | Compact Fluorescent |  | Twist | 2 | 15 | 247085 | Kitchen
Ceiling Fixture | Compact Fluorescent |  | Twist | 1 | 22 | 247085 | Kitchen
Ceiling Fixture | Incandescent |  | Standard A Lamp | 1 | 60 | 247086 | Laundry Room
Table | Compact Fluorescent |  | Twist | 1 | 15 | 247087 | Living Room
Floor lamp | Incandescent |  | Decorative | 3 | 40 | 247087 | Living Room
Ceiling Fixture | Compact Fluorescent |  | Twist | 1 | 15 | 247088 | Bedroom
Ceiling Fixture | Incandescent |  | Standard A Lamp | 1 | 100 | 247089 | Master Bedroom
Ceiling Fixture | Compact Fluorescent |  | Twist | 1 | 15 | 247089 | Master Bedroom
Architectural | Incandescent |  | Other | 1 | 25 | 247089 | Master Bedroom
Table | Incandescent |  | Standard A Lamp | 1 | 40 | 247089 | Master Bedroom
Wall Mount | Incandescent |  | Globe | 6 | 40 | 247121 | Bathroom
Ceiling Fixture | Incandescent |  | Standard A Lamp | 1 | 60 | 247122 | Bedroom
Table | Incandescent |  | Mini base | 1 | 40 | 247122 | Bedroom
Ceiling Fixture | Incandescent |  | Standard A Lamp | 2 | 60 | 247123 | Bedroom
Table | Incandescent |  | Reflector | 1 | 45 | 247123 | Bedroom
Ceiling Fixture | Compact Fluorescent |  | Twist | 2 | 15 | 247124 | Office
Table | Compact Fluorescent |  | Straight Tube | 1 | 27 | 247124 | Office
Table | Incandescent |  | Standard A Lamp | 1 | 100 | 247124 | Office
Chandelier (Hanging) | Compact Fluorescent |  | Twist | 6 | 15 | 247125 | Dining Room
Ceiling Fan | Compact Fluorescent |  | Straight Tube | 3 | 11 | 247126 | Family Room
Table | Incandescent |  | Standard A Lamp | 1 | 70 | 247126 | Family Room
Table | Incandescent |  | Standard A Lamp | 1 | 200 | 247126 | Family Room
Torchiere | Compact Fluorescent |  | Other | 1 | 22 | 247126 | Family Room
Table | Compact Fluorescent |  | Straight Tube | 1 | 27 | 247126 | Family Room
Garage door opener | Incandescent |  | Standard A Lamp | 1 | 60 | 247127 | Other
Ceiling Fixture | Incandescent |  | Standard A Lamp | 1 | 60 | 247127 | Other
Ceiling Fixture | Incandescent |  | Standard A Lamp | 1 | 100 | 247128 | Hall
Ceiling Fixture | Incandescent |  | Standard A Lamp | 1 | 60 | 247129 | Hall
Ceiling Fixture | Linear Fluorescent | 48 | T-12 | 4 | 40 | 2471210 | Kitchen
Ceiling Fixture | Incandescent |  | Standard A Lamp | 1 | 60 | 2471210 | Kitchen
Ceiling Fixture | Incandescent |  | Standard A Lamp | 2 | 60 | 2471210 | Kitchen
Ceiling Fixture | Incandescent |  | Standard A Lamp | 1 | 60 | 2471211 | Laundry Room
Table | Incandescent |  | Standard A Lamp | 1 | 60 | 2471212 | Living Room
Torchiere | Halogen |  | Quartz Tube | 1 | 150 | 2471212 | Living Room
Table | Incandescent |  | Standard A Lamp | 3 | 90 | 2471212 | Living Room
Floor lamp | Compact Fluorescent |  | Straight Tube | 1 | 11 | 2471212 | Living Room
Wall Mount | Incandescent |  | Globe | 6 | 40 | 2471213 | Bathroom
Ceiling Fixture | Incandescent |  | Standard A Lamp | 2 | 60 | 2471214 | Master Bedroom
Table | Incandescent |  | Standard A Lamp | 1 | 60 | 2471214 | Master Bedroom
Ceiling Fixture | Incandescent |  | Standard A Lamp | 1 | 100 | 2471215 | Closet
Table | Compact Fluorescent |  | Twist | 1 | 15 | 247191 | Bedroom
Ceiling Fixture | Incandescent |  | Standard A Lamp | 1 | 60 | 247192 | Bedroom
Table | Incandescent |  | Standard A Lamp | 1 | 60 | 247192 | Bedroom
Wall Mount | Incandescent |  | Clear | 3 | 40 | 247193 | Bathroom
Recessed Can | Incandescent |  | Reflector | 1 | 60 | 247193 | Bathroom
Ceiling Fixture | Incandescent |  | Standard A Lamp | 1 | 60 | 247194 | Closet
Chandelier (Hanging) | Incandescent |  | Standard A Lamp | 4 | 40 | 247195 | Dining Room
Ceiling Fixture | Incandescent |  | Standard A Lamp | 1 | 150 | 247196 | Garage
Ceiling Fixture | Incandescent |  | Standard A Lamp | 1 | 60 | 247197 | Hall
Recessed Can | Incandescent |  | Reflector | 1 | 65 | 247198 | Kitchen
Wall Mount | Halogen |  | MR | 1 | 50 | 247198 | Kitchen
Ceiling Fixture | Linear Fluorescent | 42 | T-12 | 2 | 32 | 247199 | Laundry Room
Floor lamp | Compact Fluorescent |  | Twist | 2 | 15 | 2471910 | Living Room
Table | Compact Fluorescent |  | Twist | 1 | 15 | 2471910 | Living Room
Wall Mount | Incandescent |  | Standard A Lamp | 1 | 40 | 2471910 | Living Room
Table | Compact Fluorescent |  | Straight Tube | 1 | 28 | 2471911 | Master Bedroom
Table | Incandescent |  | Standard A Lamp | 1 | 60 | 2471911 | Master Bedroom
Ceiling Fixture | Linear Fluorescent | 42 | T-12 | 2 | 40 | 2471912 | Office
Ceiling Fixture | Linear Fluorescent | 18 | T-12 | 2 | 20 | 2471913 | Closet
Ceiling Fixture | Incandescent |  | Standard A Lamp | 2 | 60 | 2471914 | Closet
Wall Mount | Incandescent |  | Standard A Lamp | 3 | 100 | 2471915 | Bathroom
Recessed Can | Halogen |  | PAR | 1 | 30 | 2471915 | Bathroom
Ceiling Fan | Incandescent |  | Standard A Lamp | 1 | 60 | 2471915 | Bathroom
Ceiling Fixture | Incandescent |  | Standard A Lamp | 1 | 60 | 247361 | Bedroom
Ceiling Fixture | Compact Fluorescent |  | Twist | 1 | 15 | 247361 | Bedroom
Ceiling Fixture | Incandescent |  | Standard A Lamp | 2 | 60 | 247362 | Bedroom
Ceiling Fixture | Compact Fluorescent |  | Twist | 1 | 15 | 247363 | Bathroom
Wall Mount | Incandescent |  | Standard A Lamp | 1 | 75 | 247363 | Bathroom
Ceiling Fixture | Incandescent |  | Globe | 1 | 75 | 247364 | Closet
Chandelier (Hanging) | Incandescent |  | Decorative | 5 | 25 | 247365 | Dining Room
Ceiling Fixture | Incandescent |  | Standard A Lamp | 3 | 60 | 247366 | Hall
Torchiere | Incandescent |  | Standard A Lamp | 3 | 60 | 247367 | Family Room
Chandelier (Hanging) | Incandescent |  | Standard A Lamp | 1 | 60 | 247367 | Family Room
Ceiling Fixture | Incandescent |  | Standard A Lamp | 1 | 60 | 247368 | Hall
Ceiling Fixture | Compact Fluorescent |  | Twist | 1 | 15 | 247368 | Hall
Ceiling Fixture | Incandescent |  | Globe | 1 | 75 | 247369 | Kitchen
Ceiling Fixture | Compact Fluorescent |  | Twist | 1 | 15 | 247369 | Kitchen
Table | Incandescent |  | Standard A Lamp | 1 | 60 | 2473610 | Living Room
Ceiling Fixture | Compact Fluorescent |  | Twist | 2 | 15 | 2473611 | Master Bedroom
Chandelier (Hanging) | Incandescent |  | Clear | 2 | 60 | 2473611 | Master Bedroom
Ceiling Fixture | Compact Fluorescent |  | Twist | 1 | 15 | 2473612 | Bathroom
Wall Mount | Compact Fluorescent |  | Twist | 2 | 15 | 2473612 | Bathroom
Ceiling Fixture | Compact Fluorescent |  | Twist | 2 | 15 | 2473613 | Laundry Room
Wall Mount | Incandescent |  | Mini base | 6 | 40 | 247631 | Bathroom
Wall Mount | Incandescent |  | Globe | 3 | 60 | 247632 | Bathroom
Ceiling Fixture | Incandescent |  | Standard A Lamp | 1 | 60 | 247632 | Bathroom
Exterior | Incandescent |  | Standard A Lamp | 1 | 60 | 247632 | Bathroom
Chandelier (Hanging) | Incandescent |  | Standard A Lamp | 1 | 60 | 247633 | Master Bedroom
Table | Incandescent |  | Standard A Lamp | 1 | 60 | 247633 | Master Bedroom
Table | Incandescent |  | Decorative | 1 | 60 | 247633 | Master Bedroom
Ceiling Fixture | Incandescent |  | Standard A Lamp | 1 | 60 | 247634 | Closet
Chandelier (Hanging) | Incandescent |  | Decorative | 1 | 60 | 247635 | Living Room
Floor lamp | Incandescent |  | 3-Way Incandescent | 1 | 75 | 247635 | Living Room
Table | Incandescent |  | 3-Way Incandescent | 1 | 200 | 247635 | Living Room
Ceiling Fixture | Linear Fluorescent | 48 | T-12 | 2 | 40 | 247636 | Kitchen
Architectural | Linear Fluorescent | 24 | T-12 | 2 | 20 | 247637 | Office
Ceiling Fixture | Incandescent |  | Standard A Lamp | 2 | 60 | 247637 | Office
Ceiling Fixture | Incandescent |  | Standard A Lamp | 1 | 60 | 247638 | Hall
Ceiling Fixture | Incandescent |  | Standard A Lamp | 2 | 60 | 247639 | Bedroom
Table | Incandescent |  | 3-Way Incandescent | 1 | 75 | 247639 | Bedroom
Ceiling Fixture | Incandescent |  | Standard A Lamp | 2 | 60 | 2476310 | Laundry Room
Wall Mount | Incandescent |  | Standard A Lamp | 6 | 100 | 247711 | Bathroom
Table | Incandescent |  | Standard A Lamp | 1 | 100 | 247712 | Bedroom
Ceiling Fan | Incandescent |  | Standard A Lamp | 1 | 100 | 247713 | Bedroom
Floor lamp | Incandescent |  | Standard A Lamp | 1 | 100 | 247713 | Bedroom
Wall Mount | Incandescent |  | Standard A Lamp | 1 | 100 | 247714 | Hall
Ceiling Fixture | Incandescent |  | Standard A Lamp | 1 | 100 | 247714 | Hall
Ceiling Fixture | Incandescent |  | Standard A Lamp | 1 | 60 | 247715 | Kitchen
Floor lamp | Incandescent |  | Standard A Lamp | 1 | 100 | 247716 | Living Room
Table | Incandescent |  | Standard A Lamp | 1 | 100 | 247716 | Living Room
Other | Linear Fluorescent | 6 | T-5 | 1 | 16 | 247716 | Living Room
Ceiling Fixture | Incandescent |  | Standard A Lamp | 1 | 60 | 247717 | Bedroom
Table | Incandescent |  | Standard A Lamp | 1 | 40 | 247791 | Bedroom
Ceiling Fixture | Incandescent |  | Standard A Lamp | 1 | 60 | 247791 | Bedroom
Ceiling Fixture | Incandescent |  | Standard A Lamp | 1 | 60 | 247792 | Bedroom
Table | Incandescent |  | Standard A Lamp | 1 | 60 | 247792 | Bedroom
Ceiling Fixture | Incandescent |  | Standard A Lamp | 1 | 100 | 247793 | Garage
Garage door opener | Incandescent |  | Standard A Lamp | 2 | 60 | 247793 | Garage
Chandelier (Hanging) | Compact Fluorescent |  | Twist | 5 | 15 | 247794 | Kitchen
Ceiling Fixture | Linear Fluorescent | 48 | T-12 | 1 | 40 | 247794 | Kitchen
Ceiling Fixture | Incandescent |  | Standard A Lamp | 1 | 60 | 247795 | Laundry Room
Ceiling Fan | Incandescent |  | Standard A Lamp | 4 | 60 | 247796 | Living Room
Table | Incandescent |  | Standard A Lamp | 1 | 65 | 247796 | Living Room
Table | Incandescent |  | Standard A Lamp | 1 | 65 | 247796 | Living Room
Ceiling Fixture | Incandescent |  | Standard A Lamp | 1 | 65 | 247797 | Bedroom
Ceiling Fan | Incandescent |  | Standard A Lamp | 1 | 60 | 247797 | Bedroom
Table | Incandescent |  | Standard A Lamp | 1 | 60 | 247797 | Bedroom
Wall Mount | Compact Fluorescent |  | Twist | 3 | 15 | 247798 | Bathroom
Wall Mount | Incandescent |  | Standard A Lamp | 1 | 90 | 248471 | Bathroom
Ceiling Fixture | Incandescent |  | Standard A Lamp | 2 | 60 | 248472 | Bedroom
Table | Incandescent |  | Standard A Lamp | 1 | 60 | 248472 | Bedroom
Ceiling Fixture | Incandescent |  | Standard A Lamp | 2 | 60 | 248473 | Bedroom
Ceiling Fixture | Compact Fluorescent |  | Twist | 2 | 22 | 248474 | Closet
Chandelier (Hanging) | Incandescent |  | Standard A Lamp | 6 | 60 | 248475 | Dining Room
Ceiling Fan | Incandescent |  | Standard A Lamp | 4 | 60 | 248476 | Family Room
Floor lamp | Incandescent |  | Standard A Lamp | 1 | 100 | 248476 | Family Room
Floor lamp | Incandescent |  | Standard A Lamp | 1 | 60 | 248476 | Family Room
Ceiling Fixture | Linear Fluorescent | 48 | T-12 | 2 | 40 | 248477 | Garage
Garage door opener | Incandescent |  | Standard A Lamp | 2 | 60 | 248477 | Garage
Ceiling Fixture | Halogen |  | MR | 3 | 50 | 248478 | Kitchen
Recessed Can | Incandescent |  | Standard A Lamp | 1 | 100 | 248478 | Kitchen
Recessed Can | Compact Fluorescent |  | Twist | 1 | 22 | 248478 | Kitchen
Ceiling Fixture | Linear Fluorescent | 42 | T-12 | 2 | 40 | 248479 | Laundry Room
Ceiling Fixture | Incandescent |  | Standard A Lamp | 2 | 90 | 2484710 | Master Bedroom
Wall Mount | Linear Fluorescent |  | Fluorescent Other | 1 | 20 | 2484710 | Master Bedroom
Architectural | Linear Fluorescent | 12 | Fluorescent Other | 1 | 15 | 2484711 | Office
Table | Incandescent |  | Standard A Lamp | 1 | 60 | 2484711 | Office
Wall Mount | Incandescent |  | Standard A Lamp | 2 | 60 | 2484712 | Bathroom
Ceiling Fixture | Incandescent |  | Standard A Lamp | 1 | 60 | 248541 | Bathroom
Ceiling Fixture | Incandescent |  | Standard A Lamp | 2 | 100 | 248542 | Bedroom
Table | Incandescent |  | 3-Way Incandescent | 1 | 100 | 248542 | Bedroom
Ceiling Fixture | Incandescent |  | Standard A Lamp | 3 | 60 | 248543 | Dining Room
Chandelier (Hanging) | Incandescent |  | Standard A Lamp | 5 | 60 | 248544 | Dining Room
Chandelier (Hanging) | Incandescent |  | Standard A Lamp | 1 | 60 | 248545 | Family Room
Ceiling Fan | Incandescent |  | Standard A Lamp | 4 | 40 | 248545 | Family Room
Ceiling Fixture | Incandescent |  | Standard A Lamp | 1 | 75 | 248545 | Family Room
Table | Incandescent |  | Mini base | 4 | 40 | 248545 | Family Room
Floor lamp | Compact Fluorescent |  | Twist | 5 | 15 | 248545 | Family Room
Wall Mount | Incandescent |  | Standard A Lamp | 1 | 60 | 248546 | Garage
Ceiling Fixture | Linear Fluorescent | 48 | T-12 | 2 | 60 | 248547 | Kitchen
Ceiling Fixture | Incandescent |  | Standard A Lamp | 1 | 60 | 248548 | Laundry Room
Ceiling Fan | Incandescent |  | Standard A Lamp | 1 | 60 | 248549 | Living Room
Ceiling Fixture | Incandescent |  | Standard A Lamp | 1 | 60 | 2485410 | Bathroom
Wall Mount | Incandescent |  | Mini base | 4 | 40 | 2485410 | Bathroom
Ceiling Fan | Incandescent |  | Standard A Lamp | 1 | 75 | 2485411 | Master Bedroom
Table | Incandescent |  | Mini base | 3 | 40 | 2485411 | Master Bedroom
Ceiling Fixture | Incandescent |  | Standard A Lamp | 2 | 100 | 2485412 | Bedroom
Table | Linear Fluorescent | 18 | T-8 | 2 | 16 | 2485412 | Bedroom
Table | Incandescent |  | Standard A Lamp | 1 | 60 | 2485412 | Bedroom