## READ ME
Residential HVAC Market Model Results
In its continued market research efforts to improve the regional body of knowledge about energy consumption and savings, Bonneville Power Administration (BPA) has developed a quantitative model representing the regional residential heating ventilation and air conditioning (HVAC) market for the Northwest Power and Conservation Council's Seventh Power Plan Action Plan period, 2016 through 2021. BPA’s goal for modeling this market is twofold: 1. Understand how total residential HVAC electric consumption is changing over the analysis period; and 2. Estimate draft electric Momentum Savings for the Action Plan period. This workbook contains detailed outputs and results of this model. Additional documentation accompanies this workbook, including a report describing the model methodology, the quantitative model itself, and details of all model inputs.
2022-06-24
Workbook Contents | Description
Table of Contents (TOC) | Clickable Table of Contents
Energy Savings (Table 1) | Momentum Savings relative to Seventh Plan baseline
Energy Consumption (Tables 2-4) | Total market energy consumption
Technology Mix in Stock (Tables 5 and 6) | Stock saturations (%) of primary HVAC technologies
Energy Consumption by Technology (Tables 7 and 8) | Energy consumption by technology over time
Technology Units in Stock (Tables 9 and 10) | Stock size (dwelling units) of primary HVAC technologies
Technology Units in Sales (Tables 11 and 12) | Sales (equipment units) of primary HVAC technologies
Market Summaries | Summaries of Total Savings, Heating, Cooling, and Non-Equipment Factors
Equipment Summaries | Detailed model results for major HVAC equipment types
Study Manager:
Joan Wang
Bonneville Power Administration
jjwang@bpa.gov
Contributors:
Bretnie Eschenbach, Nolan Kelly, Sarah Widder, Fred Schaefer, Elizabeth Daykin
Cadeo Group

## TOC
Table of Contents
Sheet | Title | Quantity | Momentum Savings Question*
|  |  | Q2 | Q3 | Q4 | Start Cell | Row | Column | Filter
Table 1 | Annual, Regional HVAC Momentum Savings Relative to Council Seventh Power Plan Baseline | aMW at Busbar |  | x |  | C9 | Savings Type | Year | None
Table 2 | Annual, Regional HVAC Consumption by Scenario | aMW at Busbar |  | x |  | C9 | Scenario | Year | Scenario in (Market, 7PP Baseline)
Table 3 | Annual, Regional Heating Consumption by Scenario, Building Type | aMW at Busbar |  | x |  | C9 | Building Type, Scenario | Year | Scenario in (Market, 7PP Baseline), End Use = Heating
Table 4 | Annual, Regional Cooling Consumption by Scenario, Building Type | aMW at Busbar |  | x |  | C9 | Building Type, Scenario | Year | Scenario in (Market, 7PP Baseline), End Use = Cooling
Table 5 | Annual, Regional Heating Technology Mix in Stock, Market Scenario | % of Dwelling Units | x |  |  | C10 | HVAC Type, Efficiency | Year | Scenario = Market, End Use = Heating
Table 6 | Annual, Regional Cooling Technology Mix in Stock, Market Scenario | % of Dwelling Units | x |  |  | C9 | HVAC Type, Efficiency | Year | Scenario = Market, End Use = Cooling
Table 7 | Annual, Regional Heating Consumption by Technology, Market Scenario | aMW at Busbar |  | x |  | C9 | HVAC Type | Year | Scenario = Market, End Use = Heating
Table 8 | Annual, Regional Cooling Consumption by Technology, Market Scenario | aMW at Busbar |  | x |  | C9 | HVAC Type | Year | Scenario = Market, End Use = Cooling
Table 9 | Regional Heating Equipment Stock by Technology, Over Time, Market Scenario | # of Dwelling Units | x |  |  | C10 | HVAC Type, Efficiency | Year | Scenario = Market, End Use = Heating
Table 10 | Regional Cooling Equipment Stock by Technology, Over Time, Market Scenario | # of Dwelling Units | x |  |  | C9 | HVAC Type, Efficiency | Year | Scenario = Market, End Use = Cooling
Table 11 | Regional Heating Equipment Product Flow by Technology, Over Time, Market Scenario | # of Units Entering the Stock as Primary Heating Equipment | x |  |  | C10 | HVAC Type, Efficiency | Year | Scenario = Market, End Use = Heating
Table 12 | Regional Cooling Equipment Product Flow by Technology, Over Time, Market Scenario | # of Units Entering the Stock as Primary Cooling Equipment | x |  |  | C9 | HVAC Type, Efficiency | Year | Scenario = Market, End Use = Cooling
Savings Summary | Annual, Regional Total Savings by Source | aMW at Busbar |  | x | x
Savings Summary | Annual, Regional Total Savings by Source and Building Type | aMW at Busbar |  | x
Savings Summary | Annual, Regional Total Savings by Source and End Use | aMW at Busbar |  | x
Savings Summary | Heating Savings by Source and Building Type | aMW at Busbar |  | x |  | C133 | Building Type, Scenario | Year | End Use = Heating
Savings Summary | Cooling Savings by Source and Building Type | aMW at Busbar |  | x |  | C127 | Building Type, Scenario | Year | End Use = Cooling
Heating Summary | Annual Heating Equipment Stock by Technology - Market Scenario | # of Dwelling Units | x |  |  | D7 | HVAC Type | Year | End Use = Heating, Scenario = Market
Heating Summary | Regional Heating Equipment Stock by Technology - Baseline Scenario | # of Dwelling Units | x |  |  | D23 | HVAC Type | Year | End Use = Heating, Scenario = 7PP Baseline
Heating Summary | Heating Equipment Stock Share by Technology - Market Scenario | % of Stock | x |  |  | D39 | HVAC Type | Year | End Use = Heating, Scenario = Market
Heating Summary | Heating Equipment Stock Share by Technology - Baseline Scenario | % of Stock | x |  |  | D55 | HVAC Type | Year | End Use = Heating, Scenario = 7PP Baseline
Heating Summary | Annual Heating Equipment Consumption by Technology - Market Scenario | aMW at Busbar |  | x |  | D71 | HVAC Type | Year | End Use = Heating, Scenario = Market
Heating Summary | Annual Heating Equipment Consumption by Technology - Baseline Scenario | aMW at Busbar |  | x |  | D87 | HVAC Type | Year | End Use = Heating, Scenario = 7PP Baseline
Heating Summary | Annual Average Heating UEC per Dwelling Unit by Building Type, Scenario | kWh per Dwelling Unit at Meter |  | x |  | C103 | Building Type, Scenario | Year | End Use = Heating, Scenario in (Market, 7PP Baseline)
Heating Summary | Annual Heating aMW Consumption by Scenario, Building Type | aMW at Busbar |  | x |  | C118 | Building Type, Scenario | Year | End Use = Heating, Scenario in (Market, 7PP Baseline)
Cooling Summary | Annual Cooling Equipment Stock by Technology - Market Scenario | # of Dwelling Units | x |  |  | D7 | HVAC Type | Year | End Use = Cooling, Scenario = Market
Cooling Summary | Regional Cooling Equipment Stock by Technology - Baseline Scenario | # of Dwelling Units | x |  |  | D22 | HVAC Type | Year | End Use = Cooling, Scenario = 7PP Baseline
Cooling Summary | Cooling Equipment Stock Share by Technology - Market Scenario | % of Stock | x |  |  | D37 | HVAC Type | Year | End Use = Cooling, Scenario = Market
Cooling Summary | Cooling Equipment Stock Share by Technology - Baseline Scenario | % of Stock | x |  |  | D52 | HVAC Type | Year | End Use = Cooling, Scenario = 7PP Baseline
Cooling Summary | Annual Cooling Equipment Consumption by Technology - Market Scenario | aMW at Busbar |  | x |  | D67 | HVAC Type | Year | End Use = Cooling, Scenario = Market
Cooling Summary | Annual Cooling Equipment Consumption by Technology - Baseline Scenario | aMW at Busbar |  | x |  | D82 | HVAC Type | Year | End Use = Cooling, Scenario = 7PP Baseline
Cooling Summary | Annual Average Cooling UEC per Dwelling Unit by Building Type, Scenario | kWh per Dwelling Unit at Meter |  | x |  | D97 | Building Type, Scenario | Year | End Use = Cooling, Scenario in (Market, 7PP Baseline)
Cooling Summary | Annual Cooling aMW Consumption by Scenario, Building Type | aMW at Busbar |  | x |  | C112 | Building Type, Scenario | Year | End Use = Cooling, Scenario in (Market, 7PP Baseline)
Non-Equip Summary | Annual Dwelling Units with Fully Weatherized Homes by Scenario | # of Dwelling Units | x |  |  | C9 | Technology, Scenario | Year | Technology in (Wx Full Upgrade, Advanced Smart Thermostat)
Non-Equip Summary | Annual Dwelling Units with Advanced Smart Thermostats by Technology | # of Dwelling Units | x |  |  | C9 | Technology, Scenario | Year | Technology in (Wx Full Upgrade, Advanced Smart Thermostat)
ASHP Detail | Annual ASHP Stock aMW Consumption by Scenario | aMW at Busbar |  | x |  | C9 | Scenario | Year | Scenario in (Market, 7PP Baseline), HVAC Type = ASHP
ASHP Detail | Annual ASHP Stock aMW Consumption by Building Type End Use, Market Scenario | aMW at Busbar |  | x |  | C21 | Building Type, End Use, Scenario | Year | Scenario = Market, HVAC Type =ASHP
ASHP Detail | Annual ASHP Heating Stock Saturation by Building Type Scenario, Market Scenario | % of Dwelling Units | x |  |  | C37 | Building Type, Scenario | Year | Scenario in (Market, 7PP Baseline), End Use = Heating, HVAC Type = ASHP
ASHP Detail | # of Dwelling Units with ASHP as Primary Heating System by Building Type, Scenario Over Time | # of Dwelling Units | x |  |  | C53 | Building Type, Scenario | Year | Scenario in (Market, 7PP Baseline), End Use = Heating, HVAC Type = ASHP
ASHP Detail | Annual ASHP Heating UEC by Building Type, Climate Zone for Market Scenario | kWh per Dwelling Unit at Meter |  | x |  | C69 | Building Type, Climate Zone | Year | Scenario = Market, End Use = Heating, HVAC Type = ASHP
ASHP Detail | Annual ASHP Cooling Stock Saturation by Building Type Scenario, Market Scenario | % of Dwelling Units | x |  |  | C88 | Building Type, Scenario | Year | Scenario in (Market, 7PP Baseline), End Use = Cooling, HVAC Type = ASHP
ASHP Detail | # of Dwelling Units with ASHP as Primary Cooling System by Building Type, Scenario Over Time | # of Dwelling Units | x |  |  | C104 | Building Type, Scenario | Year | Scenario in (Market, 7PP Baseline), End Use = Cooling, HVAC Type = ASHP
ASHP Detail | Annual ASHP Cooling UEC by Building Type, Climate Zone for Market Scenario | kWh per Dwelling Unit at Meter |  | x |  | C121 | Building Type, Climate Zone | Year | Scenario = Market, End Use = Cooling, HVAC Type = ASHP
ASHP Detail | Annual ASHP Heating Efficiency Mix in Stock Over Time, Market Scenario | % of Dwelling Units | x |  |  | C142 | Efficiency Tier | Year | Scenario = Market, End Use = Heating, HVAC Type = ASHP
ASHP Detail | Annual ASHP Cooling Efficiency Mix in Stock Over Time, Market Scenario | % of Dwelling Units | x |  |  | C158 | Efficiency Tier | Year | Scenario = Market, End Use = Cooling, HVAC Type = ASHP
ASHP Detail | Annual ASHP Heating Efficiency Mix in Product Flow Over Time, Market Scenario | % of Product Flow | x |  |  | C173 | Efficiency Tier | Year | Scenario = Market, End Use = Heating, HVAC Type = ASHP
ASHP Detail | Annual ASHP Cooling Efficiency Mix in Product Flow Over Time, Market Scenario | % of Product Flow | x |  |  | C189 | Efficiency Tier | Year | Scenario = Market, End Use = Cooling, HVAC Type = ASHP
DHP Detail | Annual DHP Stock aMW Consumption by Scenario | aMW at Busbar |  | x |  | C9 | Scenario | Year | Scenario in (Market, 7PP Baseline), HVAC Type = DHP
DHP Detail | Annual DHP Stock aMW Consumption by Building Type End Use, Market Scenario | aMW at Busbar |  | x |  | C21 | Building Type, End Use, Scenario | Year | Scenario = Market, HVAC Type =DHP
DHP Detail | Annual DHP Heating Stock Saturation by Building Type Scenario, Market Scenario Over Time | % of Dwelling Units | x |  |  | C37 | Building Type, Scenario | Year | Scenario in (Market, 7PP Baseline), End Use = Heating, HVAC Type = DHP
DHP Detail | # of Dwelling Units with DHP as Primary Heating System by Building Type, Scenario Over Time | # of Dwelling Units | x |  |  | C53 | Building Type, Scenario | Year | Scenario in (Market, 7PP Baseline), End Use = Heating, HVAC Type = DHP
DHP Detail | Annual DHP Heating UEC by Building Type, Climate Zone for Market Scenario | kWh per Dwelling Unit at Meter |  | x |  | C69 | Building Type, Climate Zone | Year | Scenario = Market, End Use = Heating, HVAC Type = DHP
DHP Detail | Annual DHP Cooling Stock Saturation by Building Type Scenario, Market Scenario Over Time | % of Dwelling Units | x |  |  | C88 | Building Type, Scenario | Year | Scenario in (Market, 7PP Baseline), End Use = Cooling, HVAC Type = DHP
DHP Detail | # of Dwelling Units with DHP as Primary Cooling System by Building Type, Scenario Over Time | # of Dwelling Units | x |  |  | C104 | Building Type, Scenario | Year | Scenario in (Market, 7PP Baseline), End Use = Cooling, HVAC Type = DHP
DHP Detail | Annual DHP Cooling UEC by Building Type, Climate Zone for Market Scenario | kWh per Dwelling Unit at Meter |  | x |  | C121 | Building Type, Climate Zone | Year | Scenario = Market, End Use = Cooling, HVAC Type = DHP
CAC Detail | Annual CAC Stock aMW Consumption by Scenario | aMW at Busbar |  | x |  | C9 | Scenario | Year | Scenario in (Market, 7PP Baseline), HVAC Type = CAC
CAC Detail | CAC Stock Saturation by Building Type Scenario, Market Scenario Over Time | % of Dwelling Units | x |  |  | C21 | Building Type, Scenario | Year | Scenario in (Market, 7PP Baseline), End Use = Cooling, HVAC Type = CAC
CAC Detail | # of Dwelling Units with CAC as Primary Cooling System by Building Type, Scenario Over Time | # of Dwelling Units | x |  |  | C37 | Building Type, Scenario | Year | Scenario in (Market, 7PP Baseline), End Use = Cooling, HVAC Type = CAC
CAC Detail | Annual CAC UEC by Building Type, Climate Zone for Market Scenario | kWh per Dwelling Unit at Meter |  | x |  | C54 | Building Type, Climate Zone | Year | Scenario = Market, End Use = Cooling, HVAC Type = CAC
CAC Detail | Annual CAC Efficiency Mix in Stock Over Time, Market Scenario | % of Dwelling Units | x |  |  | C74 | Efficiency Tier | Year | Scenario = Market, End Use = Cooling, HVAC Type = CAC
CAC Detail | Annual CAC Efficiency Mix in Product Flow Over Time, Market Scenario | % of Product Flow | x |  |  | C88 | Efficiency Tier | Year | Scenario = Market, End Use = Cooling, HVAC Type = CAC
eFAF Detail | Annual eFAF Stock aMW Consumption by Scenario | aMW at Busbar |  | x |  | C9 | Scenario | Year | Scenario in (Market, 7PP Baseline), HVAC Type = eFAF
eFAF Detail | eFAF Stock Saturation by Building Type Scenario, Time, Market Scenario | % of Dwelling Units | x |  |  | C21 | Building Type, Scenario | Year | Scenario in (Market, 7PP Baseline), End Use = Heating, HVAC Type = eFAF
eFAF Detail | # of Dwelling Units with eFAF as Primary Heating System by Building Type, Scenario | # of Dwelling Units | x |  |  | C37 | Building Type, Scenario | Year | Scenario in (Market, 7PP Baseline), End Use = Heating, HVAC Type = eFAF
eFAF Detail | Annual eFAF UEC by Building Type, Climate Zone for Market Scenario | kWh per Dwelling Unit at Meter |  | x |  | C53 | Building Type, Climate Zone | Year | Scenario = Market, End Use = Heating, HVAC Type = eFAF
Electric Zonal Detail | Annual Electric Zonal Stock aMW Consumption by Scenario | aMW at Busbar |  | x |  | C9 | Scenario | Year | Scenario in (Market, 7PP Baseline), HVAC Type = Zonal
Electric Zonal Detail | Electric Zonal Stock Saturation by Building Type Scenario, Market Scenario Over Time | % of Dwelling Units | x |  |  | C21 | Building Type, Scenario | Year | Scenario in (Market, 7PP Baseline), End Use = Heating, HVAC Type = Zonal
Electric Zonal Detail | # of Dwelling Units with Electric Zonal as Primary Heating System by Building Type, Scenario Over Time | # of Dwelling Units | x |  |  | C37 | Building Type, Scenario | Year | Scenario in (Market, 7PP Baseline), End Use = Heating, HVAC Type = Zonal
Electric Zonal Detail | Annual Electric Zonal UEC by Building Type, Climate Zone for Market Scenario | kWh per Dwelling Unit at Meter |  | x |  | C53 | Building Type, Climate Zone | Year | Scenario = Market, End Use = Heating, HVAC Type = Zonal
FAF Gas Other Detail | Annual FAF Gas/Other Stock aMW Consumption by Scenario | aMW at Busbar |  | x |  | C9 | Scenario | Year | Scenario in (Market, 7PP Baseline), HVAC Type = gFAF
FAF Gas Other Detail | FAF Gas/Other Stock Saturation by Building Type, Scenario, (Heating), Market Scenario Over Time | % of Dwelling Units | x |  |  | C21 | Building Type, Scenario | Year | Scenario in (Market, 7PP Baseline), End Use = Heating, HVAC Type = gFAF
FAF Gas Other Detail | # of Dwelling Units with FAF Gas/Other as Primary Heating System by Building Type, Scenario Over Time | # of Dwelling Units | x |  |  | C37 | Building Type, Scenario | Year | Scenario in (Market, 7PP Baseline), End Use = Heating, HVAC Type = gFAF
FAF Gas Other Detail | Annual FAF Gas/Other UEC by Building Type, Climate Zone for Market Scenario | kWh per Dwelling Unit at Meter |  | x |  | C53 | Building Type, Climate Zone | Year | Scenario = Market, End Use = Heating, HVAC Type = gFAF
RAC Detail | Annual RAC Stock aMW Consumption by Scenario | aMW at Busbar |  | x |  | C9 | Scenario | Year | Scenario in (Market, 7PP Baseline), HVAC Type in (RAC, PTAC, PTHP)
RAC Detail | Annual RAC Stock Saturation by Building Type Scenario, Market Scenario | % of Dwelling Units | x |  |  | C21 | Building Type, Scenario | Year | Scenario in (Market, 7PP Baseline), End Use = Cooling, HVAC Type in (RAC, PTAC, PTHP)
RAC Detail | # of Dwelling Units with RAC as Primary Cooling System by Building Type, Scenario over Time | # of Dwelling Units | x |  |  | C37 | Building Type, Scenario | Year | Scenario in (Market, 7PP Baseline), End Use = Cooling, HVAC Type in (RAC, PTAC, PTHP)
RAC Detail | Annual RAC UEC by Building Type, Climate Zone for Market Scenario | kWh per Dwelling Unit at Meter |  | x |  | C53 | Building Type, Climate Zone | Year | Scenario = Market, End Use = Cooling, HVAC Type in (RAC, PTAC, PTHP)
* Note: Momentum Savings Question 1 is not quantitative; it defines the scope of the market and thus there are no model results that relate directly to Question 1.

## Table 1
Back to Table of Contents
Annual, Regional HVAC Momentum Savings Relative to Council Seventh Power Plan Baseline
(aMW at Busbar)
Summary: This table summarizes the annual Momentum Savings of all Residential HVAC stock in the market for each savings type over time relative to the frozen baseline, above the program scenario.
| 2016 | 2017 | 2018 | 2019 | 2020 | 2021 | Total
Momentum Savings (Regional Total) | 6.3165 | 10.351 | 12.5194 | 12.5845 | 20.8378 | 21.5947 | 84.2038
Momentum Savings (BPA Share) | 2.6529 | 4.3474 | 5.2581 | 5.2855 | 8.7519 | 9.0698 | 35.3656
Notes:
BPA established the 42% allocation of regional Momentum Savings in its Energy Efficiency Action Plan: https://www.bpa.gov/EE/Policy/EEPlan/Documents/BPA_Action_Plan_FINAL_20120301.pdf. The plan states: “BPA has taken responsibility for achieving the public power share of approximately 42% of savings.”

## Table 2
Back to Table of Contents
| Annual, Regional HVAC Consumption by Scenario | [6 empty] | Annual, Regional HVAC Consumption | DO NOT EDIT. THIS TABLE SUPPORTS THE CHART.
| (aMW at Busbar) | [6 empty] | aMW at Busbar by Scenario | Scenarios | 2015 | 2016 | 2017 | 2018 | 2019 | 2020 | 2021
[9 empty] | Market | 2527.5381 | 2547.5775 | 2574.8182 | 2601.2584 | 2632.2179 | 2664.9677 | 2696.2837
| Summary: This table summarizes the annual energy consumption of all Residential HVAC stock in the market in each scenario over time. | [7 empty] | Baseline | 2527.5381 | 2561.8926 | 2607.2541 | 2654.679 | 2708.145 | 2772.4325 | 2835.8895
Scenarios | 2015 | 2016 | 2017 | 2018 | 2019 | 2020 | 2021
Market | 2527.5381 | 2547.5775 | 2574.8182 | 2601.2584 | 2632.2179 | 2664.9677 | 2696.2837
Baseline | 2527.5381 | 2561.8926 | 2607.2541 | 2654.679 | 2708.145 | 2772.4325 | 2835.8895

## Table 3
Back to Table of Contents
[9 empty] | Annual, Single Family Heating Consumption | Annual, Multifamily Heating Consumption | Annual, Manufactured Home Heating Consumption
|  | Annual, Regional Heating Consumption by Scenario, Building Type | [6 empty] | aMW at Busbar, by Scenario | aMW at Busbar, by Scenario | aMW at Busbar, by Scenario
(aMW at Busbar)
[12 empty] | DO NOT EDIT. THIS TABLE SUPPORTS THE CHART. | [7 empty] | DO NOT EDIT. THIS TABLE SUPPORTS THE CHART. | [7 empty] | DO NOT EDIT. THIS TABLE SUPPORTS THE CHART.
|  | Summary: This table summarizes the annual heating energy consumption of all Residential HVAC stock in the market for each building type, by scenario, over time. | [9 empty] | Scenarios | 2015 | 2016 | 2017 | 2018 | 2019 | 2020 | 2021 | Scenarios | 2015 | 2016 | 2017 | 2018 | 2019 | 2020 | 2021 | Scenarios | 2015 | 2016 | 2017 | 2018 | 2019 | 2020 | 2021
[12 empty] | Market | 1405.9398 | 1432.8947 | 1462.2102 | 1486.9714 | 1512.3905 | 1535.6494 | 1556.6545 | Market | 506.3541 | 498.7736 | 492.0864 | 485.516 | 479.611 | 472.5046 | 467.0199 | Market | 334.8663 | 329.1588 | 323.5808 | 318.0273 | 312.284 | 306.2586 | 300.2575
[12 empty] | Baseline | 1405.9398 | 1440.5117 | 1480.2892 | 1517.9294 | 1557.4272 | 1601.8946 | 1644.4789 | Baseline | 506.3541 | 500.447 | 495.605 | 491.1091 | 487.1106 | 482.4481 | 479.2094 | Baseline | 334.8663 | 333.4335 | 332.4343 | 331.5135 | 330.5691 | 330.1194 | 329.7434
Building Type | Scenarios | 2015 | 2016 | 2017 | 2018 | 2019 | 2020 | 2021
SF | Market | 1405.9398 | 1432.8947 | 1462.2102 | 1486.9714 | 1512.3905 | 1535.6494 | 1556.6545
SF | Baseline | 1405.9398 | 1440.5117 | 1480.2892 | 1517.9294 | 1557.4272 | 1601.8946 | 1644.4789
MF | Market | 506.3541 | 498.7736 | 492.0864 | 485.516 | 479.611 | 472.5046 | 467.0199
MF | Baseline | 506.3541 | 500.447 | 495.605 | 491.1091 | 487.1106 | 482.4481 | 479.2094
MH | Market | 334.8663 | 329.1588 | 323.5808 | 318.0273 | 312.284 | 306.2586 | 300.2575
MH | Baseline | 334.8663 | 333.4335 | 332.4343 | 331.5135 | 330.5691 | 330.1194 | 329.7434
DO NOT EDIT. THIS TABLE SUPPORTS THE CHART.
[9 empty] | Annual, Total Regional Heating Consumption |  |  | Scenarios | 2015 | 2016 | 2017 | 2018 | 2019 | 2020 | 2021
[9 empty] | aMW at Busbar, by Scenario |  |  | Market | 2247.1601 | 2260.827 | 2277.8775 | 2290.5147 | 2304.2855 | 2314.4126 | 2323.9318
[12 empty] | Baseline | 2247.1601 | 2274.3922 | 2308.3285 | 2340.5521 | 2375.107 | 2414.4621 | 2453.4318

## Table 4
Back to Table of Contents
[9 empty] | Annual Single Family Cooling Consumption | Annual Multifamily Cooling Consumption | Annual Manufactured Home Cooling Consumption
|  | Annual, Regional Cooling Consumption by Scenario, Building Type | [6 empty] | aMW at Busbar, by Scenario | aMW at Busbar, by Scenario | aMW at Busbar, by Scenario
(aMW at Busbar)
[12 empty] | DO NOT EDIT. THIS TABLE SUPPORTS THE CHART. | [7 empty] | DO NOT EDIT. THIS TABLE SUPPORTS THE CHART. | [7 empty] | DO NOT EDIT. THIS TABLE SUPPORTS THE CHART.
|  | Summary: This table summarizes the annual cooling energy consumption of all Residential HVAC stock in the market for each building type, by scenario, over time. | [9 empty] | Scenarios | 2015 | 2016 | 2017 | 2018 | 2019 | 2020 | 2021 | Scenarios | 2015 | 2016 | 2017 | 2018 | 2019 | 2020 | 2021 | Scenarios | 2015 | 2016 | 2017 | 2018 | 2019 | 2020 | 2021
[12 empty] | Market | 240.5661 | 245.9691 | 254.6588 | 266.5503 | 281.3533 | 301.1523 | 320.0174 | Market | 14.1175 | 14.9948 | 16.0772 | 17.2809 | 18.7031 | 20.1056 | 21.6613 | Market | 25.6944 | 25.7866 | 26.2046 | 26.9125 | 27.8761 | 29.2972 | 30.6732
[12 empty] | Baseline | 240.566 | 246.5864 | 256.3356 | 269.4258 | 285.7182 | 307.5393 | 328.7539 | Baseline | 14.1175 | 15.0326 | 16.1607 | 17.4169 | 18.8994 | 20.3686 | 22.0103 | Baseline | 25.6944 | 25.8815 | 26.4293 | 27.2843 | 28.4204 | 30.0625 | 31.6935
Building Type | Scenarios | 2015 | 2016 | 2017 | 2018 | 2019 | 2020 | 2021
SF | Market | 240.5661 | 245.9691 | 254.6588 | 266.5503 | 281.3533 | 301.1523 | 320.0174
SF | Baseline | 240.566 | 246.5864 | 256.3356 | 269.4258 | 285.7182 | 307.5393 | 328.7539
MF | Market | 14.1175 | 14.9948 | 16.0772 | 17.2809 | 18.7031 | 20.1056 | 21.6613
MF | Baseline | 14.1175 | 15.0326 | 16.1607 | 17.4169 | 18.8994 | 20.3686 | 22.0103
MH | Market | 25.6944 | 25.7866 | 26.2046 | 26.9125 | 27.8761 | 29.2972 | 30.6732
MH | Baseline | 25.6944 | 25.8815 | 26.4293 | 27.2843 | 28.4204 | 30.0625 | 31.6935
Note: The 2016 RBSA and subsequent sales data noted a significant increase in the saturation of cooling equipment. This table and the associated charts illustrate the impact of that increase on energy consumption within the region.
Annual, Total Regional Cooling Consumption
[9 empty] | aMW at Busbar, by Scenario |  |  | DO NOT EDIT. THIS TABLE SUPPORTS THE CHART.
[12 empty] | Scenarios | 2015 | 2016 | 2017 | 2018 | 2019 | 2020 | 2021
[12 empty] | Market | 280.3779 | 286.7504 | 296.9407 | 310.7437 | 327.9324 | 350.5551 | 372.3518
[12 empty] | Baseline | 280.3779 | 287.5004 | 298.9256 | 314.127 | 333.038 | 357.9704 | 382.4578

## Table 5
Back to Table of Contents
Annual, Regional Heating Technology Mix in Stock, Market Scenario
|  | Annual, Regional Heating Technology Mix in Stock, Market Scenario | [6 empty] | % of Dwelling Units
(% of Dwelling Units)
|  | Summary: This table summarizes the stock market share of each Residential Heating technology over time. | [7 empty] | DO NOT EDIT. THIS TABLE SUPPORTS THE CHART.
[10 empty] | Technology | 2015 | 2016 | 2017 | 2018 | 2019 | 2020 | 2021
[10 empty] | Zonal | 36.1% | 35.35% | 34.39% | 33.14% | 31.82% | 29.95% | 28.2%
[10 empty] | FAF Electric | 6.813% | 6.391% | 5.963% | 5.529% | 5.091% | 4.655% | 4.214%
HVAC Type | Efficiency | 2015 | 2016 | 2017 | 2018 | 2019 | 2020 | 2021 |  | ASHP | 13.35% | 13.94% | 14.59% | 15.24% | 15.98% | 16.94% | 17.88%
DHP | DHP eFAF | 0.1819% | 0.2076% | 0.2399% | 0.2765% | 0.3121% | 0.3535% | 0.3936% |  | FAF Gas/Other | 39.47% | 39.52% | 39.55% | 39.79% | 40.04% | 40.48% | 40.88%
DHP | DHP Zonal | 2.546% | 2.907% | 3.359% | 3.871% | 4.37% | 4.949% | 5.511% |  | DHP | 3.638% | 4.153% | 4.799% | 5.53% | 6.243% | 7.069% | 7.873%
DHP | DHP Full | 0.9094% | 1.038% | 1.2% | 1.383% | 1.561% | 1.767% | 1.968% |  | Other | 0.6321% | 0.6353% | 0.7043% | 0.7713% | 0.8363% | 0.9011% | 0.963%
GSHP | All | 0.3829% | 0.3624% | 0.375% | 0.3869% | 0.3983% | 0.4101% | 0.4207%
ASHP | HSPF 7.2 | 4.671% | 4.341% | 4.015% | 3.694% | 3.378% | 3.042% | 2.708%
ASHP | HSPF 7.7 | 2.112% | 2.006% | 1.882% | 1.751% | 1.623% | 1.487% | 1.352%
ASHP | HSPF 8.2 | 2.441% | 2.932% | 3.365% | 3.73% | 4.051% | 4.418% | 4.671%
ASHP | HSPF 8.5 | 1.628% | 2.05% | 2.418% | 2.839% | 3.357% | 4.003% | 4.643%
ASHP | HSPF 9.0 | 2.231% | 2.342% | 2.451% | 2.579% | 2.739% | 2.906% | 3.085%
ASHP | HSPF 10 | 0.2077% | 0.216% | 0.2214% | 0.2276% | 0.232% | 0.2342% | 0.2351%
ASHP | VCHP | 0.0569% | 0.05637% | 0.2371% | 0.4157% | 0.5986% | 0.855% | 1.183%
FAF Electric | All | 6.813% | 6.391% | 5.963% | 5.529% | 5.091% | 4.655% | 4.214%
FAF Gas/Other | All | 39.47% | 39.52% | 39.55% | 39.79% | 40.04% | 40.48% | 40.88%
Zonal | All | 36.1% | 35.35% | 34.39% | 33.14% | 31.82% | 29.95% | 28.2%
PTHP | All | 0.2492% | 0.2729% | 0.3293% | 0.3844% | 0.4381% | 0.491% | 0.5423%
Notes:
Unless otherwise specified in this document, "zonal" includes electric and non-electric zonal systems.

## Table 6
Back to Table of Contents
|  | Annual, Regional Cooling Technology Mix in Stock, Market Scenario | [6 empty] | Annual, Regional Cooling Technology Mix in Stock, Market Scenario
|  | (% of Dwelling Units) | [6 empty] | % of Dwelling Units
Summary: This table summarizes the stock market share of each Residential Cooling technology over time.
DO NOT EDIT. THIS TABLE SUPPORTS THE CHART.
[10 empty] | Technology | 2015 | 2016 | 2017 | 2018 | 2019 | 2020 | 2021
Technologies | Efficiency | 2015 | 2016 | 2017 | 2018 | 2019 | 2020 | 2021 |  | CAC | 17.32% | 18.25% | 19.59% | 21.43% | 23.66% | 26.47% | 29.2%
RAC | All | 8.476% | 9.117% | 9.741% | 10.35% | 10.93% | 11.51% | 12.07% |  | ASHP | 13.1% | 13.52% | 14.11% | 14.7% | 15.38% | 16.29% | 17.16%
No Cooling | All | 51.62% | 49.19% | 46.03% | 42.33% | 38.12% | 33% | 28.04% |  | DHP | 3.869% | 4.375% | 5.014% | 5.737% | 6.442% | 7.261% | 8.056%
CAC | SEER 10 | 9.841% | 9.195% | 8.555% | 7.923% | 7.301% | 6.698% | 6.098% |  | RAC/PTAC/PTHP | 12.9% | 13.46% | 14.04% | 14.61% | 15.22% | 15.82% | 16.39%
CAC | SEER 13 | 5.214% | 5.754% | 6.31% | 7.017% | 7.668% | 8.465% | 9.071% |  | Other Cooling | 1.196% | 1.202% | 1.215% | 1.199% | 1.183% | 1.169% | 1.153%
CAC | SEER 14.5 | 1.954% | 2.865% | 4.153% | 5.731% | 7.711% | 9.951% | 12.33% |  | No Cooling | 51.62% | 49.19% | 46.03% | 42.33% | 38.12% | 33% | 28.04%
CAC | SEER 18 | 0.3141% | 0.4391% | 0.5731% | 0.7568% | 0.9774% | 1.355% | 1.702%
DHP | DHP eFAF | 0.1934% | 0.2188% | 0.2507% | 0.2869% | 0.3221% | 0.363% | 0.4028%
DHP | DHP Zonal | 2.708% | 3.063% | 3.51% | 4.016% | 4.509% | 5.082% | 5.639%
DHP | DHP Full | 0.9671% | 1.094% | 1.253% | 1.434% | 1.611% | 1.815% | 2.014%
GSHP | All | 0.4294% | 0.442% | 0.4606% | 0.4518% | 0.4429% | 0.4348% | 0.426%
PTAC | All | 4.251% | 4.142% | 4.033% | 3.923% | 3.814% | 3.709% | 3.603%
ASHP | SEER 10 | 4.028% | 3.629% | 3.236% | 2.847% | 2.466% | 2.058% | 1.656%
ASHP | SEER 13 | 3.765% | 3.578% | 3.369% | 3.156% | 2.946% | 2.725% | 2.503%
ASHP | SEER 14.5 | 3.479% | 4.495% | 5.504% | 6.494% | 7.532% | 8.747% | 9.831%
ASHP | SEER 18 | 1.768% | 1.755% | 1.756% | 1.779% | 1.835% | 1.9% | 1.985%
ASHP | VCHP | 0.06017% | 0.05961% | 0.2403% | 0.4189% | 0.6018% | 0.8582% | 1.186%
Evaporative Cooler | All | 0.7664% | 0.7604% | 0.754% | 0.7472% | 0.7402% | 0.7337% | 0.7268%
PTHP | All | 0.1709% | 0.2019% | 0.2655% | 0.3442% | 0.4703% | 0.594% | 0.7147%

## Table 7
Back to Table of Contents
Annual, Regional Heating Energy Consumption, Market Scenario
|  | Annual, Regional Heating Consumption by Technology, Market Scenario | [6 empty] | aMW at Busbar
(aMW at Busbar)
|  | Summary: This table summarizes the annual, regional heating energy consumption by technology over time. | [7 empty] | DO NOT EDIT. THIS TABLE SUPPORTS THE CHART.
[10 empty] | Technology | 2015 | 2016 | 2017 | 2018 | 2019 | 2020 | 2021
[10 empty] | Zonal | 964.5988 | 955.0035 | 939.1749 | 914.0742 | 886.1515 | 838.5105 | 793.925
HVAC Type | Efficiency | 2015 | 2016 | 2017 | 2018 | 2019 | 2020 | 2021 |  | FAF Electric | 432.9196 | 409.0642 | 384.6715 | 359.7086 | 334.1936 | 308.1197 | 281.3391
DHP | DHP eFAF | 8.0088 | 9.1774 | 10.6678 | 12.3852 | 14.0887 | 16.0984 | 18.0771 |  | ASHP | 557.633 | 584.9318 | 614.9004 | 645.6608 | 681.1003 | 727.1321 | 771.2594
DHP | DHP Zonal | 102.7006 | 117.5063 | 136.3532 | 158.0677 | 179.5975 | 205.0092 | 229.9948 |  | FAF Gas/Other | 132.3577 | 133.327 | 134.238 | 135.9696 | 137.8518 | 140.364 | 142.6566
DHP | DHP Full | 26.4518 | 30.2005 | 34.9677 | 40.4685 | 45.9286 | 52.3955 | 58.7501 |  | DHP | 137.1612 | 156.8842 | 181.9887 | 210.9214 | 239.6149 | 273.5031 | 306.822
GSHP | All | 16.0238 | 15.2497 | 15.7964 | 16.3415 | 16.8776 | 17.4353 | 17.9649 |  | Other | 22.4898 | 21.6163 | 22.9041 | 24.18 | 25.3735 | 26.7832 | 27.9298
ASHP | HSPF 7.2 | 199.3949 | 186.9525 | 174.5714 | 162.3017 | 150.0213 | 136.5185 | 122.8511
ASHP | HSPF 7.7 | 88.4032 | 84.6306 | 80.0952 | 75.273 | 70.4729 | 65.14 | 59.7596
ASHP | HSPF 8.2 | 98.8169 | 119.5299 | 138.3086 | 154.6267 | 169.4908 | 186.8005 | 199.1702
ASHP | HSPF 8.5 | 67.8573 | 85.2884 | 100.8482 | 118.849 | 141.264 | 169.8419 | 198.2307
ASHP | HSPF 9.0 | 92.5861 | 97.56 | 102.6185 | 108.5811 | 115.9922 | 123.9217 | 132.2734
ASHP | HSPF 10 | 8.5651 | 8.964 | 9.2611 | 9.5988 | 9.8735 | 10.0579 | 10.1859
ASHP | VCHP | 2.0095 | 2.0062 | 9.1974 | 16.4304 | 23.9857 | 34.8517 | 48.7884
FAF Electric | All | 432.9196 | 409.0642 | 384.6715 | 359.7086 | 334.1936 | 308.1197 | 281.3391
FAF Gas/Other | All | 132.3577 | 133.327 | 134.238 | 135.9696 | 137.8518 | 140.364 | 142.6566
Zonal | All | 964.5988 | 955.0035 | 939.1749 | 914.0742 | 886.1515 | 838.5105 | 793.925
PTHP | All | 6.466 | 6.3667 | 7.1077 | 7.8385 | 8.4959 | 9.3479 | 9.965

## Table 8
Back to Table of Contents
Annual, Regional Cooling Energy Consumption, Market Scenario
|  | Annual, Regional Cooling Consumption by Technology, Market Scenario | [6 empty] | aMW at Busbar
|  | (aMW at Busbar) | [7 empty] | DO NOT EDIT. THIS TABLE SUPPORTS THE CHART.
[10 empty] | Technology | 2015 | 2016 | 2017 | 2018 | 2019 | 2020 | 2021
|  | Summary: This table summarizes the annual, regional cooling energy consumption by technology over time. | [7 empty] | CAC | 152.0591 | 155.436 | 161.539 | 171.106 | 183.3393 | 199.5202 | 215.3104
[10 empty] | ASHP | 95.1113 | 96.1564 | 97.9644 | 99.8592 | 102.3707 | 106.1637 | 109.5468
[10 empty] | DHP | 5.5484 | 6.3942 | 7.4592 | 8.6787 | 9.8899 | 11.3053 | 12.7047
Technologies | Efficiency | 2015 | 2016 | 2017 | 2018 | 2019 | 2020 | 2021 |  | RAC/PTAC/PTHP | 25.0564 | 26.075 | 27.172 | 28.3003 | 29.5402 | 30.7778 | 32.01
RAC | All | 15.5841 | 16.7549 | 17.9235 | 19.0861 | 20.2458 | 21.4021 | 22.5523 |  | Other | 2.6028 | 2.6889 | 2.8062 | 2.7995 | 2.7923 | 2.7882 | 2.78
CAC | SEER 10 | 96.7544 | 90.5304 | 84.3393 | 78.2025 | 72.0962 | 66.0428 | 59.9771
CAC | SEER 13 | 40.54 | 44.1167 | 47.9064 | 52.8744 | 57.5766 | 63.4197 | 67.9905
CAC | SEER 14.5 | 13.1594 | 18.6215 | 26.5086 | 36.3794 | 48.9599 | 63.5165 | 79.0903
CAC | SEER 18 | 1.6053 | 2.1674 | 2.7845 | 3.6497 | 4.7066 | 6.5412 | 8.2524
DHP | DHP eFAF | 0.1863 | 0.21565 | 0.2526 | 0.29484 | 0.33686 | 0.3858 | 0.4344
DHP | DHP Zonal | 2.6081 | 3.0192 | 3.5363 | 4.1277 | 4.7161 | 5.4012 | 6.0816
DHP | DHP Full | 2.754 | 3.1593 | 3.6703 | 4.2561 | 4.8369 | 5.5183 | 6.1887
GSHP | All | 1.9405 | 2.0398 | 2.1701 | 2.1765 | 2.1823 | 2.1907 | 2.1953
PTAC | All | 9.0957 | 8.8723 | 8.6546 | 8.4375 | 8.2232 | 8.0103 | 7.7989
ASHP | SEER 10 | 36.4461 | 32.9691 | 29.5123 | 26.0758 | 22.6593 | 18.9093 | 15.178
ASHP | SEER 13 | 27.0045 | 25.7811 | 24.4192 | 23.0208 | 21.6337 | 20.1193 | 18.5943
ASHP | SEER 14.5 | 22.5131 | 28.3564 | 34.2987 | 40.2428 | 46.5857 | 54.2821 | 61.1838
ASHP | SEER 18 | 8.9278 | 8.8305 | 8.8063 | 8.8803 | 9.1107 | 9.3945 | 9.7642
ASHP | VCHP | 0.2198 | 0.21926 | 0.92784 | 1.6395 | 2.3812 | 3.4585 | 4.8265
Evaporative Cooler | All | 0.66228 | 0.64917 | 0.63608 | 0.62306 | 0.61 | 0.5975 | 0.58465
PTHP | All | 0.37657 | 0.44785 | 0.59387 | 0.77663 | 1.0713 | 1.3654 | 1.6588

## Table 9
Back to Table of Contents
|  | Regional Heating Equipment Stock by Technology, Over Time | [6 empty] | Annual, Regional Heating Equipment in Stock by Technology, Over Time
|  | (# of Dwelling Units) | [6 empty] | (Thousands of Dwelling Units)
Summary: This table summarizes the number of units in the stock by Residential Heating technology over time.
DO NOT EDIT. THIS TABLE SUPPORTS THE CHART.
HVAC Type | Efficiency | 2015 | 2016 | 2017 | 2018 | 2019 | 2020 | 2021 |  | Technology | 2015 | 2016 | 2017 | 2018 | 2019 | 2020 | 2021
DHP | DHP eFAF | 10627.0558 | 12244.7517 | 14291.291 | 16643.6017 | 18993.8493 | 21728.5335 | 24463.2176 |  | Zonal | 2109.1426 | 2085.0096 | 2048.3046 | 1994.7602 | 1936.0624 | 1841.1363 | 1752.2627
DHP | DHP Zonal | 148778.7814 | 171426.5234 | 200078.0736 | 233010.4244 | 265913.8899 | 304199.4684 | 342485.0468 |  | FAF Electric | 398.0422 | 376.919 | 355.1694 | 332.7932 | 309.7906 | 286.1614 | 261.9058
DHP | DHP Full | 53135.2791 | 61223.7584 | 71456.4549 | 83218.0087 | 94969.2464 | 108642.6673 | 122316.0881 |  | ASHP | 779.8859 | 822.2835 | 869 | 917.1154 | 972.2584 | 1041.6297 | 1111.0123
GSHP | All | 22371.0221 | 21373.4013 | 22333.1154 | 23290.4212 | 24234.3773 | 25211.0134 | 26146.6131 |  | FAF Gas/Other | 2306.0339 | 2330.8004 | 2355.7595 | 2395.031 | 2436.1899 | 2488.2975 | 2540.4052
ASHP | HSPF 7.2 | 272904.2936 | 256027.2994 | 239153.6807 | 222368.3426 | 205530.0305 | 186977.158 | 168305.5812 |  | DHP | 212.5411 | 244.895 | 285.8258 | 332.872 | 379.877 | 434.5707 | 489.2644
ASHP | HSPF 7.7 | 123396.9383 | 118287.6719 | 112064.0991 | 105404.7948 | 98766.5743 | 91382.7729 | 83995.4574 |  | Other | 36.9318 | 37.4647 | 41.9466 | 46.426 | 50.8922 | 55.391 | 59.8488
ASHP | HSPF 8.2 | 142644.3767 | 172904.2747 | 200446.2936 | 224505.9743 | 246488.9025 | 271609.1187 | 290281.6506
ASHP | HSPF 8.5 | 95108.4862 | 120901.5245 | 144044.1399 | 170872.9033 | 204251.6952 | 246050.8362 | 288564.1684
ASHP | HSPF 9.0 | 130371.8484 | 138100.5772 | 145981.1611 | 155239.2187 | 166675.9339 | 178652.6534 | 191723.4284
ASHP | HSPF 10 | 12135.5746 | 12737.8664 | 13187.8471 | 13701.0791 | 14119.4341 | 14398.7181 | 14610.6456
ASHP | VCHP | 3324.3332 | 3324.3332 | 14122.7439 | 25023.0595 | 36425.8719 | 52558.4796 | 73531.4121
FAF Electric | All | 398042.2107 | 376919.0463 | 355169.3865 | 332793.2311 | 309790.5802 | 286161.4339 | 261905.7921
FAF Gas/Other | All | 2306033.9112 | 2330800.4227 | 2355759.4683 | 2395030.9519 | 2436189.9273 | 2488297.5469 | 2540405.1666
Zonal | All | 2109142.5628 | 2085009.58 | 2048304.6336 | 1994760.2291 | 1936062.4359 | 1841136.264 | 1752262.7494
PTHP | All | 14560.7396 | 16091.2558 | 19613.4347 | 23135.6136 | 26657.7924 | 30179.9713 | 33702.1502
Notes:
The sum of this table is equal to the total number of dwelling units in the region.
Regional Heating Equipment Stock by Technology, Existing Stock, Over Time
(# of Dwelling Units)
Summary: This table summarizes the number of units in the existing stock by Residential Heating technology over time.
HVAC Type | Efficiency | 2015 | 2016 | 2017 | 2018 | 2019 | 2020 | 2021
DHP | DHP eFAF | 8212.902 | 9527.7476 | 11252.3363 | 13265.5099 | 15259.0593 | 17677.341 | 20042.4044
DHP | DHP Zonal | 114980.6275 | 133388.466 | 157532.7083 | 185717.1385 | 213626.8305 | 247482.7741 | 280593.6611
DHP | DHP Full | 41064.5098 | 47638.7379 | 56261.6815 | 66327.5495 | 76295.2966 | 88386.705 | 100212.0218
GSHP | All | 22246.9588 | 20605.6857 | 20895.2853 | 21139.5476 | 21355.8934 | 21577.6034 | 21790.6952
ASHP | HSPF 7.2 | 272894.9064 | 256011.3077 | 239129.5962 | 222325.3666 | 205474.5745 | 186907.1204 | 168230.1219
ASHP | HSPF 7.7 | 110615.0318 | 105198.361 | 98884.8579 | 92221.1517 | 85574.5489 | 78190.2037 | 70802.8882
ASHP | HSPF 8.2 | 124466.6595 | 147628.7798 | 168564.3782 | 186344.6661 | 202761.7644 | 222966.1929 | 237288.4359
ASHP | HSPF 8.5 | 89025.563 | 108939.2785 | 126688.1493 | 147026.9595 | 172924.572 | 207526.2167 | 241925.2423
ASHP | HSPF 9.0 | 112147.2127 | 117158.2465 | 122274.5104 | 128313.2695 | 136251.7825 | 145319.8129 | 154973.0016
ASHP | HSPF 10 | 1120.871 | 1601.2316 | 1958.5148 | 2360.2305 | 2691.2702 | 2923.789 | 3095.3649
ASHP | VCHP | 3073.7867 | 3073.7867 | 11746.3827 | 20370.8861 | 29506.992 | 43143.0973 | 60512.4143
FAF Electric | All | 397228.8135 | 375476.6504 | 353072.1267 | 329999.1273 | 306285.4135 | 281918.5333 | 256956.7959
FAF Gas/Other | All | 2178585.5827 | 2166348 | 2152626.4074 | 2150964.9943 | 2149985.1807 | 2159724.9601 | 2169657.4852
Zonal | All | 2026022.9667 | 1995128.3368 | 1951252.2867 | 1890268.5365 | 1823666.3195 | 1721684.911 | 1624681.3554
PTHP | All | 14484.5834 | 11147.7536 | 9434.5422 | 7630.2248 | 5317.0549 | 4248.6864 | 1617.4532
Regional Heating Equipment Stock by Technology, New Construction Stock, Over Time
(# of Dwelling Units)
Summary: This table summarizes the number of units in the new construction stock by Residential Heating technology over time.
HVAC Type | Efficiency | 2015 | 2016 | 2017 | 2018 | 2019 | 2020 | 2021
DHP | DHP eFAF | 2414.1539 | 2717.0041 | 3038.9547 | 3378.0919 | 3734.79 | 4051.1924 | 4420.8133
DHP | DHP Zonal | 33798.1539 | 38038.0574 | 42545.3653 | 47293.2859 | 52287.0595 | 56716.6942 | 61891.3857
DHP | DHP Full | 12070.7693 | 13585.0205 | 15194.7733 | 16890.4593 | 18673.9498 | 20255.9622 | 22104.0663
GSHP | All | 124.0634 | 767.7156 | 1437.8301 | 2150.8736 | 2878.4839 | 3633.41 | 4355.918
ASHP | HSPF 7.2 | 9.3872 | 15.9917 | 24.0845 | 42.976 | 55.456 | 70.0376 | 75.4593
ASHP | HSPF 7.7 | 12781.9065 | 13089.3108 | 13179.2412 | 13183.6431 | 13192.0254 | 13192.5692 | 13192.5692
ASHP | HSPF 8.2 | 18177.7173 | 25275.4949 | 31881.9153 | 38161.3082 | 43727.138 | 48642.9258 | 52993.2147
ASHP | HSPF 8.5 | 6082.9232 | 11962.2461 | 17355.9906 | 23845.9438 | 31327.1232 | 38524.6196 | 46638.926
ASHP | HSPF 9.0 | 18224.6357 | 20942.3307 | 23706.6507 | 26925.9492 | 30424.1515 | 33332.8405 | 36750.4268
ASHP | HSPF 10 | 11014.7036 | 11136.6349 | 11229.3323 | 11340.8486 | 11428.1639 | 11474.9292 | 11515.2806
ASHP | VCHP | 250.5465 | 250.5465 | 2376.3611 | 4652.1733 | 6918.8799 | 9415.3823 | 13018.9979
FAF Electric | All | 813.3972 | 1442.3959 | 2097.2598 | 2794.1038 | 3505.1667 | 4242.9007 | 4948.9962
FAF Gas/Other | All | 127448.3285 | 164452.4227 | 203133.0609 | 244065.9576 | 286204.7466 | 328572.5869 | 370747.6815
Zonal | All | 83119.5961 | 89881.2432 | 97052.3468 | 104491.6926 | 112396.1165 | 119451.3531 | 127581.394
PTHP | All | 76.1562 | 4943.5022 | 10178.8925 | 15505.3887 | 21340.7376 | 25931.2849 | 32084.697

## Table 10
Back to Table of Contents
Regional Cooling Equipment Stock by Technology, Over Time
|  | Regional Cooling Equipment Stock by Technology, Over Time | [6 empty] | (Thousands of Dwelling Units)
(# of Dwelling Units)
DO NOT EDIT. THIS TABLE SUPPORTS THE CHART.
|  | Summary: This table summarizes the number of units in the stock by Residential Cooling technology over time. | [7 empty] | Technology | 2015 | 2016 | 2017 | 2018 | 2019 | 2020 | 2021
[10 empty] | CAC | 1012.0664 | 1076.4211 | 1166.853 | 1289.6966 | 1439.4964 | 1626.9501 | 1814.4038
[10 empty] | ASHP | 765.4135 | 797.0981 | 840.099 | 884.5089 | 935.9397 | 1001.2204 | 1066.5011
HVAC Type | Efficiency | 2015 | 2016 | 2017 | 2018 | 2019 | 2020 | 2021 |  | DHP | 226.0214 | 258.033 | 298.6216 | 345.3256 | 391.9883 | 446.3031 | 500.6179
RAC | All | 495191.4683 | 537678.5455 | 580165.6227 | 622652.6999 | 665139.7771 | 707626.8543 | 750113.9315 |  | RAC/PTAC/PTHP | 753.545 | 793.8771 | 836.1972 | 879.5108 | 925.8228 | 972.1315 | 1018.4438
CAC | SEER 10 | 574937.9779 | 542236.7207 | 509514.4532 | 476893.7352 | 444234.4985 | 411722.3334 | 378939.9554 |  | Other | 69.8692 | 70.9074 | 72.3381 | 72.167 | 71.9858 | 71.8294 | 71.6418
CAC | SEER 13 | 304615.5405 | 339359.0745 | 375828.9497 | 422338.2165 | 466613.3947 | 520311.6643 | 563696.4421
CAC | SEER 14.5 | 114159.6769 | 168930.2656 | 247375.8899 | 344916.318 | 469174.7643 | 611656.0895 | 765992.4568
CAC | SEER 18 | 18353.2094 | 25895.0205 | 34133.6711 | 45548.3692 | 59473.7906 | 83260.0167 | 105774.9055
DHP | DHP eFAF | 11301.0676 | 12901.6523 | 14931.0804 | 17266.28 | 19599.4164 | 22315.1549 | 25030.8935
DHP | DHP Zonal | 158214.9465 | 180623.132 | 209035.1258 | 241727.9201 | 274391.8291 | 312412.1688 | 350432.5086
DHP | DHP Full | 56505.338 | 64508.2614 | 74655.4021 | 86331.4 | 97997.0818 | 111575.7746 | 125154.4673
GSHP | All | 25089.686 | 26063.4157 | 27429.7835 | 27194.2376 | 26948.5886 | 26727.7856 | 26475.7531
PTAC | All | 248369.3999 | 244293.4266 | 240217.4534 | 236141.4802 | 232065.507 | 227989.5337 | 223913.5605
ASHP | SEER 10 | 235355.8192 | 214030.6007 | 192705.3823 | 171380.1638 | 150054.9454 | 126494.716 | 102934.4867
ASHP | SEER 13 | 219955.1863 | 210989.9657 | 200681.9037 | 189962.7079 | 179268.1099 | 167495.779 | 155568.8338
ASHP | SEER 14.5 | 203274.6733 | 265076.8019 | 327784.8356 | 390872.3774 | 458313.7202 | 537664.9251 | 610942.0718
ASHP | SEER 18 | 103312.5336 | 103485.4398 | 104613.1233 | 107079.6269 | 111686.1345 | 116815.5841 | 123375.2258
ASHP | VCHP | 3515.2955 | 3515.2955 | 14313.7061 | 25214.0218 | 36616.8342 | 52749.4419 | 73680.5301
Evaporative Cooler | All | 44779.5223 | 44843.9413 | 44908.3604 | 44972.7795 | 45037.1985 | 45101.6176 | 45166.0367
PTHP | All | 9984.1483 | 11905.1436 | 15814.0903 | 20716.5946 | 28617.4754 | 36515.1475 | 44416.3135
Notes:
The sum of this table is less than the total number of dwelling units in the region since a portion of the dwelling units have no cooling.
Regional Cooling Equipment Stock by Technology, Existing Stock, Over Time
(# of Dwelling Units)
Summary: This table summarizes the number of units in the existing stock by Residential Cooling technology over time.
HVAC Type | Efficiency | 2015 | 2016 | 2017 | 2018 | 2019 | 2020 | 2021
RAC | All | 438376.2045 | 479200.9506 | 519932.3351 | 560424.7546 | 600952.8685 | 641513.8285 | 681970.5802
CAC | SEER 10 | 574821.1684 | 541884.5024 | 508967.7882 | 476160.4407 | 443341.5349 | 410677.3944 | 377779.2683
CAC | SEER 13 | 250602.5213 | 272741.539 | 298099.5566 | 333058.2881 | 367423.5101 | 411644.5739 | 446776.5906
CAC | SEER 14.5 | 97096.25 | 135376.0483 | 194021.6588 | 270728.3816 | 371366.2665 | 491901.4971 | 621470.5282
CAC | SEER 18 | 14384.2889 | 19612.6 | 25718.359 | 34654.9103 | 45895.4037 | 66004.9947 | 84886.197
DHP | DHP eFAF | 9362.4706 | 10683.2449 | 12416.4051 | 14438.9797 | 16445.1321 | 18861.6498 | 21241.2181
DHP | DHP Zonal | 131074.588 | 149565.4285 | 173829.6718 | 202145.7151 | 230231.8487 | 264063.0965 | 297377.0536
DHP | DHP Full | 46812.3529 | 53416.2245 | 62082.0256 | 72194.8983 | 82225.6603 | 94308.2488 | 106206.0906
GSHP | All | 24662.6314 | 24847.5893 | 25392.7568 | 24283.4027 | 23146.0945 | 22000.1577 | 20862.7185
PTAC | All | 228693.5916 | 222258.8513 | 215726.7127 | 209035.0861 | 202291.3179 | 195449.1962 | 188722.6954
ASHP | SEER 10 | 235355.8192 | 214030.6007 | 192705.3823 | 171380.1638 | 150054.9454 | 126494.716 | 102934.4867
ASHP | SEER 13 | 201564.7448 | 192093.5706 | 181661.3369 | 170921.6584 | 160200.9999 | 148398.1414 | 136471.1961
ASHP | SEER 14.5 | 174203.1693 | 217286.1206 | 262539.5469 | 307335.1313 | 356007.5044 | 418390.8879 | 474091.3215
ASHP | SEER 18 | 95428.4412 | 93983.627 | 93380.0535 | 93687.4973 | 95662.7905 | 98538.051 | 102270.2525
ASHP | VCHP | 3305.5105 | 3305.5105 | 11358.7444 | 19371.0033 | 27857.7328 | 40805.0581 | 57129.5361
Evaporative Cooler | All | 44774.9611 | 44339.8107 | 43874.4153 | 43389.15 | 42869.5738 | 42412.6496 | 41876.4107
PTHP | All | 9980.2646 | 11901.2599 | 15810.2066 | 20712.7109 | 28613.5917 | 36511.2638 | 44412.4297
Regional Cooling Equipment Stock by Technology, New Construction, Over Time
(# of Dwelling Units)
Summary: This table summarizes the number of units in the new construction stock by Residential Cooling technology over time.
HVAC Type | Efficiency | 2015 | 2016 | 2017 | 2018 | 2019 | 2020 | 2021
RAC | All | 56815.2638 | 58477.5949 | 60233.2876 | 62227.9453 | 64186.9086 | 66113.0258 | 68143.3513
CAC | SEER 10 | 116.8095 | 352.2183 | 546.665 | 733.2945 | 892.9636 | 1044.939 | 1160.6871
CAC | SEER 13 | 54013.0192 | 66617.5355 | 77729.3931 | 89279.9283 | 99189.8846 | 108667.0904 | 116919.8515
CAC | SEER 14.5 | 17063.4269 | 33554.2173 | 53354.2311 | 74187.9364 | 97808.4977 | 119754.5924 | 144521.9286
CAC | SEER 18 | 3968.9205 | 6282.4205 | 8415.3121 | 10893.4588 | 13578.3869 | 17255.022 | 20888.7085
DHP | DHP eFAF | 1938.597 | 2218.4074 | 2514.6753 | 2827.3004 | 3154.2843 | 3453.5052 | 3789.6754
DHP | DHP Zonal | 27140.3585 | 31057.7035 | 35205.454 | 39582.205 | 44159.9804 | 48349.0723 | 53055.4549
DHP | DHP Full | 9692.9852 | 11092.037 | 12573.3764 | 14136.5018 | 15771.4216 | 17267.5258 | 18948.3768
GSHP | All | 427.0545 | 1215.8264 | 2037.0267 | 2910.8349 | 3802.4942 | 4727.628 | 5613.0346
PTAC | All | 19675.8083 | 22034.5753 | 24490.7407 | 27106.394 | 29774.189 | 32540.3375 | 35190.8651
ASHP | SEER 10 | 0 | 0 | 0 | 0 | 0 | 0 | 0
ASHP | SEER 13 | 18390.4414 | 18896.3951 | 19020.5668 | 19041.0495 | 19067.11 | 19097.6377 | 19097.6377
ASHP | SEER 14.5 | 29071.504 | 47790.6813 | 65245.2886 | 83537.2461 | 102306.2158 | 119274.0371 | 136850.7503
ASHP | SEER 18 | 7884.0924 | 9501.8128 | 11233.0697 | 13392.1296 | 16023.344 | 18277.5332 | 21104.9733
ASHP | VCHP | 209.785 | 209.785 | 2954.9617 | 5843.0185 | 8759.1014 | 11944.3838 | 16550.994
Evaporative Cooler | All | 4.5611 | 504.1306 | 1033.9451 | 1583.6295 | 2167.6247 | 2688.968 | 3289.626
PTHP | All | 3.8837 | 3.8837 | 3.8837 | 3.8837 | 3.8837 | 3.8837 | 3.8837

## Table 11
Back to Table of Contents
Annual, Regional Heating Equipment Product Flow by Technology, Over Time, Market Scenario
|  | Regional Heating Equipment Product Flow by Technology, Over Time, Market Scenario | [5 empty] | (Thousands of Units) | DO NOT EDIT. THIS TABLE SUPPORTS THE CHART.
|  | (# of Units Entering the Stock as Primary Heating Equipment) | [6 empty] | Technology | 2016 | 2017 | 2018 | 2019 | 2020 | 2021
[9 empty] | Zonal | 137.1499 | 124.578 | 107.7385 | 102.5851 | 66.3568 | 72.4094
|  | Summary: This table summarizes the number of heating equipment entering the stock each year. | [6 empty] | FAF Electric | 6.265 | 5.6385 | 5.012 | 4.3855 | 3.759 | 3.1325
[9 empty] | ASHP | 82.4394 | 86.7581 | 88.1571 | 95.1848 | 113.6357 | 113.647
[9 empty] | FAF Gas/Other | 143.8691 | 144.0616 | 158.374 | 160.2615 | 185.5584 | 185.5584
[9 empty] | DHP | 37.6726 | 46.2495 | 52.3649 | 52.3236 | 60.5787 | 60.5787
HVAC Type | Efficiency | 2016 | 2017 | 2018 | 2019 | 2020 | 2021 |  | Other | 2.9135 | 6.8625 | 6.8601 | 6.8468 | 6.8794 | 6.8384
DHP | DHP eFAF | 1883.6306 | 2312.4741 | 2618.2456 | 2616.1823 | 3028.9325 | 3028.9325
DHP | DHP Zonal | 26370.829 | 32374.6373 | 36655.4378 | 36626.5525 | 42405.0556 | 42405.0556
DHP | DHP Full | 9418.1532 | 11562.3705 | 13091.2278 | 13080.9116 | 15144.6627 | 15144.6627
GSHP | All | 905.186 | 2862.5209 | 2860.1126 | 2846.7629 | 2879.4429 | 2838.4066
ASHP | HSPF 7.2 | 30.1067 | 33.4822 | 121.7628 | 68.7887 | 124.1261 | 5.4217
ASHP | HSPF 7.7 | 1571.1216 | 456.8153 | 21.0838 | 42.1676 | 3.514 | 0
ASHP | HSPF 8.2 | 36276.2332 | 33558.354 | 30076.0159 | 27999.2633 | 31766.2325 | 25318.5482
ASHP | HSPF 8.5 | 30048.7985 | 27398.3755 | 31084.5235 | 37634.552 | 46510.8245 | 47225.0156
ASHP | HSPF 9.0 | 13889.9441 | 14041.7992 | 15419.273 | 17597.9306 | 18796.1922 | 19890.2477
ASHP | HSPF 10 | 623.1823 | 470.8711 | 534.1225 | 439.2455 | 302.2009 | 234.8443
ASHP | VCHP | 0 | 10798.4107 | 10900.3156 | 11402.8124 | 16132.6077 | 20972.9325
FAF Electric | All | 6264.9549 | 5638.4594 | 5011.9639 | 4385.4684 | 3758.9729 | 3132.4775
FAF Gas/Other | All | 143869.061 | 144061.5952 | 158374.0331 | 160261.5249 | 185558.4052 | 185558.4052
Zonal | All | 137149.9412 | 124577.9776 | 107738.5195 | 102585.1309 | 66356.7521 | 72409.4094
PTHP | All | 2008.3373 | 4000 | 4000 | 4000 | 4000 | 4000
Notes:
These numbers do not represent direct sales, but the number of units entering the stock as primary heating equipment, equivalent to number of dwelling units. For key technologies (DHP, ASHP, FAF Gas/Other), product flow estimates are based on data sources including NEEA sales data trends. For the remaining technologies, product flow estimates rely on RBSA stock trends and may be held constant.

## Table 12
Back to Table of Contents
|  | Regional Cooling Equipment Product Flow by Technology, Over Time, Market Scenario | [5 empty] | Regional Cooling Equipment Product Flow by Technology, Over Time
|  | (# of Units Entering the Stock as Primary Cooling Equipment) | [5 empty] | (Thousands of Units)
DO NOT EDIT. THIS TABLE SUPPORTS THE CHART.
|  | Summary: This table summarizes the number of cooling equipment entering the stock each year. | [6 empty] | Technology | 2016 | 2017 | 2018 | 2019 | 2020 | 2021
[9 empty] | CAC | 109.2042 | 135.2814 | 167.6932 | 194.6493 | 232.3032 | 232.3032
[9 empty] | ASHP | 75.44 | 86.7563 | 88.1654 | 95.1863 | 113.6416 | 113.6416
HVAC Type | Efficiency | 2016 | 2017 | 2018 | 2019 | 2020 | 2021 |  | DHP | 37.6726 | 46.2495 | 52.3649 | 52.3236 | 60.5787 | 60.5787
RAC | All | 83851.7119 | 83851.7119 | 83851.7119 | 83851.7119 | 83851.7119 | 83851.7119 |  | RAC/PTAC/PTHP | 98.1884 | 100.1763 | 101.1699 | 104.1682 | 104.165 | 104.1685
CAC | SEER 10 | 812.3958 | 791.3856 | 892.9351 | 854.4163 | 1001.488 | 731.2751 |  | Other | 6.1529 | 6.5456 | 4.9437 | 4.9336 | 4.9584 | 4.9272
CAC | SEER 13 | 43498.1942 | 45224.5354 | 55263.927 | 53029.8385 | 62452.9298 | 52139.4381 |  | GSHP | 2.9027 | 3.2953 | 1.6934 | 1.6833 | 1.7081 | 1.6769
CAC | SEER 14.5 | 56909.7289 | 80584.7645 | 99679.5683 | 126397.5865 | 144620.4655 | 156475.5074 |  | Evaporative Cooler | 3.2503 | 3.2503 | 3.2503 | 3.2503 | 3.2503 | 3.2503
CAC | SEER 18 | 7983.8901 | 8680.7296 | 11856.7771 | 14367.5005 | 24228.3051 | 22956.9678
DHP | DHP eFAF | 1883.6306 | 2312.4741 | 2618.2456 | 2616.1823 | 3028.9325 | 3028.9325
DHP | DHP Zonal | 26370.829 | 32374.6373 | 36655.4378 | 36626.5525 | 42405.0556 | 42405.0556
DHP | DHP Full | 9418.1532 | 11562.3705 | 13091.2278 | 13080.9116 | 15144.6627 | 15144.6627
GSHP | All | 2902.6731 | 3295.3113 | 1693.3974 | 1683.2945 | 1708.1404 | 1676.9109
PTAC | All | 12415.6558 | 12415.6558 | 12415.6558 | 12415.6558 | 12415.6558 | 12415.6558
ASHP | SEER 10 | 0 | 0 | 0 | 0 | 0 | 0
ASHP | SEER 13 | 1831.2824 | 488.441 | 77.3072 | 101.9049 | 154.6144 | 0
ASHP | SEER 14.5 | 67753.4331 | 68659.3381 | 69038.8462 | 73392.6473 | 85937.498 | 79863.4399
ASHP | SEER 18 | 5855.2845 | 6810.0618 | 8148.882 | 10288.8859 | 11416.8683 | 12847.0603
ASHP | VCHP | 0 | 10798.4107 | 10900.3156 | 11402.8124 | 16132.6077 | 20931.0882
Evaporative Cooler | All | 3250.2693 | 3250.2693 | 3250.2693 | 3250.2693 | 3250.2693 | 3250.2693
PTHP | All | 1920.9953 | 3908.9467 | 4902.5043 | 7900.8808 | 7897.6721 | 7901.166
Notes:
These numbers do not represent direct sales, but the number of units entering the stock as primary cooling equipment, equivalent to number of dwelling units. For key technologies (DHP, ASHP, FAF Gas/Other), product flow estimates are based on data sources including NEEA sales data trends. For the remaining technologies, product flow estimates rely on RBSA stock trends and may be held constant.

## Savings Summary
Back to Table of Contents
Annual, Regional Total Savings by Source
(aMW at Busbar)
Summary: This table summarizes total market savings, adjusted program savings, and Momentum Savings over time.
| Momentum Components | 2016 | 2017 | 2018 | 2019 | 2020 | 2021 | Total
| Total Market Savings | 14.3151 | 18.1208 | 20.9847 | 22.5064 | 31.5378 | 32.1411 | 139.6059
| Adjusted Program Savings | 7.9987 | 7.7698 | 8.4653 | 9.9219 | 10.6999 | 10.5464 | 55.4021
| Momentum Savings | 6.3164 | 10.351 | 12.5194 | 12.5845 | 20.8378 | 21.5947 | 84.2038
Notes:
The Adjusted Program Savings are interim steps in estimating Momentum Savings and are not intended for reporting purposes. The Adjusted Program Savings include DHPs attributed to NEEA's DHP initiative and code-related weatherization installations. These savings may not be categorized in the RCP as residential HVAC program savings, but the team subtracts them via the program scenario because they fall within NEEA's target markets and should not be eligible for Momentum Savings. For a detailed explanation of the purpose and methodology deriving Adjusted Program Savings, please visit Question 4 of the methodology memo.
[9 empty] | Annual, Regional Total Market Savings by Building Type | Annual, Regional Momentum Savings by Building Type
[9 empty] | aMW at Busbar | aMW at Busbar
Annual, Regional Total Savings by Source and Building Type
(aMW at Busbar)
Summary: This table summarizes Total Market Savings, Adjusted Program Savings, and Momentum Savings by building type over time. See notes for the Annual, Regional Total Savings by Source table above.
Building Type | Momentum Components | 2016 | 2017 | 2018 | 2019 | 2020 | 2021 | Total
Single Family | Total Market Savings | 8.2343 | 11.5215 | 14.0777 | 15.5681 | 23.2306 | 23.9288 | 96.5609
Single Family | Adjusted Program Savings | 5.456 | 5.8331 | 7.0136 | 7.0982 | 8.6129 | 8.4512 | 42.465
Single Family | Momentum Savings | 2.7783 | 5.6884 | 7.0641 | 8.4699 | 14.6176 | 15.4776 | 54.0959
Multifamily | Total Market Savings | 1.7112 | 1.8909 | 2.1271 | 1.9668 | 2.5105 | 2.3322 | 12.5386
Multifamily | Adjusted Program Savings | 1.2302 | 0.81406 | 0.81109 | 0.66294 | 0.56995 | 0.57047 | 4.6587
Multifamily | Momentum Savings | 0.48097 | 1.0768 | 1.316 | 1.3039 | 1.9406 | 1.7617 | 7.8799
Manufactured | Total Market Savings | 4.3696 | 4.7085 | 4.7799 | 4.9715 | 5.7967 | 5.8802 | 30.5063
Manufactured | Adjusted Program Savings | 1.3125 | 1.1227 | 0.64061 | 2.1608 | 1.5171 | 1.5248 | 8.2784
Manufactured | Momentum Savings | 3.0571 | 3.5858 | 4.1393 | 2.8107 | 4.2796 | 4.3554 | 22.228
[9 empty] | Annual, Regional Total Market Savings by End Use | Annual, Regional Total Momentum Savings by End Use
|  | Annual, Regional Total Savings by Source and End Use | [6 empty] | aMW at Busbar | aMW at Busbar
(aMW at Busbar)
Summary: This table summarizes total market savings, adjusted program savings, and Momentum Savings by end use (heating and cooling) over time. See notes for the Annual, Regional Total Savings by Source table above.
End Use | Momentum Components | 2016 | 2017 | 2018 | 2019 | 2020 | 2021 | Total
Heating | Total Market Savings | 13.5651 | 16.8859 | 19.5864 | 20.7841 | 29.2281 | 29.4504 | 129.4999
Heating | Adjusted Program Savings | 7.5513 | 7.3985 | 8.0314 | 9.6355 | 10.0196 | 10.0468 | 52.683
Heating | Momentum Savings | 6.0139 | 9.4874 | 11.5549 | 11.1486 | 19.2085 | 19.4036 | 76.8169
Cooling | Total Market Savings | 0.74996 | 1.2349 | 1.3984 | 1.7223 | 2.3097 | 2.6907 | 10.106
Cooling | Adjusted Program Savings | 0.4474 | 0.37136 | 0.43389 | 0.28644 | 0.68033 | 0.49963 | 2.7191
Cooling | Momentum Savings | 0.30256 | 0.86356 | 0.96447 | 1.4359 | 1.6294 | 2.1911 | 7.3869
Heating Savings by Source and Building Type
(aMW at Busbar)
Summary: This table summarizes heating Total Market Savings, Adjusted Program Savings, and Momentum Savings by building type over time.
Building Type | Momentum Components | 2016 | 2017 | 2018 | 2019 | 2020 | 2021 | Total
SF | Total Market Savings | 7.617 | 10.462 | 12.879 | 14.0787 | 21.2085 | 21.5792 | 87.8244
SF | Program Savings | 5.0517 | 5.494 | 6.6268 | 6.8526 | 7.9827 | 8.0108 | 40.0185
SF | Momentum Savings | 2.5653 | 4.968 | 6.2523 | 7.2261 | 13.2258 | 13.5684 | 47.8059
MF | Total Market Savings | 1.6734 | 1.8452 | 2.0745 | 1.9065 | 2.4439 | 2.2461 | 12.1896
MF | Program Savings | 1.1937 | 0.78714 | 0.78113 | 0.63299 | 0.53887 | 0.53753 | 4.4714
MF | Momentum Savings | 0.47965 | 1.0581 | 1.2934 | 1.2735 | 1.905 | 1.7086 | 7.7182
MH | Total Market Savings | 4.2747 | 4.5787 | 4.6328 | 4.7989 | 5.5757 | 5.6251 | 29.486
MH | Program Savings | 1.3059 | 1.1174 | 0.62356 | 2.1499 | 1.498 | 1.4985 | 8.1932
MH | Momentum Savings | 2.9689 | 3.4614 | 4.0092 | 2.649 | 4.0777 | 4.1266 | 21.2928
Notes:
The Adjusted Program Savings are interim steps in estimating Momentum Savings and are not intended for reporting purposes. The Adjusted Program Savings include DHPs attributed to NEEA's DHP initiative and code-related weatherization installations. These savings may not be categorized in the RCP as residential HVAC program savings, but the team subtracts them via the program scenario because they fall within NEEA's target markets and should not be eligible for Momentum Savings. For a detailed explanation of the purpose and methodology deriving Adjusted Program Savings, please visit Question 4 of the methodology memo.
Cooling Savings by Source and Building Type
(aMW at Busbar)
Summary: This table summarizes cooling Total Market Savings, Adjusted Program Savings, and Momentum Savings by building type over time.
Building Type | Momentum Components | 2016 | 2017 | 2018 | 2019 | 2020 | 2021 | Total
SF | Total Market Savings | 0.61728 | 1.0595 | 1.1987 | 1.4894 | 2.0221 | 2.3496 | 8.7365
SF | Program Savings | 0.40429 | 0.33914 | 0.38689 | 0.24556 | 0.63019 | 0.44047 | 2.4465
SF | Momentum Savings | 0.21299 | 0.72037 | 0.81179 | 1.2439 | 1.3919 | 1.9091 | 6.29
MF | Total Market Savings | 0.037797 | 0.04566 | 0.052556 | 0.060302 | 0.066654 | 0.086082 | 0.34905
MF | Program Savings | 0.036481 | 0.026919 | 0.029959 | 0.02995 | 0.031087 | 0.032937 | 0.18733
MF | Momentum Savings | 0.0013164 | 0.018741 | 0.022597 | 0.030352 | 0.035567 | 0.053145 | 0.16172
MH | Total Market Savings | 0.09488 | 0.12975 | 0.14713 | 0.17259 | 0.221 | 0.25502 | 1.0204
MH | Program Savings | 0.0066331 | 0.0053027 | 0.017049 | 0.010927 | 0.019055 | 0.026225 | 0.085192
MH | Momentum Savings | 0.088247 | 0.12445 | 0.13009 | 0.16166 | 0.20194 | 0.2288 | 0.93518
Notes:
The Adjusted Program Savings are interim steps in estimating Momentum Savings and are not intended for reporting purposes. The Adjusted Program Savings include DHPs attributed to NEEA's DHP initiative and code-related weatherization installations. These savings may not be categorized in the RCP as residential HVAC program savings, but the team subtracts them via the program scenario because they fall within NEEA's target markets and should not be eligible for Momentum Savings. For a detailed explanation of the purpose and methodology deriving Adjusted Program Savings, please visit Question 4 of the methodology memo.

## Heating Summary
Back to Table of Contents
Annual, Regional Heating Equipment Stock by Technology - Market Scenario
|  | Regional Heating Equipment Stock by Technology - Market Scenario | [6 empty] | (# of Dwelling Units)
(# of Dwelling Units)
Summary: This table summarizes the number of units in the stock by Residential Heating technology in the market scenario over time.
| Technologies | 2016 | 2017 | 2018 | 2019 | 2020 | 2021
| ASHP | 822283.5474 | 868999.9653 | 917115.3724 | 972258.4424 | 1041629.7369 | 1111012.3438
| DHP | 244895.0334 | 285825.8195 | 332872.0349 | 379876.9856 | 434570.6691 | 489264.3526
| eFAF | 376919.0463 | 355169.3865 | 332793.2311 | 309790.5802 | 286161.4339 | 261905.7921
| FAF Gas/Other | 2330800.4227 | 2355759.4683 | 2395030.9519 | 2436189.9273 | 2488297.5469 | 2540405.1666
| Zonal | 2085009.58 | 2048304.6336 | 1994760.2291 | 1936062.4359 | 1841136.264 | 1752262.7494
| GSHP | 21373.4013 | 22333.1154 | 23290.4212 | 24234.3773 | 25211.0134 | 26146.6131
| PTHP | 16091.2558 | 19613.4347 | 23135.6136 | 26657.7924 | 30179.9713 | 33702.1502
Regional Heating Equipment Stock by Technology - Baseline Scenario
(# of Dwelling Units)
Summary: This table summarizes the number of units in the stock by Residential Heating technology in the baseline scenario over time.
| Technologies | 2016 | 2017 | 2018 | 2019 | 2020 | 2021
| ASHP | 819866.7787 | 861910.1317 | 896233.2641 | 930559.06 | 948670.4756 | 968577.4889
| DHP | 223329.9469 | 234500.7838 | 246015.3531 | 257881.1409 | 268943.4315 | 281070.0889
| eFAF | 402262.0634 | 406878.3618 | 408525.0262 | 410015.7035 | 408536.0647 | 406976.6559
| FAF Gas/Other | 2330800.4227 | 2355759.4683 | 2395030.9519 | 2436189.9273 | 2488297.5469 | 2540405.1666
| Zonal | 2079019.0701 | 2049305.034 | 2019859.24 | 1990878.5241 | 1968087.4004 | 1946371.081
| GSHP | 22477.8226 | 22611.0852 | 22787.2769 | 22978.0353 | 23273.3992 | 23536.3449
| PTHP | 19615.3194 | 25037.9433 | 30551.6733 | 36574.2559 | 41389.6677 | 47767.9442
[9 empty] | Regional Heating Equipment Stock Share by Technology - Market Scenario | Regional Heating Equipment Stock Share by Technology - Baseline Scenario
|  | Heating Equipment Stock Share by Technology - Market Scenario | [6 empty] | (% of Stock) | (% of Stock)
(% of Stock)
Summary: This table summarizes the market share of each Residential Heating technology in stock for the market scenario over time.
| Technologies | 2015 | 2016 | 2017 | 2018 | 2019 | 2020 | 2021
| ASHP | 13.35% | 13.94% | 14.59% | 15.24% | 15.98% | 16.94% | 17.88%
| DHP | 3.638% | 4.153% | 4.799% | 5.53% | 6.243% | 7.069% | 7.873%
| eFAF | 6.813% | 6.391% | 5.963% | 5.529% | 5.091% | 4.655% | 4.214%
| FAF Gas/Other | 39.47% | 39.52% | 39.55% | 39.79% | 40.04% | 40.48% | 40.88%
| Zonal | 36.1% | 35.35% | 34.39% | 33.14% | 31.82% | 29.95% | 28.2%
| GSHP | 0.3829% | 0.3624% | 0.375% | 0.3869% | 0.3983% | 0.4101% | 0.4207%
| PTHP | 0.2492% | 0.2729% | 0.3293% | 0.3844% | 0.4381% | 0.491% | 0.5423%
Heating Equipment Stock Share by Technology - Baseline Scenario
(% of Stock)
Summary: This table summarizes the market share of each Residential Heating technology in stock for the baseline scenario over time.
| Technologies | 2015 | 2016 | 2017 | 2018 | 2019 | 2020 | 2021
| ASHP | 13.35% | 13.9% | 14.47% | 14.89% | 15.29% | 15.43% | 15.59%
| DHP | 3.638% | 3.787% | 3.937% | 4.087% | 4.238% | 4.375% | 4.523%
| eFAF | 6.813% | 6.821% | 6.831% | 6.787% | 6.738% | 6.646% | 6.549%
| FAF Gas/Other | 39.47% | 39.52% | 39.55% | 39.79% | 40.04% | 40.48% | 40.88%
| Zonal | 36.1% | 35.25% | 34.41% | 33.56% | 32.72% | 32.02% | 31.32%
| GSHP | 0.3829% | 0.3811% | 0.3796% | 0.3786% | 0.3776% | 0.3786% | 0.3787%
| PTHP | 0.2492% | 0.3326% | 0.4204% | 0.5076% | 0.601% | 0.6733% | 0.7686%
[9 empty] | Annual, Regional Heating Equipment Consumption by Technology - Market Scenario | Annual, Regional Heating Equipment Consumption by Technology - Baseline Scenario
|  | Annual Heating Equipment Consumption by Technology - Market Scenario | [6 empty] | (aMW at busbar) | (aMW at busbar)
(aMW at busbar)
Summary: This table summarizes the regional heating energy consumption by technology in the market scenario over time.
| Technologies | 2015 | 2016 | 2017 | 2018 | 2019 | 2020 | 2021
| ASHP | 557.633 | 584.9318 | 614.9004 | 645.6608 | 681.1003 | 727.1321 | 771.2594
| DHP | 137.1612 | 156.8842 | 181.9887 | 210.9214 | 239.6149 | 273.5031 | 306.822
| eFAF | 432.9196 | 409.0642 | 384.6715 | 359.7086 | 334.1936 | 308.1197 | 281.3391
| FAF Gas/Other | 132.3577 | 133.327 | 134.238 | 135.9696 | 137.8518 | 140.364 | 142.6566
| Zonal | 964.5988 | 955.0035 | 939.1749 | 914.0742 | 886.1515 | 838.5105 | 793.925
| GSHP | 16.0238 | 15.2497 | 15.7964 | 16.3415 | 16.8776 | 17.4353 | 17.9649
| PTHP | 6.466 | 6.3667 | 7.1077 | 7.8385 | 8.4959 | 9.3479 | 9.965
Annual Heating Equipment Consumption by Technology - Baseline Scenario
(aMW at busbar)
Summary: This table summarizes the regional heating energy consumption by technology in the baseline scenario over time.
| Technologies | 2015 | 2016 | 2017 | 2018 | 2019 | 2020 | 2021
| ASHP | 557.633 | 584.1558 | 611.9589 | 633.8559 | 655.5325 | 666.0345 | 676.8702
| DHP | 137.1612 | 143.1754 | 149.3428 | 155.7043 | 162.1705 | 168.4852 | 175.0396
| eFAF | 432.9196 | 437.9303 | 443.3862 | 445.4922 | 447.4216 | 445.955 | 444.4005
| FAF Gas/Other | 132.3577 | 133.5591 | 134.758 | 136.7744 | 138.8823 | 141.6546 | 144.3805
| Zonal | 964.5988 | 951.6124 | 943.33 | 941.524 | 942.0935 | 961.7931 | 980.2389
| GSHP | 16.0238 | 16.0059 | 16.0057 | 16.0345 | 16.073 | 16.1821 | 16.2694
| PTHP | 6.466 | 7.9533 | 9.5469 | 11.1668 | 12.9335 | 14.3576 | 16.2327
Annual Average Heating UEC per Dwelling Unit by Building Type, Scenario
kWh per Dwelling Unit at Meter
Summary: This table summarizes per-dwelling unit heating energy consumption by building type for each scenario, over time.
Building Type | Scenarios | 2015 | 2016 | 2017 | 2018 | 2019 | 2020 | 2021
SF | Market | 6872.3556 | 6821.031 | 6759.2846 | 6693.7008 | 6629.4779 | 6545.2126 | 6468.6616
SF | Baseline | 6872.3556 | 6874.665 | 6879.6815 | 6889.6359 | 6899.9412 | 6923.4103 | 6943.5482
MF | Market | 4567.3873 | 4512.9464 | 4455.9628 | 4399.3319 | 4345.1376 | 4294.6034 | 4241.9079
MF | Baseline | 4567.3873 | 4531.5629 | 4496.6276 | 4464.111 | 4431.0965 | 4407.6578 | 4377.7231
MH | Market | 7246.7397 | 7105.9103 | 6962.4694 | 6821.2312 | 6685.6265 | 6540.6735 | 6401.9994
MH | Baseline | 7246.7397 | 7241.6658 | 7235.1101 | 7222.7281 | 7212.6078 | 7206.0709 | 7196.608
Annual Heating aMW Consumption by Scenario, Building Type
(aMW at Busbar)
Summary: This table summarizes the regional heating energy consumption by building type and scenario over time.
Building Type | Scenarios | 2015 | 2016 | 2017 | 2018 | 2019 | 2020 | 2021
SF | Market | 1405.9398 | 1432.8947 | 1462.2102 | 1486.9714 | 1512.3905 | 1535.6494 | 1556.6545
SF | Baseline | 1405.9398 | 1440.5117 | 1480.2892 | 1517.9294 | 1557.4272 | 1601.8946 | 1644.4789
MF | Market | 506.3541 | 498.7736 | 492.0864 | 485.516 | 479.611 | 472.5046 | 467.0199
MF | Baseline | 506.3541 | 500.447 | 495.605 | 491.1091 | 487.1106 | 482.4481 | 479.2094
MH | Market | 334.8663 | 329.1588 | 323.5808 | 318.0273 | 312.284 | 306.2586 | 300.2575
MH | Baseline | 334.8663 | 333.4335 | 332.4343 | 331.5135 | 330.5691 | 330.1194 | 329.7434

## Cooling Summary
Back to Table of Contents
|  | Regional Cooling Equipment Stock by Technology - Market Scenario | [6 empty] | Annual, Regional Cooling Equipment Stock by Technology - Market Scenario
|  | (# of Dwelling Units) | [6 empty] | (# of Dwelling Units)
Summary: This table summarizes the number of units in the stock by Residential Cooling technology in the market scenario over time.
| Technologies | 2016 | 2017 | 2018 | 2019 | 2020 | 2021
| ASHP | 797098.1036 | 840098.951 | 884508.8978 | 935939.7442 | 1001220.4461 | 1066501.1481
| DHP | 258033.0457 | 298621.6082 | 345325.6001 | 391988.3273 | 446303.0983 | 500617.8694
| CAC | 1076421.0813 | 1166852.9639 | 1289696.6388 | 1439496.4481 | 1626950.1039 | 1814403.7597
| GSHP | 26063.4157 | 27429.7835 | 27194.2376 | 26948.5886 | 26727.7856 | 26475.7531
| RAC | 537678.5455 | 580165.6227 | 622652.6999 | 665139.7771 | 707626.8543 | 750113.9315
| PTAC | 244293.4266 | 240217.4534 | 236141.4802 | 232065.507 | 227989.5337 | 223913.5605
| Evaporative Cooling | 44843.9413 | 44908.3604 | 44972.7795 | 45037.1985 | 45101.6176 | 45166.0367
| PTHP | 11905.1436 | 15814.0903 | 20716.5946 | 28617.4754 | 36515.1475 | 44416.3135
Notes:
For cooling technologies, the baseline and market product flow and technology saturation are held equal to avoid attributing savings to end users selecting different equipment types than the baseline. The only difference between the baseline and market case for cooling technologies is the efficiency level of ASHP and CACs.
Regional Cooling Equipment Stock by Technology - Baseline Scenario
(# of Dwelling Units)
Summary: This table summarizes the number of units in the stock by Residential Cooling technology in the baseline scenario over time.
| Technologies | 2016 | 2017 | 2018 | 2019 | 2020 | 2021
| ASHP | 797098.073 | 840098.9013 | 884508.8287 | 935939.6542 | 1001220.3311 | 1066501.0081
| DHP | 258033.0457 | 298621.6082 | 345325.6001 | 391988.3273 | 446303.0983 | 500617.8694
| CAC | 1076420.7314 | 1166852.5298 | 1289696.1153 | 1439495.8324 | 1626949.4039 | 1814402.9704
| GSHP | 26063.4157 | 27429.7835 | 27194.2376 | 26948.5886 | 26727.7856 | 26475.7531
| RAC | 537678.5455 | 580165.6227 | 622652.6999 | 665139.7771 | 707626.8543 | 750113.9315
| PTAC | 244293.4266 | 240217.4534 | 236141.4802 | 232065.507 | 227989.5337 | 223913.5605
| Evaporative Cooling | 44843.9413 | 44908.3604 | 44972.7795 | 45037.1985 | 45101.6176 | 45166.0367
| PTHP | 11905.1436 | 15814.0903 | 20716.5946 | 28617.4754 | 36515.1475 | 44416.3135
|  | Cooling Equipment Stock Share by Technology - Market Scenario | [6 empty] | Regional Cooling Equipment Stock Share by Technology - Market Scenario
|  | (% of Stock) | [6 empty] | (% of Stock)
Summary: This table summarizes the market share of each residential cooling technology in stock for the market scenario over time.
| Technologies | 2015 | 2016 | 2017 | 2018 | 2019 | 2020 | 2021
| ASHP | 13.1% | 13.52% | 14.11% | 14.7% | 15.38% | 16.29% | 17.16%
| DHP | 3.869% | 4.375% | 5.014% | 5.737% | 6.442% | 7.261% | 8.056%
| CAC | 17.32% | 18.25% | 19.59% | 21.43% | 23.66% | 26.47% | 29.2%
| GSHP | 0.4294% | 0.442% | 0.4606% | 0.4518% | 0.4429% | 0.4348% | 0.426%
| RAC | 8.476% | 9.117% | 9.741% | 10.35% | 10.93% | 11.51% | 12.07%
| PTAC | 4.251% | 4.142% | 4.033% | 3.923% | 3.814% | 3.709% | 3.603%
| Evaporative Cooling | 0.7664% | 0.7604% | 0.754% | 0.7472% | 0.7402% | 0.7337% | 0.7268%
| PTHP | 0.1709% | 0.2019% | 0.2655% | 0.3442% | 0.4703% | 0.594% | 0.7147%
Cooling Equipment Stock Share by Technology - Baseline Scenario
(% of Stock)
Summary: This table summarizes the market share of each residential cooling technology in stock for the baseline scenario over time.
| Technologies | 2015 | 2016 | 2017 | 2018 | 2019 | 2020 | 2021
| ASHP | 13.1% | 13.52% | 14.11% | 14.7% | 15.38% | 16.29% | 17.16%
| DHP | 3.869% | 4.375% | 5.014% | 5.737% | 6.442% | 7.261% | 8.056%
| CAC | 17.32% | 18.25% | 19.59% | 21.43% | 23.66% | 26.47% | 29.2%
| GSHP | 0.4294% | 0.442% | 0.4606% | 0.4518% | 0.4429% | 0.4348% | 0.426%
| RAC | 8.476% | 9.117% | 9.741% | 10.35% | 10.93% | 11.51% | 12.07%
| PTAC | 4.251% | 4.142% | 4.033% | 3.923% | 3.814% | 3.709% | 3.603%
| Evaporative Cooling | 0.7664% | 0.7604% | 0.754% | 0.7472% | 0.7402% | 0.7337% | 0.7268%
| PTHP | 0.1709% | 0.2019% | 0.2655% | 0.3442% | 0.4703% | 0.594% | 0.7147%
|  | Annual Cooling Equipment Consumption by Technology - Market Scenario | [6 empty] | Annual, Regional Cooling Equipment Consumption by Technology - Market Scenario | Annual, Regional Cooling Equipment Consumption by Technology - Baseline Scenario
|  | (aMW at Busbar) | [6 empty] | (aMW at Busbar) | (aMW at Busbar)
Summary: This table summarizes the regional cooling energy consumption by technology in the market scenario over time.
| Technologies | 2015 | 2016 | 2017 | 2018 | 2019 | 2020 | 2021
| ASHP | 95.1113 | 96.1564 | 97.9644 | 99.8592 | 102.3707 | 106.1637 | 109.5468
| DHP | 5.5484 | 6.3942 | 7.4592 | 8.6787 | 9.8899 | 11.3053 | 12.7047
| CAC | 152.0591 | 155.436 | 161.539 | 171.106 | 183.3393 | 199.5202 | 215.3104
| GSHP | 1.9405 | 2.0398 | 2.1701 | 2.1765 | 2.1823 | 2.1907 | 2.1953
| RAC | 15.5841 | 16.7549 | 17.9235 | 19.0861 | 20.2458 | 21.4021 | 22.5523
| PTAC | 9.0957 | 8.8723 | 8.6546 | 8.4375 | 8.2232 | 8.0103 | 7.7989
| Evaporative Cooling | 0.66228 | 0.64917 | 0.63608 | 0.62306 | 0.61 | 0.5975 | 0.58465
| PTHP | 0.37657 | 0.44785 | 0.59387 | 0.77663 | 1.0713 | 1.3654 | 1.6588
Annual Cooling Equipment Consumption by Technology - Baseline Scenario
(aMW at Busbar)
Summary: This table summarizes the regional cooling energy consumption by technology in the baseline scenario over time.
| Technologies | 2015 | 2016 | 2017 | 2018 | 2019 | 2020 | 2021
| ASHP | 95.1113 | 96.3665 | 98.7485 | 101.2508 | 104.4256 | 109.062 | 113.4795
| DHP | 5.5484 | 6.4089 | 7.4929 | 8.7371 | 9.9779 | 11.4311 | 12.8751
| CAC | 152.0591 | 155.9053 | 162.5985 | 172.8761 | 186.0815 | 203.6309 | 220.9681
| GSHP | 1.9405 | 2.0393 | 2.1696 | 2.1761 | 2.1823 | 2.1912 | 2.1968
| RAC | 15.5841 | 16.7869 | 17.9892 | 19.19 | 20.3914 | 21.5933 | 22.7939
| PTAC | 9.0957 | 8.8941 | 8.692 | 8.4891 | 8.286 | 8.0825 | 7.8794
| Evaporative Cooling | 0.66228 | 0.65043 | 0.6384 | 0.62625 | 0.61391 | 0.60195 | 0.5895
| PTHP | 0.37657 | 0.44904 | 0.59649 | 0.78142 | 1.0794 | 1.3774 | 1.6754
Annual Average Cooling UEC per Dwelling Unit by Building Type, Scenario
kWh per Dwelling Unit at Meter
Summary: This table summarizes per-dwelling unit cooling energy consumption by building type for each scenario, over time. The denominator in this calculation is the total number of dwelling units, including units with no cooling.
Building Type | Scenarios | 2015 | 2016 | 2017 | 2018 | 2019 | 2020 | 2021
SF | Market | 480.7943 | 484.1944 | 495.4846 | 513.0407 | 535.7118 | 567.7007 | 595.362
SF | Baseline | 480.7942 | 485.4554 | 499.0228 | 519.06 | 544.7269 | 580.691 | 612.7498
MF | Market | 108.3479 | 112.9772 | 118.8053 | 125.0703 | 132.2214 | 139.5238 | 146.2367
MF | Baseline | 108.3479 | 113.2719 | 119.4235 | 126.0445 | 133.5779 | 141.3016 | 148.4985
MH | Market | 402.805 | 406.1425 | 415.2634 | 428.2687 | 445.0431 | 469.1382 | 489.9429
MH | Baseline | 402.805 | 407.6626 | 419.0029 | 434.4773 | 454.1145 | 481.8248 | 506.6219
Annual Cooling aMW Consumption by Scenario, Building Type
(aMW at Busbar)
Summary: This table summarizes the regional cooling energy consumption by building type and scenario over time.
Building Type | Scenarios | 2015 | 2016 | 2017 | 2018 | 2019 | 2020 | 2021
SF | Market | 240.5661 | 245.9691 | 254.6588 | 266.5503 | 281.3533 | 301.1523 | 320.0174
SF | Baseline | 240.566 | 246.5864 | 256.3356 | 269.4258 | 285.7182 | 307.5393 | 328.7539
MF | Market | 14.1175 | 14.9948 | 16.0772 | 17.2809 | 18.7031 | 20.1056 | 21.6613
MF | Baseline | 14.1175 | 15.0326 | 16.1607 | 17.4169 | 18.8994 | 20.3686 | 22.0103
MH | Market | 25.6944 | 25.7866 | 26.2046 | 26.9125 | 27.8761 | 29.2972 | 30.6732
MH | Baseline | 25.6944 | 25.8815 | 26.4293 | 27.2843 | 28.4204 | 30.0625 | 31.6935

## Non-Equip Summary
Back to Table of Contents
Annual Dwelling Units with Fully Weatherized Homes by Scenario
(# of Dwelling Units)
Summary: This table summarizes the number of dwelling units in the stock with non-equipment energy saving factors (full weatherization upgrades to building shell) in each scenario over time.
Technology | Scenarios | 2016 | 2017 | 2018 | 2019 | 2020 | 2021
Building Shell: Fully Weatherized Homes | Market | 654262.415 | 777321.555 | 903276.156 | 1030702.5795 | 1153789.2905 | 1282673.7433
Building Shell: Fully Weatherized Homes | Baseline | 603109.0522 | 678325.6657 | 757910.8721 | 840569.9628 | 919276.531 | 1003368.5445
Notes:
The numbers in this table include both new construction (all of which the model considers fully weatherized in both the market and baseline scenario) and existing construction. The model defines weatherized homes as either "As Is" based on the average weatherization levels in the baseline year, or "Fully Weatherized" which represents a normalized equivalent of multiple dwelling units upgrading a combination of insulation, windows, and air sealing. The methodology memo includes more detail on the model's treatment of weatherization.
Annual Dwelling Units with Advanced Smart Thermostats by Technology
(# of Dwelling Units)
Summary: This table summarizes the number of dwelling units in the stock with non-equipment energy saving factors (advanced smart thermostats) by technology over time.
| HVAC Type | 2016 | 2017 | 2018 | 2019 | 2020 | 2021
| CAC | 21528.4216 | 37922.7213 | 58036.3487 | 70535.326 | 112951.4083 | 201713.4964
| ASHP | 11367.1539 | 14238.835 | 17335.1378 | 20782.9697 | 27453.042 | 49592.3974
| FAF Electric | 7538.3809 | 9447.5057 | 11048.7353 | 12329.6651 | 13277.8603 | 20402.8142
| FAF Gas/Other | 46616.0085 | 76562.1827 | 107776.3928 | 119373.3064 | 140712.5866 | 221587.313
Notes:
-The model's definition of Advanced Smart Thermostats aligns with BPA's definition, which includes programmability, wi-fi connectivity, occupancy sensing or geofencing, demand response capabilities, heat pump optimization, and learning algorithms. -These estimates are not additive, as some Advanced Smart Thermostats on CACs are also on FAF Electric or FAF Gas/Other.

## ASHP Detail
Back to Table of Contents
ASHP 1
Annual ASHP Stock aMW Consumption by Scenario
(aMW at Busbar)
Summary: This table summarizes the annual energy consumption of all Residential ASHP stock in the market in each scenario over time.
| Scenarios | 2016 | 2017 | 2018 | 2019 | 2020 | 2021
| Market | 681.0881 | 712.8647 | 745.52 | 783.471 | 833.2958 | 880.8062
| Baseline | 680.5223 | 710.7074 | 735.1067 | 759.9581 | 775.0965 | 790.3497
ASHP 2
Annual ASHP Stock aMW Consumption by Building Type End Use, Market Scenario
(aMW at Busbar)
Summary: This table summarizes the annual heating energy consumption of all Residential ASHP stock in the market in each scenario over time.
| Building Type | End Use | 2016 | 2017 | 2018 | 2019 | 2020 | 2021
| SF | Cooling | 83.871 | 85.3655 | 86.9213 | 88.9985 | 92.2502 | 95.0522
| SF | Heating | 507.5637 | 532.6375 | 558.1423 | 587.733 | 627.0304 | 664.0116
| MF | Cooling | 1.4321 | 1.7154 | 2.0014 | 2.3195 | 2.5919 | 2.932
| MF | Heating | 9.5929 | 11.1266 | 12.6836 | 14.4248 | 15.9258 | 17.8098
| MH | Cooling | 10.8532 | 10.8835 | 10.9365 | 11.0527 | 11.3216 | 11.5627
| MH | Heating | 67.7751 | 71.1362 | 74.8349 | 78.9425 | 84.176 | 89.438
ASHP 3
Annual ASHP Heating Stock Saturation by Building Type Scenario, Market Scenario
(% of Dwelling Units)
Summary: This table summarizes the saturation of ASHP heating (% of dwelling units w/ ASHP as primary heating system) in the market in each scenario over time.
| Building Type | Scenarios | 2016 | 2017 | 2018 | 2019 | 2020 | 2021
| SF | Market | 16.24% | 16.88% | 17.52% | 18.27% | 19.3% | 20.28%
| SF | Baseline | 16.25% | 16.88% | 17.29% | 17.68% | 17.73% | 17.78%
| MF | Market | 2.736% | 3.227% | 3.707% | 4.222% | 4.656% | 5.182%
| MF | Baseline | 2.752% | 3.252% | 3.736% | 4.241% | 4.628% | 5.112%
| MH | Market | 20.06% | 21.36% | 22.78% | 24.34% | 26.29% | 28.29%
| MH | Baseline | 19.41% | 19.97% | 20.61% | 21.22% | 21.7% | 22.27%
ASHP 4
# of Dwelling Units with ASHP as Primary Heating System by Building Type, Scenario Over Time
(# of Dwelling Units)
Summary: This table summarizes the # of dwelling units w/ ASHP as primary heating system in the market in each scenario over time.
| Building Type | Scenarios | 2016 | 2017 | 2018 | 2019 | 2020 | 2021
| SF | Market | 686145.9322 | 720300.3173 | 755067.9255 | 795504.9367 | 849388.2443 | 901231.0344
| SF | Baseline | 686938.0704 | 720136.7916 | 745055.6068 | 769663.5429 | 780338.4305 | 790452.6937
| MF | Market | 31443.4303 | 37762.5968 | 44184.6415 | 51328.6579 | 57449.4548 | 65254.1523
| MF | Baseline | 31626.9956 | 38054.5524 | 44526.9339 | 51559.7613 | 57101.0294 | 64372.4623
| MH | Market | 104694.1849 | 110937.0512 | 117862.8054 | 125424.8478 | 134792.0378 | 144527.1572
| MH | Baseline | 101301.7126 | 103718.7876 | 106650.7234 | 109335.7558 | 111231.0157 | 113752.3329
ASHP 5
Annual ASHP Heating UEC by Building Type, Climate Zone for Market Scenario
(Heating kWh per dwelling unit, at Meter)
Summary: This table summarizes the annual, per-dwelling unit heating energy consumption of all ASHP stock in the market in each scenario over time.
| Building Type | Climate Zone | 2016 | 2017 | 2018 | 2019 | 2020 | 2021
| SF | 1 | 5694.6161 | 5675.0656 | 5657.6426 | 5640.7928 | 5622.2601 | 5599.6164
| SF | 2 | 7265.7094 | 7245.3312 | 7227.8299 | 7210.7523 | 7191.7275 | 7167.2104
| SF | 3 | 7879.3977 | 7855.4282 | 7836.2102 | 7817.0792 | 7794.4727 | 7766.2922
| MF | 1 | 2318.0883 | 2247.7935 | 2196.4659 | 2155.3531 | 2130.4557 | 2101.0081
| MF | 2 | 3340.7591 | 3257.5795 | 3197.0478 | 3148.3227 | 3118.9199 | 3083.4492
| MF | 3 | 3853.5268 | 3767.4904 | 3705.1425 | 3654.9426 | 3624.716 | 3587.4592
| MH | 1 | 5227.7585 | 5173.8597 | 5122.4491 | 5076.6463 | 5033.7112 | 4987.7281
| MH | 2 | 5307.2432 | 5253.782 | 5204.3593 | 5162.7038 | 5126.3561 | 5085.6031
| MH | 3 | 6322.2092 | 6272.1763 | 6226.3478 | 6189.5356 | 6158.8363 | 6120.7552
ASHP 6
Annual ASHP Cooling Stock Saturation by Building Type Scenario, Market Scenario
(% of Dwelling Units)
Summary: This table summarizes the saturation of ASHP Cooling (% of dwelling units w/ ASHP as primary cooling system) in the market in each scenario over time.
| Building Type | Scenarios | 2016 | 2017 | 2018 | 2019 | 2020 | 2021
| SF | Market | 15.66% | 16.19% | 16.72% | 17.36% | 18.28% | 19.13%
| SF | Baseline | 15.66% | 16.19% | 16.72% | 17.36% | 18.28% | 19.13%
| MF | Market | 2.85% | 3.65% | 4.433% | 5.267% | 5.962% | 6.809%
| MF | Baseline | 2.85% | 3.65% | 4.433% | 5.267% | 5.962% | 6.809%
| MH | Market | 19.66% | 20.53% | 21.47% | 22.56% | 24.09% | 25.6%
| MH | Baseline | 19.66% | 20.53% | 21.47% | 22.56% | 24.09% | 25.6%
Notes:
For cooling technologies, the baseline and market product flow and technology saturation are held equal to avoid attributing savings to end users selecting different equipment types than the baseline. The only difference between the baseline and market case for cooling technologies is the efficiency level of ASHP and CACs.
ASHP 7
# of Dwelling Units with ASHP as Primary Cooling System by Building Type, Scenario Over Time
(# of Dwelling Units)
Summary: This table summarizes the # of dwelling units w/ ASHP as primary cooling system in the market in each scenario over time.
| Building Type | Scenarios | 2016 | 2017 | 2018 | 2019 | 2020 | 2021
| SF | Market | 661735.7514 | 690760.6291 | 720595.0916 | 755652.2662 | 804135.614 | 849951.9006
| SF | Baseline | 661735.7276 | 690760.5911 | 720595.0392 | 755652.1982 | 804135.5267 | 849951.7946
| MF | Market | 32748.1892 | 42712.013 | 52837.8962 | 64038.6556 | 73577.3929 | 85760.1405
| MF | Baseline | 32748.1865 | 42712.0078 | 52837.8886 | 64038.6453 | 73577.3801 | 85760.1248
| MH | Market | 102614.163 | 106626.3088 | 111075.9099 | 116248.8224 | 123507.4393 | 130789.1069
| MH | Baseline | 102614.1589 | 106626.3023 | 111075.9009 | 116248.8107 | 123507.4243 | 130789.0887
ASHP 8
Annual ASHP Cooling UEC by Building Type, Climate Zone for Market Scenario
(Cooling kWh per dwelling unit, at Meter)
Summary: This table summarizes the annual, per-dwelling unit cooling energy consumption of ASHP stock in the market in each scenario over time.
| Building Type | Climate Zone | 2016 | 2017 | 2018 | 2019 | 2020 | 2021
| SF | 1 | 779.9936 | 762.1708 | 746.5917 | 732.2188 | 717.0597 | 703.0435
| SF | 2 | 1224.7716 | 1196.8118 | 1172.8321 | 1151.1364 | 1128.9249 | 1108.6912 | Annual, Regional ASHP Heating Efficiency Mix in Stock Over Time, Market Scenario
| SF | 3 | 1799.8725 | 1767.7184 | 1737.1808 | 1707.0462 | 1673.7172 | 1641.5648 | (% of Stock)
| MF | 1 | 277.6581 | 257.0881 | 243.3707 | 233.0715 | 226.9529 | 220.3705
| MF | 2 | 532.0085 | 496.176 | 472.2786 | 454.341 | 443.5415 | 431.9035
| MF | 3 | 877.0524 | 822.7489 | 786.5403 | 759.3751 | 743.0285 | 725.4122
| MH | 1 | 653.0096 | 631.8377 | 612.9027 | 596.0373 | 579.5081 | 564.4934
| MH | 2 | 1052.6428 | 1020.5316 | 991.366 | 965.0229 | 938.9499 | 915.1343
| MH | 3 | 1483.4021 | 1438.2662 | 1396.3745 | 1357.8802 | 1319.286 | 1283.6459
ASHP 9
Annual ASHP Heating Efficiency Mix in Stock, Market Scenario
(% of Stock)
Summary: This table summarizes the annual stock market share of ASHP heating efficiencies over time.
Note: HSPF 10.0 tier includes HSPF 10 and higher efficiency
| Efficiency | 2015 | 2016 | 2017 | 2018 | 2019 | 2020 | 2021
| HSPF 7.2 | 34.99% | 31.14% | 27.52% | 24.25% | 21.14% | 17.95% | 15.15%
| HSPF 7.7 | 15.82% | 14.39% | 12.9% | 11.49% | 10.16% | 8.773% | 7.56%
| HSPF 8.2 | 18.29% | 21.03% | 23.07% | 24.48% | 25.35% | 26.08% | 26.13%
| HSPF 8.5 | 12.2% | 14.7% | 16.58% | 18.63% | 21.01% | 23.62% | 25.97%
| HSPF 9.0 | 16.72% | 16.79% | 16.8% | 16.93% | 17.14% | 17.15% | 17.26% | Annual Regional ASHP Cooling Efficiency Mix in Stock Over Time, Market Scenario
| HSPF 10.0 | 1.556% | 1.549% | 1.518% | 1.494% | 1.452% | 1.382% | 1.315% | (% of Stock)
| VCHP | 0.4263% | 0.4043% | 1.625% | 2.728% | 3.747% | 5.046% | 6.618%
ASHP 10
Annual ASHP Cooling Efficiency Mix in Stock, Market Scenario
(% of Stock)
Summary: This table summarizes the annual stock market share of ASHP cooling efficiencies over time.
| Efficiency | 2015 | 2016 | 2017 | 2018 | 2019 | 2020 | 2021
| SEER 10 | 30.75% | 26.85% | 22.94% | 19.38% | 16.03% | 12.63% | 9.652%
| SEER 13 | 28.74% | 26.47% | 23.89% | 21.48% | 19.15% | 16.73% | 14.59%
| SEER 14.5 | 26.56% | 33.26% | 39.02% | 44.19% | 48.97% | 53.7% | 57.28%
| SEER 18 | 13.5% | 12.98% | 12.45% | 12.11% | 11.93% | 11.67% | 11.57%
| VCHP | 0.4593% | 0.441% | 1.704% | 2.851% | 3.912% | 5.269% | 6.909%
ASHP 11
Annual ASHP Heating Efficiency Mix in Product Flow, Market Scenario
(% of Product Flow)
Summary: This table summarizes the annual product flow market share of ASHP heating efficiencies over time.
Annual Regional Market Average ASHP Heating Efficiency Mix in Product Flow Over Time
Note: HSPF 10.0 tier includes HSPF 10 and higher efficiency
DO NOT EDIT. THIS TABLE SUPPORTS THE CHART.
| Efficiency | 2015 | 2016 | 2017 | 2018 | 2019 | 2020 | 2021 |  |  | 2015 | 2016 | 2017 | 2018 | 2019 | 2020 | 2021
| HSPF 7.2 | 0.06967% | 0.03544% | 0.03644% | 0.1475% | 0.07383% | 0.114% | 0% |  | 7.2 | 0.06967% | 0.03544% | 0.03644% | 0.1475% | 0.07383% | 0.114% | 0%
| HSPF 7.7 | 1.525% | 1.906% | 0.5266% | 0.02391% | 0.0443% | 0.003092% | 0% |  | 7.7 | 1.525% | 1.906% | 0.5266% | 0.02391% | 0.0443% | 0.003092% | 0%
| HSPF 8.2 | 47.29% | 44% | 38.68% | 34.11% | 29.42% | 27.95% | 22.28% |  | 8.2 | 47.29% | 44% | 38.68% | 34.11% | 29.42% | 27.95% | 22.28%
| HSPF 8.5 | 31.77% | 36.45% | 31.58% | 35.26% | 39.54% | 40.93% | 41.56% |  | 8.5 | 31.77% | 36.45% | 31.58% | 35.26% | 39.54% | 40.93% | 41.56%
| HSPF 9.0 | 16.64% | 16.85% | 16.19% | 17.49% | 18.49% | 16.54% | 17.5% |  | 9 | 16.64% | 16.85% | 16.19% | 17.49% | 18.49% | 16.54% | 17.5%
| HSPF 10.0 | 0.845% | 0.7559% | 0.5428% | 0.6058% | 0.4615% | 0.2659% | 0.2067% |  | 10 | 0.845% | 0.7559% | 0.5428% | 0.6058% | 0.4615% | 0.2659% | 0.2067%
| VCHP | 1.86% | 0% | 12.45% | 12.36% | 11.98% | 14.2% | 18.46% |  | 10 | 1.86% | 0% | 12.45% | 12.36% | 11.98% | 14.2% | 18.46%
[10 empty] | Current Practice Average | 8.4688 | 8.4479 | 8.655 | 8.6775 | 8.6895 | 8.7143 | 8.8006
ASHP 12
Annual ASHP Cooling Efficiency Mix in Product Flow, Market Scenario
(% of Product Flow)
|  | Summary: This table summarizes the annual product flow market share of ASHP cooling efficiencies over time. | [6 empty] | Annual Regional Market Average ASHP Cooling Efficiency Mix in Product Flow Over Time
DO NOT EDIT. THIS TABLE SUPPORTS THE CHART.
| Efficiency | 2015 | 2016 | 2017 | 2018 | 2019 | 2020 | 2021 |  |  | 2015 | 2016 | 2017 | 2018 | 2019 | 2020 | 2021
| SEER 10 | 0% | 0% | 0% | 0% | 0% | 0% | 0% |  | 10 | 0% | 0% | 0% | 0% | 0% | 0% | 0%
| SEER 13 | 1.893% | 2.427% | 0.563% | 0.08768% | 0.1071% | 0.1361% | 0% |  | 13 | 1.893% | 2.427% | 0.563% | 0.08768% | 0.1071% | 0.1361% | 0%
| SEER 14.5 | 89.32% | 89.81% | 79.14% | 78.31% | 77.1% | 75.62% | 70.28% |  | 14.5 | 89.32% | 89.81% | 79.14% | 78.31% | 77.1% | 75.62% | 70.28%
| SEER 18 | 6.915% | 7.762% | 7.85% | 9.243% | 10.81% | 10.05% | 11.3% |  | 18 | 6.915% | 7.762% | 7.85% | 9.243% | 10.81% | 10.05% | 11.3%
| VCHP | 1.872% | 0% | 12.45% | 12.36% | 11.98% | 14.2% | 18.42% |  | 18 | 1.872% | 0% | 12.45% | 12.36% | 11.98% | 14.2% | 18.42%
[10 empty] | Current Practice Average | 14.7791 | 14.7352 | 15.2019 | 15.2549 | 15.296 | 15.3464 | 15.5403

## DHP Detail
Back to Table of Contents
Annual DHP Stock aMW Consumption by Scenario
(aMW at Busbar)
Summary: This table summarizes the annual energy consumption of all Residential DHP stock in the market in each scenario over time.
Scenario | 2016 | 2017 | 2018 | 2019 | 2020 | 2021
Market | 163.2784 | 189.4479 | 219.6001 | 249.5047 | 284.8084 | 319.5267
Baseline | 149.5842 | 156.8357 | 164.4414 | 172.1484 | 179.9163 | 187.9147
Annual DHP Stock aMW Consumption by Building Type End Use, Market Scenario
(aMW at Busbar)
Summary: This table summarizes the annual heating energy consumption of all Residential DHP stock in the market in each scenario over time.
Building Type | End Use | 2016 | 2017 | 2018 | 2019 | 2020 | 2021
SF | Cooling | 4.9414 | 5.7494 | 6.6752 | 7.5918 | 8.6744 | 9.7323
SF | Heating | 131.8743 | 152.0747 | 175.4004 | 198.4745 | 226.0573 | 252.8786
MF | Cooling | 1.1355 | 1.3357 | 1.5628 | 1.7923 | 2.0494 | 2.3151
MF | Heating | 17.8962 | 21.4949 | 25.5548 | 29.6679 | 34.232 | 38.971
MH | Cooling | 0.31726 | 0.37408 | 0.44066 | 0.50573 | 0.58143 | 0.65733
MH | Heating | 7.1137 | 8.4191 | 9.9662 | 11.4724 | 13.2139 | 14.9723
DHP Heating Stock Saturation by Building Type Scenario, Market Scenario Over Time
(% of Dwelling Units)
Summary: This table summarizes the saturation of DHP heating (% of dwelling units w/ DHP as primary heating system) in the market in each scenario over time.
Building Type | Scenarios | 2016 | 2017 | 2018 | 2019 | 2020 | 2021
SF | Market | 4.306% | 4.919% | 5.619% | 6.297% | 7.104% | 7.878%
SF | Baseline | 3.93% | 4.033% | 4.134% | 4.233% | 4.33% | 4.426%
MF | Market | 4.429% | 5.27% | 6.186% | 7.078% | 8.047% | 9.004%
MF | Baseline | 4.037% | 4.353% | 4.662% | 4.978% | 5.238% | 5.544%
MH | Market | 2.301% | 2.751% | 3.284% | 3.811% | 4.42% | 5.041%
MH | Baseline | 2.076% | 2.215% | 2.377% | 2.533% | 2.68% | 2.848%
# of Dwelling Units with DHP as Primary Heating System by Building Type, by Scenario Over Time
(# of Dwelling Units)
Summary: This table summarizes the # of dwelling units w/ DHP as primary heating system in the market in each scenario over time.
Building Type | Scenarios | 2016 | 2017 | 2018 | 2019 | 2020 | 2021
SF | Market | 181992.2467 | 209868.298 | 242154.4932 | 274203.1446 | 312616.6726 | 350129.5521
SF | Baseline | 166108.3586 | 172056.1849 | 178157.088 | 184309.9336 | 190565.2333 | 196704.9362
MF | Market | 50892.6156 | 61672.5869 | 73724.9825 | 86039.981 | 99291.7652 | 113379.6888
MF | Baseline | 46386.292 | 50940.9906 | 55557.4462 | 60518.8315 | 64636.6486 | 69813.8659
MH | Market | 12010.1711 | 14284.9347 | 16992.5591 | 19633.86 | 22662.2313 | 25755.1117
MH | Baseline | 10835.2963 | 11503.6083 | 12300.8189 | 13052.3757 | 13741.5497 | 14551.2868
Annual DHP Heating UEC by Building Type, Climate Zone for Market Scenario
(Heating kWh per dwelling unit, at Meter)
Summary: This table summarizes the annual, per-dwelling unit heating energy consumption of all DHP stock in the market in each scenario over time.
Building Type | Climate Zone | 2016 | 2017 | 2018 | 2019 | 2020 | 2021
SF | 1 | 5561.5624 | 5546.3423 | 5531.9546 | 5518.7618 | 5505.2428 | 5492.2481
SF | 2 | 6764.268 | 6743.4362 | 6724.4741 | 6707.5266 | 6690.4246 | 6674.168
SF | 3 | 7768.6143 | 7774.8925 | 7777.3001 | 7775.1956 | 7771.8717 | 7765.8987
MF | 1 | 2782.6513 | 2767.7548 | 2758.6973 | 2749.6819 | 2750.1285 | 2744.6865
MF | 2 | 3673.654 | 3657.309 | 3647.3708 | 3637.4788 | 3637.9688 | 3631.9977
MF | 3 | 3906.7696 | 3890.3609 | 3880.384 | 3870.4534 | 3870.9453 | 3864.9509
MH | 1 | 4288.4844 | 4278.1016 | 4266.244 | 4256.0356 | 4249.5308 | 4239.8717
MH | 2 | 5756.1397 | 5737.3117 | 5717.5208 | 5700.8276 | 5689.6141 | 5674.6218
MH | 3 | 6210.6663 | 6202.088 | 6189.7016 | 6178.4238 | 6171.7086 | 6160.0491
Annual DHP Cooling Stock Saturation by Building Type Scenario, Market Scenario Over Time
(% of Dwelling Units)
Summary: This table summarizes the saturation of DHP cooling (% of dwelling units w/ DHP as primary cooling system) in the market in each scenario over time.
Building Type | Scenarios | 2016 | 2017 | 2018 | 2019 | 2020 | 2021
SF | Market | 4.555% | 5.184% | 5.901% | 6.598% | 7.418% | 8.211%
SF | Baseline | 4.555% | 5.184% | 5.901% | 6.598% | 7.418% | 8.211%
MF | Market | 4.596% | 5.343% | 6.164% | 6.959% | 7.842% | 8.702%
MF | Baseline | 4.596% | 5.343% | 6.164% | 6.959% | 7.842% | 8.702%
MH | Market | 2.434% | 2.874% | 3.392% | 3.907% | 4.507% | 5.115%
MH | Baseline | 2.434% | 2.874% | 3.392% | 3.907% | 4.507% | 5.115%
Notes:
For cooling technologies, the baseline and market product flow and technology saturation are held equal to avoid attributing savings to end users selecting different equipment types than the baseline. The only difference between the baseline and market case for cooling technologies is the efficiency level of ASHP and CACs.
# of Dwelling Units with DHP as Primary Cooling System by Building Type, Scenario Over Time
(# of Dwelling Units)
Summary: This table summarizes the # of dwelling units w/ DHP as primary cooling system in the market in each scenario over time.
Building Type | Scenarios | 2016 | 2017 | 2018 | 2019 | 2020 | 2021
SF | Market | 192523.3491 | 221173.0864 | 254304.7322 | 287255.8345 | 326415.2696 | 364885.626
SF | Baseline | 192523.3491 | 221173.0864 | 254304.7322 | 287255.8345 | 326415.2696 | 364885.626
MF | Market | 52806.3662 | 62524.7732 | 73469.7168 | 84605.2215 | 96783.6033 | 109602.2811
MF | Baseline | 52806.3662 | 62524.7732 | 73469.7168 | 84605.2215 | 96783.6033 | 109602.2811
MH | Market | 12703.3303 | 14923.7486 | 17551.151 | 20127.2712 | 23104.2254 | 26129.9623
MH | Baseline | 12703.3303 | 14923.7486 | 17551.151 | 20127.2712 | 23104.2254 | 26129.9623
Annual DHP Cooling UEC by Building Type, Climate Zone for Market Scenario
(Cooling kWh per dwelling unit, at Meter)
Summary: This table summarizes the annual, per-dwelling unit cooling energy consumption of DHP stock in the market in each scenario over time.
Building Type | Climate Zone | 2016 | 2017 | 2018 | 2019 | 2020 | 2021
SF | 1 | 134.0058 | 133.6306 | 133.2622 | 132.8928 | 132.5108 | 132.12
SF | 2 | 289.3099 | 288.3003 | 287.3434 | 286.4473 | 285.5262 | 284.6218
SF | 3 | 612.3144 | 609.5189 | 607.0505 | 604.9772 | 602.8921 | 600.987
MF | 1 | 129.8748 | 129.3253 | 128.9592 | 128.6028 | 128.5731 | 128.345
MF | 2 | 265.8925 | 264.9266 | 264.2831 | 263.6568 | 263.6045 | 263.2036
MF | 3 | 453.8268 | 452.3806 | 451.4171 | 450.4794 | 450.401 | 449.8009
MH | 1 | 134.4744 | 133.9283 | 133.3512 | 132.8454 | 132.4622 | 131.9941
MH | 2 | 293.5778 | 292.4612 | 291.2794 | 290.2431 | 289.4588 | 288.4986
MH | 3 | 467.7692 | 466.4893 | 465.0065 | 463.6695 | 462.6776 | 461.3736

## CAC Detail
Back to Table of Contents
Annual CAC Stock aMW Consumption by Scenario
(aMW at Busbar)
Summary: This table summarizes the annual energy consumption of all Residential CAC stock in the market in each scenario over time.
Scenarios | 2016 | 2017 | 2018 | 2019 | 2020 | 2021
Market | 155.436 | 161.539 | 171.106 | 183.3393 | 199.5202 | 215.3104
Baseline | 155.9053 | 162.5985 | 172.8761 | 186.0815 | 203.6309 | 220.9681
Notes:
For cooling technologies, the baseline and market product flow and technology saturation are held equal to avoid attributing savings to end users selecting different equipment types than the baseline. The only difference between the baseline and market case for cooling technologies is the efficiency level of ASHP and CACs.
CAC Stock Saturation by Building Type Scenario, Market Scenario Over Time
(% of Dwelling Units)
Summary: This table summarizes the saturation of CAC (% of dwelling units w/ CAC as primary cooling system) in the market in each scenario over time.
Building Type | Scenarios | 2016 | 2017 | 2018 | 2019 | 2020 | 2021
SF | Market | 22.32% | 23.85% | 25.99% | 28.6% | 31.93% | 35.16%
SF | Baseline | 22.32% | 23.85% | 25.99% | 28.6% | 31.93% | 35.16%
MF | Market | 4.376% | 5.248% | 6.208% | 7.277% | 8.309% | 9.458%
MF | Baseline | 4.376% | 5.248% | 6.208% | 7.277% | 8.309% | 9.458%
MH | Market | 15.88% | 16.92% | 18.51% | 20.55% | 23.3% | 26.03%
MH | Baseline | 15.88% | 16.92% | 18.51% | 20.55% | 23.3% | 26.03%
# of Dwelling Units with CAC as Primary Cooling System by Building Type, Scenario Over Time
(# of Dwelling Units w CAC)
Summary: This table summarizes the # of dwelling units w/ CAC as primary cooling system in the market in each scenario over time.
Building Type | Scenarios | 2016 | 2017 | 2018 | 2019 | 2020 | 2021
SF | Market | 943259.3557 | 1017548.2476 | 1119954.0737 | 1245137.645 | 1404973.1095 | 1562322.3113
SF | Baseline | 943259.0645 | 1017547.8973 | 1119953.6596 | 1245137.1669 | 1404972.5683 | 1562321.7099
MF | Market | 50289.3639 | 61421.0298 | 73989.4816 | 88475.8108 | 102535.7588 | 119113.616
MF | Baseline | 50289.3294 | 61420.9703 | 73989.3966 | 88475.6979 | 102535.6243 | 119113.4523
MH | Market | 82872.3617 | 87883.6864 | 95753.0836 | 105882.9923 | 119441.2356 | 132967.8323
MH | Baseline | 82872.3375 | 87883.6622 | 95753.059 | 105882.9676 | 119441.2114 | 132967.8083
Annual CAC UEC by Building Type, Climate Zone for Market Scenario
(kWh per dwelling unit, at Meter)
Summary: This table summarizes the annual, per-dwelling unit energy consumption of for each home with CAC as primary cooling system in the market in each scenario over time.
Building Type | Climate Zone | 2016 | 2017 | 2018 | 2019 | 2020 | 2021
SF | 1 | 868.464 | 844.1055 | 821.1557 | 800.6102 | 781.6163 | 766.864
SF | 2 | 1375.8949 | 1341.0924 | 1306.1834 | 1273.2291 | 1241.7252 | 1216.1442 | Annual CAC Efficiency Mix in Stock Over Time, Market Scenario
SF | 3 | 2023.8942 | 1981.8813 | 1936.8574 | 1891.7243 | 1846.2558 | 1807.8446 | (% of Stock)
MF | 1 | 328.0302 | 307.4223 | 292.2197 | 280.4021 | 272.6205 | 265.4825
MF | 2 | 618.9421 | 583.9024 | 557.9875 | 537.7253 | 524.2831 | 511.9588
MF | 3 | 1006.3084 | 954.3376 | 915.9272 | 885.7866 | 865.8606 | 847.4633
MH | 1 | 712.7277 | 688.486 | 665.8361 | 646.1921 | 628.6035 | 615.0978
MH | 2 | 1163.8195 | 1129.5177 | 1093.9453 | 1060.3477 | 1028.5541 | 1002.7881
MH | 3 | 1664.0881 | 1624.206 | 1578.0916 | 1529.4797 | 1478.932 | 1433.9114
Annual CAC Efficiency Mix in Stock Over Time, Market Scenario
(% of Stock)
Summary: This table summarizes the annual stock market share of CAC cooling efficiencies over time.
Efficiency | 2015 | 2016 | 2017 | 2018 | 2019 | 2020 | 2021
SEER 10 | 56.81% | 50.37% | 43.67% | 36.98% | 30.86% | 25.31% | 20.89%
SEER 13 | 30.1% | 31.53% | 32.21% | 32.75% | 32.42% | 31.98% | 31.07%
SEER 14.5 | 11.28% | 15.69% | 21.2% | 26.74% | 32.59% | 37.6% | 42.22%
SEER 18 | 1.813% | 2.406% | 2.925% | 3.532% | 4.132% | 5.118% | 5.83%
| Annual CAC Efficiency Mix in Product Flow Over Time, Market Scenario | [6 empty] | Annual Regional Market Average CAC Cooling Efficiency Mix in Product Flow Over Time
| (% of Product Flow) | [7 empty] | DO NOT EDIT. THIS TABLE SUPPORTS THE CHART.
[10 empty] | 2015 | 2016 | 2017 | 2018 | 2019 | 2020 | 2021
| Summary: This table summarizes the annual product flow market share of CAC cooling efficiencies over time. | [7 empty] | 10 | 0.7778% | 0.7439% | 0.585% | 0.5325% | 0.439% | 0.4311% | 0.3148%
[9 empty] | 13 | 41.69% | 39.83% | 33.43% | 32.96% | 27.24% | 26.88% | 22.44%
[9 empty] | 14.5 | 51.97% | 52.11% | 59.57% | 59.44% | 64.94% | 62.26% | 67.36%
Efficiency | 2015 | 2016 | 2017 | 2018 | 2019 | 2020 | 2021 |  | 18 | 5.561% | 7.311% | 6.417% | 7.071% | 7.381% | 10.43% | 9.882%
SEER 10 | 0.7778% | 0.7439% | 0.585% | 0.5325% | 0.439% | 0.4311% | 0.3148%
SEER 13 | 41.69% | 39.83% | 33.43% | 32.96% | 27.24% | 26.88% | 22.44% |  | Current Practice Average | 14.0342 | 14.1249 | 14.1968 | 14.2292 | 14.3299 | 14.4424 | 14.495
SEER 14.5 | 51.97% | 52.11% | 59.57% | 59.44% | 64.94% | 62.26% | 67.36%
SEER 18 | 5.561% | 7.311% | 6.417% | 7.071% | 7.381% | 10.43% | 9.882%

## eFAF Detail
Back to Table of Contents
Annual eFAF Stock aMW Consumption by Scenario
(aMW at Busbar)
Summary: This table summarizes the annual energy consumption of all Residential eFAF HVAC stock in the market in each scenario over time.
Scenarios | 2016 | 2017 | 2018 | 2019 | 2020 | 2021
Market | 409.0642 | 384.6715 | 359.7086 | 334.1936 | 308.1197 | 281.3391
Baseline | 437.9303 | 443.3862 | 445.4922 | 447.4216 | 445.955 | 444.4005
eFAF Stock Saturation by Building Type Scenario, Market Scenario
(% of Dwelling Units)
Summary: This table summarizes the saturation of eFAF (% of dwelling units) in the market in each scenario over time.
Building Type | Scenarios | 2016 | 2017 | 2018 | 2019 | 2020 | 2021
SF | Market | 4.013% | 3.785% | 3.554% | 3.32% | 3.084% | 2.847%
SF | Baseline | 4.349% | 4.465% | 4.517% | 4.563% | 4.535% | 4.508%
MF | Market | 1.26% | 1.177% | 1.094% | 1.011% | 0.9329% | 0.8507%
MF | Baseline | 1.356% | 1.367% | 1.374% | 1.378% | 1.388% | 1.391%
MH | Market | 36.94% | 34.64% | 32.2% | 29.68% | 27.1% | 24.4%
MH | Baseline | 38.87% | 38.58% | 38.17% | 37.77% | 37.42% | 37.01%
# of Dwelling Units with eFAF as Primary Heating System by Building Type, Scenario
(# of Dwelling Units)
Summary: This table summarizes the number of dwelling units w/ eFAF as primary heating system in the market in each scenario over time.
Building Type | Scenarios | 2016 | 2017 | 2018 | 2019 | 2020 | 2021
SF | Market | 169599.8946 | 161506.0568 | 153163.3044 | 144556.0061 | 135691.1999 | 126535.8949
SF | Baseline | 183796.3341 | 190502.6968 | 194651.1285 | 198666.8565 | 199550.826 | 200361.5711
MF | Market | 14482.1981 | 13774.2546 | 13042.6784 | 12288.451 | 11511.1322 | 10712.7833
MF | Baseline | 15579.1571 | 15996.2131 | 16372.8178 | 16747.1364 | 17130.999 | 17514.2151
MH | Market | 192836.9536 | 179889.0751 | 166587.2482 | 152946.1231 | 138959.1019 | 124657.1139
MH | Baseline | 202886.5722 | 200379.4518 | 197501.0799 | 194601.7107 | 191854.2397 | 189100.8697
Annual eFAF UEC by Building Type, Climate Zone for Market Scenario
(kWh per dwelling unit, at Meter)
Summary: This table summarizes the annual, per-dwelling unit energy consumption of for each home with eFAF as primary heating system in the market in each scenario over time.
Building Type | Climate Zone | 2016 | 2017 | 2018 | 2019 | 2020 | 2021
SF | 1 | 9187.7591 | 9168.0652 | 9148.6373 | 9129.2027 | 9109.2458 | 9084.3235
SF | 2 | 9357.3987 | 9339.9202 | 9322.7078 | 9305.5798 | 9288.0716 | 9265.6061
SF | 3 | 9749.7231 | 9736.1381 | 9723.7772 | 9712.0607 | 9700.8157 | 9684.8437
MF | 1 | 5256.1146 | 5246.1925 | 5236.013 | 5226.8361 | 5218.0709 | 5206.1304
MF | 2 | 6348.4651 | 6337.4796 | 6326.214 | 6316.0602 | 6306.3661 | 6292.8989
MF | 3 | 6562.6645 | 6551.6716 | 6540.3981 | 6530.2311 | 6520.5205 | 6506.9308
MH | 1 | 8342.4023 | 8323.8264 | 8305.0188 | 8286.6618 | 8268.7513 | 8246.7313
MH | 2 | 9462.165 | 9428.2092 | 9393.8032 | 9360.1602 | 9327.3007 | 9289.8152
MH | 3 | 10829.3594 | 10790.3366 | 10750.8187 | 10712.2822 | 10674.7134 | 10631.8503

## Electric Zonal Detail
Back to Table of Contents
Annual Electric Zonal Stock aMW Consumption by Scenario
(aMW at Busbar)
Summary: This table summarizes the annual energy consumption of all Residential, Electric Zonal Heat stock in the market in each scenario over time.
Scenarios | 2016 | 2017 | 2018 | 2019 | 2020 | 2021
Market | 935.5351 | 920.4201 | 896.2188 | 869.2561 | 822.9539 | 779.6551
Baseline | 932.1099 | 924.5115 | 923.5793 | 925.0877 | 946.112 | 965.8341
Electric Zonal Stock Saturation by Building Type Scenario, Market Scenario Over Time
(% of Dwelling Units)
Summary: This table summarizes the saturation of Electric Zonal Heat (% of dwelling units) in the market in each scenario over time.
Building Type | Scenarios | 2016 | 2017 | 2018 | 2019 | 2020 | 2021
SF | Market | 10.96% | 10.7% | 10.23% | 9.696% | 8.771% | 7.904%
SF | Baseline | 10.94% | 10.89% | 10.97% | 11.11% | 11.67% | 12.2%
MF | Market | 68.19% | 65.31% | 62.46% | 59.65% | 56.98% | 54.24%
MF | Baseline | 68.26% | 65.68% | 63.22% | 60.76% | 58.69% | 56.41%
MH | Market | 9.352% | 10.44% | 11.48% | 12.47% | 13.14% | 13.9%
MH | Baseline | 8.201% | 8.28% | 8.384% | 8.529% | 8.879% | 9.146%
# of Dwelling Units with Electric Zonal as Primary Heating System by Building Type, Scenario Over Time
(# of Dwelling Units)
Summary: This table summarizes the number of dwelling units w/ Electric Zonal Heat as primary heating system in the market in each scenario over time.
Building Type | Scenarios | 2016 | 2017 | 2018 | 2019 | 2020 | 2021
SF | Market | 463149.3505 | 456531.949 | 440944.0735 | 422191.6701 | 385992.1961 | 351303.4555
SF | Baseline | 462414.1441 | 464477.9194 | 472978.472 | 483745.2871 | 513741.8167 | 542460.2082
MF | Market | 783555.357 | 764327.2141 | 744439.7832 | 725107.1944 | 703087.5281 | 683051.9985
MF | Baseline | 784307.542 | 768624.6412 | 753510.3572 | 738687.8466 | 724144.1712 | 710306.0308
MH | Market | 48817.1759 | 54243.3849 | 59388.4993 | 64265.3961 | 67376.6425 | 71029.6297
MH | Baseline | 42809.6874 | 43000.3878 | 43382.5378 | 43947.2149 | 45521.5151 | 46727.1763
Annual Electric Zonal UEC by Building Type, Climate Zone for Market Scenario
(kWh per dwelling unit, at Meter)
Summary: This table summarizes the annual, per-dwelling unit energy consumption of for each home with Electric Zonal Heat as primary heating system in the market in each scenario over time.
Building Type | Climate Zone | 2016 | 2017 | 2018 | 2019 | 2020 | 2021
SF | 1 | 7583.5904 | 7571.8477 | 7560.9294 | 7550.3287 | 7540.6006 | 7531.0756
SF | 2 | 8104.4288 | 8089.0403 | 8074.498 | 8060.2675 | 8046.5521 | 8032.9864
SF | 3 | 9068.7835 | 9049.3791 | 9030.0311 | 9010.742 | 8989.082 | 8967.2385
MF | 1 | 4538.6061 | 4528.6634 | 4518.6964 | 4509.7025 | 4502.2711 | 4493.8533
MF | 2 | 5585.058 | 5574.2196 | 5563.3545 | 5553.5504 | 5545.4494 | 5536.2732
MF | 3 | 5828.7875 | 5818.0054 | 5807.1968 | 5797.4437 | 5789.3848 | 5780.2563
MH | 1 | 6207.7018 | 6195.3343 | 6182.7813 | 6170.4642 | 6158.4085 | 6146.3527
MH | 2 | 7532.2225 | 7514.9052 | 7497.3282 | 7480.0815 | 7463.2009 | 7446.32
MH | 3 | 7845.9701 | 7830.079 | 7813.9494 | 7798.123 | 7782.6326 | 7767.142

## FAF GasOther Detail
Back to Table of Contents
Annual FAF Gas/Other Stock aMW Consumption by Scenario
(aMW at Busbar)
Summary: This table summarizes the annual electric energy consumption of all Residential Gas and Other Non-Electric Furnaces (e.g., Oil) HVAC stock in the market in each scenario over time. Electric energy consumption of FAF Gas/Other primarly comes from the furnace's fan energy and has small interactive effects with weatherization and advanced smart thermostats.
Scenarios | 2016 | 2017 | 2018 | 2019 | 2020 | 2021
Market | 133.327 | 134.238 | 135.9696 | 137.8518 | 140.364 | 142.6566
Baseline | 133.5591 | 134.758 | 136.7744 | 138.8823 | 141.6546 | 144.3805
FAF Gas/Other Stock Saturation by Building Type, Scenario, (Heating), Market Scenario over Time
(% of Dwelling Units)
Summary: This table summarizes the saturation of FAF Gas/Other in the market in each scenario over time as a percentage of all units.
Building Type | Scenarios | 2016 | 2017 | 2018 | 2019 | 2020 | 2021
SF | Market | 51.97% | 51.99% | 52.29% | 52.61% | 53.16% | 53.69%
SF | Baseline | 51.97% | 51.99% | 52.29% | 52.61% | 53.16% | 53.69%
MF | Market | 4.289% | 4.54% | 4.795% | 5.071% | 5.266% | 5.539%
MF | Baseline | 4.289% | 4.54% | 4.795% | 5.071% | 5.266% | 5.539%
MH | Market | 16.33% | 16.26% | 16.26% | 16.27% | 16.41% | 16.51%
MH | Baseline | 16.33% | 16.26% | 16.26% | 16.27% | 16.41% | 16.51%
# of Dwelling Units with FAF Gas/Other as Primary Heating System by Building Type, Scenario Over Time
(# of Dwelling Units)
Summary: This table summarizes the number of dwelling units with FAF Gas/Other as primary heating system in the market in each scenario over time.
Building Type | Scenarios | 2016 | 2017 | 2018 | 2019 | 2020 | 2021
SF | Market | 2196273.8721 | 2218215.1602 | 2253759.6267 | 2290686.0188 | 2339210.9951 | 2386281.5593
SF | Baseline | 2196273.8721 | 2218215.1602 | 2253759.6267 | 2290686.0188 | 2339210.9951 | 2386281.5593
MF | Market | 49280.89 | 53124.7136 | 57149.2724 | 61649.5555 | 64977.3532 | 69751.0524
MF | Baseline | 49280.89 | 53124.7136 | 57149.2724 | 61649.5555 | 64977.3532 | 69751.0524
MH | Market | 85245.6606 | 84419.5945 | 84122.0528 | 83854.3529 | 84109.1986 | 84372.5549
MH | Baseline | 85245.6606 | 84419.5945 | 84122.0528 | 83854.3529 | 84109.1986 | 84372.5549
Annual FAF Gas/Other UEC by Building Type, Climate Zone for Market Scenario
(kWh per dwelling unit, at Meter)
Summary: This table summarizes the annual, per-dwelling unit energy consumption of for each home with FAF Gas/Other as primary heating system in the market in each scenario over time.
Building Type | Climate Zone | 2016 | 2017 | 2018 | 2019 | 2020 | 2021
SF | 1 | 471.9822 | 470.7127 | 469.4979 | 468.5197 | 467.4876 | 465.9366
SF | 2 | 469.5307 | 468.4827 | 467.476 | 466.6948 | 465.8421 | 464.4546
SF | 3 | 498.4954 | 497.5986 | 496.7256 | 496.0643 | 495.2735 | 493.8684
MF | 1 | 207.0031 | 203.8961 | 201.2728 | 198.9577 | 197.3958 | 195.3652
MF | 2 | 310.4687 | 306.4378 | 303.0302 | 300.0391 | 298.0106 | 295.3278
MF | 3 | 384.2831 | 379.5007 | 375.4563 | 371.912 | 369.5043 | 366.3025
MH | 1 | 274.6891 | 273.871 | 273.0447 | 272.351 | 271.625 | 270.5852
MH | 2 | 514.4946 | 513.0721 | 511.6355 | 510.4428 | 509.1859 | 507.3406
MH | 3 | 554.962 | 553.5387 | 552.1023 | 550.9305 | 549.6893 | 547.8125
Note: The UEC shown here represents FAF Gas/Other electric fan load only

## RAC Detail
Back to Table of Contents
Annual RAC Stock aMW Consumption by Scenario
(aMW at Busbar)
Summary: This table summarizes the annual energy consumption of all Residential RAC in the stock in each scenario over time.
Scenarios | 2016 | 2017 | 2018 | 2019 | 2020 | 2021
Market | 16.7549 | 17.9235 | 19.0861 | 20.2458 | 21.5021 | 22.5523
Baseline | 16.7869 | 17.9892 | 19.19 | 20.3914 | 21.5933 | 22.7939
Annual RAC Stock Saturation by Building Type Scenario, Market Scenario
(% of Dwelling Units)
Summary: This table summarizes the saturation of RAC (% of dwelling units w/ RAC as primary cooling system) in the market in each scenario over time.
Building Type | Scenarios | 2016 | 2017 | 2018 | 2019 | 2020 | 2021
SF | Market | 8.078% | 8.619% | 9.142% | 9.653% | 10.15% | 10.64%
SF | Baseline | 8.078% | 8.619% | 9.142% | 9.653% | 10.15% | 10.64%
MF | Market | 7.946% | 8.42% | 8.87% | 9.288% | 9.734% | 10.11%
MF | Baseline | 7.946% | 8.42% | 8.87% | 9.288% | 9.734% | 10.11%
MH | Market | 20.11% | 21.94% | 23.77% | 25.61% | 27.48% | 29.35%
MH | Baseline | 20.11% | 21.94% | 23.77% | 25.61% | 27.48% | 29.35%
# of Dwelling Units with RAC as Primary Cooling System by Building Type, Scenario over Time
(# of Dwelling Units)
Summary: This table summarizes the # of dwelling units w/ RAC as primary cooling system in the market in each scenario over time.
Building Type | Scenarios | 2016 | 2017 | 2018 | 2019 | 2020 | 2021
SF | Market | 341384.6782 | 367709.2835 | 393959.8627 | 420255.988 | 446616.8948 | 472861.4504
SF | Baseline | 341384.6782 | 367709.2835 | 393959.8627 | 420255.988 | 446616.8948 | 472861.4504
MF | Market | 91302.4897 | 98534.3776 | 105724.7168 | 112921.2622 | 120123.5185 | 127307.6562
MF | Baseline | 91302.4897 | 98534.3776 | 105724.7168 | 112921.2622 | 120123.5185 | 127307.6562
MH | Market | 104991.3775 | 113921.9616 | 122968.1203 | 131962.5269 | 140886.441 | 149944.8249
MH | Baseline | 104991.3775 | 113921.9616 | 122968.1203 | 131962.5269 | 140886.441 | 149944.8249
Annual RAC UEC by Building Type, Climate Zone for Market Scenario
(kWh per dwelling unit, at Meter)
Summary: This table summarizes the annual, per-dwelling unit energy consumption of for each home with RAC as primary cooling system in the market in each scenario over time.
Building Type | Climate Zone | 2016 | 2017 | 2018 | 2019 | 2020 | 2021
SF | 1 | 124.9767 | 124.6521 | 124.3363 | 124.0206 | 123.6979 | 123.3681
SF | 2 | 351.6668 | 351.5987 | 351.5564 | 351.5333 | 351.5276 | 351.5338
SF | 3 | 670.9452 | 669.4971 | 668.0884 | 666.679 | 665.2371 | 663.7633
MF | 1 | 218.6671 | 218.6191 | 218.4963 | 218.3956 | 218.3041 | 218.1815
MF | 2 | 450.5906 | 450.5049 | 450.2857 | 450.106 | 449.9429 | 449.7241
MF | 3 | 775.0645 | 774.9335 | 774.5986 | 774.3241 | 774.0748 | 773.7405
MH | 1 | 123.6128 | 123.1455 | 122.6594 | 122.1999 | 121.7647 | 121.3184
MH | 2 | 367.0071 | 365.6657 | 364.2734 | 362.9584 | 361.7154 | 360.4422
MH | 3 | 664.0892 | 661.9499 | 659.712 | 657.5912 | 655.5744 | 653.5031